## Introduction
Embedded Capacity Register |  | Version 2.0
Last Updated:
[14/09/2021]
Introduction
Embedded Capacity Register: means, for each DNO/IDNO Party, a register of site-specific data items for sites which are connected to the DNO/IDNO Party's Distribution System (or which are the subject of an accepted connection offer to be connected to the Distribution System), and which: (a) have an import capacity of 1 MW or more and are subject to a DSR Contract; and/or (b) have an export capacity of 1 MW or more. The required register format and data items are described in Schedule 31 (Embedded Capacity Register). DSR Contract: means, for each DNO/IDNO Party, a contract for the provision of a commercial service whereby the amount or pattern of electricity imported from the Distribution System is altered in response to the DNO/IDNO Party's instructions.
Register Definitions
| Heading | Explanation
General Data
| MPAN | The core meter point administration number, a 13-digit reference used in MPAS to identify the relevant Metering Point. For generation entries, the "Export" MPAN should be included. For storage entries, the "Export" MPAN should also be included. For flexible demands, the "Import" MPAN should be included. Where sites are CVA Registered, no MPAN is included but indicate "CVA Registered" For "Accepted to Connect" generation, please indicate "data not available".
| Customer Name | Name of party that is connected or contracted to connect.
| Customer Site | Name of customer site/project name.
| Address Line 1 | Site location
| Address Line 2 | Site location
| Town/ City | Site location
| County | Site location
| Postcode | Site location
| Country | GB country customer site is connected within.
| Location (X-coordinate): Eastings (where data is held) | X coordinates for development site in British National Grid. For "Accepted to Connect" generation, please include the location of the metering point agreed as part of the connection process as a 6/7 digit Easting. In exceptional cases where the metering point is not located at the DER site (e.g. some off-shore wind sites), please use the co-ordinates of the DER site if this is known.
| Location (y-coordinate): Northings (where data is held) | Y coordinates for development site in British National Grid. For "Accepted to Connect" generation, please include the location of the metering point agreed as part of the connection process as a 6/7 digit Northing. In exceptional cases where the metering point is not located at the DER site (e.g. some off-shore wind sites), please use the co-ordinates of the DER site if this is known.
| Grid Supply Point | The point of delivery from the transmission system to a distribution system that is linked with the Customer Site
| Bulk Supply Point | The supply point on the DNO system (representing an EHV/EHV transformation level) linked with the Customer Site
| Primary | The relevant primary substation on the DNO system linked with the Customer Site.
| Point of Connection (POC) Voltage (kV) | This is the voltage at the Point of Connection to the distribution network.
| Licence Area | Licence area customer site is connected within
| Primary Resource Type | Meaning any of the below resource types used by technology in the production of electricity:
Fossil Gas
Fossil coal gas
Fossil oil
Fossil oil shale
Fossil peat
Fossil brown coal/lignite
Fossil hard coal
Fossil (to be confirmed)
Nuclear
Interconnector
Hydrogen
Solar
Wind
Hydro run of river
Hydro reservoir (not pumped)
Hydro (to be confirmed)
Marine
Geothermal
Biomass
Waste
Biofuel landfill gas
Biofuel sewage gas
Biofuel biogas from anaerobic digestion (excluding landfill & sewage)
Biofuel other
Advanced fuel gasification or pyrolysis
Storage battery
Storage pumped
Storage other
Other
Data not available
| Primary Technology/ Plant Type | Meaning any of the below types technologies that export electricity onto a distribution network:
Steam turbine (thermal power plant)
Steam-gas turbine (CCGT)
Gas turbine (OCGT)
Onshore wind turbines
Offshore wind turbines
Photovoltaic
Engine (combustion / reciprocating)
Hydro power system
Tidal lagoons
Tidal stream devices
Wave devices
Geothermal power plant
Battery
Compressed air system
Liquid air system
Other
Data not available
| CHP Cogeneration | The simultaneous generation of usable heat and power (usually electricity) in a single process, thereby leading to reductions in the amount of wasted heat.
| Storage Duration | Divide the storage capacity (MWh) by the installed capacity (MW) and round it down to the nearest 0.5 (half-hour). If the value is less than 0.5 before rounding, it could be rounded to 0.5 hours so that it is not zero.
| Primary Resource Type - Installed Capacity (MW) | This is the installed capacity of the "Primary Resource Type" expressed in MM.
| Primary Resource Type - Installed Capacity (MVA): | This is the installed capacity of the "Primary Resource Type" expressed in MVA.
| Resource Type 2 | Where there is more than one plant type at a site, the "Resource Type 2" and "Resource Type 3" fields would be used to show the resource types additional to the "Primary Resource Type". Meaning any of the resource types stated above (cell 35-45)
| Technology / Plant Type 2 | Defined as above for “Primary Technology / Plant Type”)
| CHP Cogeneration Type 2 | The simultaneous generation of usable heat and power (usually electricity) in a single process, thereby leading to reductions in the amount of wasted heat.
| Storage Duration Type 2 | Divide the storage capacity (MWh) by the installed capacity (MW) and round it down to the nearest 0.5 (half-hour). If the value is less than 0.5 before rounding, it could be rounded to 0.5 hours so that it is not zero.
| Resource Type 2 - Installed Capacity (MW) | This is the installed capacity of the "Resource Type 2" expressed in MW.
| Resource Type 2 - Installed Capacity (MVA) | This is the installed capacity of the "Resource Type 2" expressed in MVA.
| Resource Type 3 | Defined as above for “Resource Type 2”
| Technology / Plant Type 3 | Defined as above for “Primary Technology / Plant Type”)
| CHP Cogeneration Type 3 | The simultaneous generation of usable heat and power (usually electricity) in a single process, thereby leading to reductions in the amount of wasted heat.
| Storage Duration Type 3 | Divide the storage capacity (MWh) by the installed capacity (MW) and round it down to the nearest 0.5 (half-hour). If the value is less than 0.5 before rounding, it could be rounded to 0.5 hours so that it is not zero.
| Resource Type 3 - Installed Capacity (MW) | This is the installed capacity of the "Resource Type 3" expressed in MW.
| Resource Type 3 - Installed Capacity (MVA) | This is the installed capacity of the "Resource Type 3" expressed in MVA.
| Flexible Connection (Yes/No) | Is the connection contingent on a flexible connection arrangement during system normal operating conditions such as Active Network Management (ANM)?
| Connection Status | “Connected" or "Accepted to Connect"?
| Last Updated | Date on which item was last updated in the register.
Already Connected
| Installed Generation Capacity (MVA): | This is the total generation connected at the site expressed in MVA.
| Export Capacity (MW) | This is the total MW export capacity permitted as per the connection agreement.
| Export Capacity (MVA) | This is the total MVA export capacity permitted as per the connection agreement.
| Import Capacity (MW) | This is the total MW import capacity permitted as per the connection agreement.
| Import Capacity (MVA) | This is the total MVA export capacity permitted as per the connection agreement.
| Date Connected | Date Project connected to network and energised.
Accepted to Connect
| Accepted to Connect Generation Capacity (MVA): | This is the total additional generation that is accepted to connect at the site expressed in MVA.
| Export Capacity (MW | This is the total additional MW export capacity permitted as per the connection agreement.
| Export Capacity (MVA) | This is the total additional MVA export capacity permitted as per the connection agreement.
| Import Capacity (MW) | This is the total additional MW import capacity permitted as per the connection agreement.
| Import Capacity (MVA) | This is the total additional MVA import capacity permitted as per the connection agreement.
| Date Accepted | Date customer contracted with GBSO/DNO/IDNO.
| Target Energisation Date | Estimated date of energisation. This date is likely to change to reflect the latest date notified by customers.
Services Provided
| Distribution Service Provider (Y/N) | Does the resource provide services to a DNO?
| Transmission Service Provider (Y/N | Does the resource provide services to the ESO or a TO?
| Reference | A unique reference to link to the Providing Services tab.
Reinforcement Works
| In a Connection Queue (Y/N) | This field indicates whether the "Accepted to Connect" resource is part of a connection queue.
| Distribution Reinforcement Reference | Unique reference to relevant distribution reinforcement required for connection.
| Transmission Reinforcement Reference | Unique reference to relevant transmission reinforcement required for connection.
Contacts and Other Information
Contact details If you believe that any details pertaining to your site or a specific site are incorrect then please use the contact details provided to notify us so that the details can be corrected in the next version.
Regional Maps To assist you in identifying the regions referred to in the register, we provide the following links to maps for our regions/areas
Heat Maps To assist you in understanding how the capacity of connected DER impacts on our network, we provide the following links to heat maps for our regions/areas
Note
For each site that meets the criteria to be included in its Embedded Capacity Register, each DNO/IDNO Party shall use reasonable endeavours to populate all fields in the Embedded Capacity Register. Where the DNO/IDNO Party does not hold data for a specific field for a specific site, then the DNO/IDNO Party will populate the relevant field with the words ‘data not available’.

## Register
[37 empty] | Already Connected | [5 empty] | Accepted to Connect | [6 empty] | Services Provided |  |  | Reinforcement Works
MPAN | Customer Name | Customer Site | Address Line 1 | Address Line 2 | Town/ City | County | Postcode | Country | Location (X-coordinate): Eastings (where data is held) | Location (y-coordinate): Northings (where data is held) | Grid Supply Point | Bulk Supply Point | Primary | Point of Connection (POC) Voltage (kV) | Licence Area | Primary Resource Type | Primary Technology/ Plant Type | CHP Cogeneration | Storage Duration | Primary Resource Type - Installed Capacity (MW) | Primary Resource Type - Installed Capacity (MVA): | Resource Type 2 | Technology / Plant Type 2 | CHP Cogeneration Type 2 | Storage Duration Type 2 | Resource Type 2 - Installed Capacity (MW) | Resource Type 2 - Installed Capacity (MVA) | Resource Type 3 | Technology / Plant Type 3 | CHP Cogeneration Type 3 | Storage Duration Type 3 | Resource Type 3 - Installed Capacity (MW) | Resource Type 3 - Installed Capacity (MVA) | Flexible Connection (Yes/No) | Connection Status | Last Updated | Installed Generation Capacity (MVA) | Export Capacity (MW) | Export Capacity (MVA) | Import Capacity (MW) | Import Capacity (MVA) | Date Connected | Accepted to Connect Generation Capacity (MVA) | Export Capacity (MW) | Export Capacity (MVA) | Import Capacity (MW) | Import Capacity (MVA) | Date Accepted | Target Energisation Date | Distribution Service Provider (Y/N) | Transmission Service Provider (Y/N) | Reference | In a Connection Queue (Y/N) | Distribution Reinforcement Reference | Transmission Reinforcement Reference | Column1 | Column2
2100040023638 | AB InBev UK Limited | CE RUSH WALL TURBINE LIMITED | WHITBREAD BREWERY | MAGOR | NEWPORT |  | NP26 3DA | United Kingdom |  |  | Uskmouth | Magor | 11kV Connection | 11 | Western Power Distribution (South Wales) plc | Wind | Onshore wind turbines | No | 0 | 11.307 | 11.902 | [12 empty] | No | Connected | 2021-09-14 | 11.902 | 3.325 | 3.5 | 6.65 | 7 | 01/07/1990
2200043161743 | Cornwall Council | Ventonteague Wind Turbine | ZELAH |  | TRURO | CORNWALL | TR4 9JF | United Kingdom | 118312 | 5334 | Indian Queens | Fraddon 'K'/Truro | Ventonteague Wind Turbine | 33 | Western Power Distribution (South West) plc | Wind | Onshore wind turbines | No | 0 | 2.232 | 2.35 | [12 empty] | No | Connected | 2021-09-14 | 2.35 | 2.3 | 2.421 | 0.023 | 0.024 | 10/08/2020
2100041648473 | Cardiff County Council | Lamby Way Solar Farm Cardiff Refuse Site | LAMBY WAY | RUMNEY | CARDIFF |  | CF3 2HP | United Kingdom | 321941.398 | 178264.554 | Cardiff East Grid | Trowbridge 132/11 Kv S/S | Trowbridge Primary | 11 | Western Power Distribution (South Wales) plc | Solar | Photovoltaic | No | 0 | 4.75 | 5 | [12 empty] | No | Connected | 2021-09-14 | 5 | 4.75 | 5 | 0 | 0 | 01/09/2020
none | Solar Century Holdings Ltd | Proposed Solar Scheme | Stock Lane | Langford | Bristol |  | B40 5EU | United Kingdom | 345149.212 | 162247.701 | Bridgwater S.G.P. | Churchill Bsp 132kv | 132kV connection | 132 | Western Power Distribution (South West) plc | Solar | Photovoltaic | No | 0 | 120 | 126.316 | [12 empty] | No | Accecpted to Connect | 2021-09-14 | [6 empty] | 126.316 | 60 | 63.158 | 60 | 63.158 | 02/12/2020 | N/A
2100041638155 | Department for Work and Pensions | DWP Building Main Ave Treforest Ind Est Pontypridd | MAIN AVENUE | TREFOREST INDUSTRIAL ESTATE | PONTYPRIDD |  | CF37 5UA | United Kingdom | 311250 | 185750 | Upper Boat | Nantgarw Grid | Nantgarw Primary | 11 | Western Power Distribution (South Wales) plc | Solar | Photovoltaic | No | 0 | 0.054 | 0.057 | [12 empty] | No | Connected | 2021-09-14 | 0.057 | 0.054 | 0.057 | 2.375 | 2.5 | 23/06/2020
2100041539180 | Hydro Electric Developments Limited | Ystradffin Hydro Generation Llandovery | YSTRADFFIN |  | LLANDOVERY | DYFED | SA20 0PH | United Kingdom | 277580 | 245880 | Swansea North | Ammanford (CARLL) | Ystradffin Hydro Generation | 33 | Western Power Distribution (South Wales) plc | Hydro (to be confirmed) | Hydro power system | No | 0 | 1.89 | 1.99 | [12 empty] | No | Connected | 2021-09-14 | 1.99 | 1.71 | 1.8 | 0.095 | 0.1 | 28/06/2020
2200043167062 | INTERFISH LTD | Interfish | CATTEDOWN ROAD |  | PLYMOUTH | DEVON | PL4 0RW | United Kingdom | 249390.797 | 53514.54 | Abham S.G.P. | Plymouth Bsp | Prince Rock | 11 | Western Power Distribution (South West) plc | Solar | Photovoltaic | No | 0 | 0.475 | 0.5 | [12 empty] | No | Connected | 2021-09-14 | 0.5 | 0.094 | 0.099 | 1.615 | 1.7 | 11/06/2020
1470001166538 | Ricoh (UK) Products Ltd | Ricoh (UK) Products Ltd | PRIORSLEE |  | TELFORD | SHROPSHIRE | TF2 9NS | United Kingdom | 371833.192 | 309437.625 | IRONBRIDGE 132kV S STN | KETLEY 132kV S STN | SNEDSHILL 33 11kV S STN | 11 | Western Power Distribution (West Midlands) plc | Solar | Photovoltaic | No | 0 | 0.932 | 0.98081 | [12 empty] | No | Connected | 2021-09-14 | 0.98081 | 0.93 | 0.979 | 2.47 | 2.6 | 03/12/2010
1100050219211 | Infinis Ltd | Export Site, Burntstump Landfill | BURNTSTUMP LANDFILL SITE | BURNTSTUMP HILL | NOTTINGHAM | NOTTINGHAMSHIRE | NG5 8PQ | United Kingdom | 458544.678 | 350101.834 | CHESTERFIELD 132kV S STN | ANNESLEY 33kV S STN | CALVERTON 33 11kV S STN | 11 | Western Power Distribution (East Midlands) plc | Biofuel landfill gas | Gas turbine (OCGT) | No | 0 | 2.213 | 2.33 | [12 empty] | No | Connected | 2021-09-14 | 2.33 | 1.905 | 2.005 | 0.095 | 0.1 | 09/09/1992
1421464500007 | SOUTH STAFFS WATER COMPANY | Hampton Loade Water Treatment Works | HAMPTON LOADE |  |  |  | WV15 6HD | United Kingdom | 374751.504 | 287042.469 | BISHOPS WOOD 132kV S STN | STOURPORT 132 66 33kV S STN | QUATT 33 11kV S STN | 11 | Western Power Distribution (West Midlands) plc | Waste | Gas turbine (OCGT) | Yes | 0 | 43.329 | 45.61 | [12 empty] | No | Connected | 2021-09-14 | 45.61 | 7.6 | 8 | 10.45 | 11 | 28/02/2001
1170001286040 | Simply Cartons Ltd | Simply Cartons Ltd | PERRY ROAD |  | NOTTINGHAM | NOTTINGHAMSHIRE | NG5 1GQ | United Kingdom | 455815.49 | 342922.031 | RATCLIFFE ON SOAR 132kV S STN | NOTTINGHAM NORTH 11kV S STN | 11kV Connection | 11 | Western Power Distribution (East Midlands) plc | Solar | Photovoltaic | No | 0 | 1.048 | 1.103 | [12 empty] | No | Connected | 2021-09-14 | 1.103 | 0.21 | 0.221 | 1.14 | 1.2 | 07/07/2020
none | Solarcentury | PETERSTON SUPER ELY |  |  | Cardiff |  |  | United Kingdom | 310109.76 | 187021.029 | Upper Boat | 33kV connection | 33kV connection | 33 | Western Power Distribution (South Wales) plc | Solar | Photovoltaic | No | 0 | 120 | 126.316 | [12 empty] | No | Accecpted to Connect | 2021-09-14 | [6 empty] | 126.316 | 60 | 63.158 | 60 | 63.158 | 15/12/2020 | N/A
2200042965260 | SSDC Opium Power Limited | Fideoak Mill BESS, Bishops Hull, Taunton | BISHOPS HULL |  | TAUNTON | SOMERSET | TA4 1AF | United Kingdom | 319260 | 124890 | Taunton | Taunton | Fideoak 33kV Battery | 33 | Western Power Distribution (South West) plc | Storage battery | Battery | No | 0 | 26.334 | 27.72 | [12 empty] | No | Connected | 2021-09-14 | 27.72 | 29.999 | 31.578 | 28.5 | 30 | 24/03/2020
2100041142381 | Viridor Trident Park Limited | CARDIFF, Viridor Trident Park EFW | OFF OCEAN WAY | GLASS AVENUE | CARDIFF | SOUTH GLAMORGAN | CF24 5EN | United Kingdom | 320241 | 175410 | Cardiff East [ /Aberthaw] | Cardiff Central [ /Cardiff West] | Trident Park 33kV waste management | 33 | Western Power Distribution (South Wales) plc | Waste | Steam-gas turbine (CCGT) | No | 0 | 37.715 | 39.7 | [12 empty] | No | Connected | 2021-09-14 | 39.7 | 34.983 | 36.824 | 4.75 | 5 | 31/03/2014
none | Tata Steel Uk Ltd | PORT TALBOT STEEL WORKS | Po Box 42 |  | Port Talbot |  | SA13 2NG | United Kingdom | 278354.541 | 186815.467 | Pyle Grid | Margam Grid | 33kV connection | 33 | Western Power Distribution (South Wales) plc | Waste | Steam-gas turbine (CCGT) | No | 0 | 117 | 123.158 | [12 empty] | No | Accecpted to Connect | 2021-09-14 | [6 empty] | 123.158 | 19 | 20 | 124 | 130.526 | 16/12/2019 | N/A
1170000962975 | Ibstock Building Products Ltd | Ibstock Building Products Ltd | Leicester Road |  | IBSTOCK | LEICESTERSHIRE | LE67 6HS | United Kingdom | 441270.259 | 310805.395 | ENDERBY 132kV S STN | COALVILLE 33KV S STN | COALVILLE 11kV S STN | 11 | Western Power Distribution (East Midlands) plc | Solar | Photovoltaic | No | 0 | 3.89 | 4.095 | [12 empty] | No | Connected | 2021-09-14 | 4.095 | 3.97 | 4.179 | 2.47 | 2.6 | 29/01/2020
none | Renesola Hercules Energy 1 Limited | PEMBROKE SOLAR PARK |  |  | Pembroke |  |  | United Kingdom | 193601.954 | 202349.642 | Pembroke Power Station | Pembroke Power Station Bsp | 33kV connection | 33 | Western Power Distribution (South Wales) plc | Solar | Photovoltaic | No | 0 | 92 | 96.842 | [12 empty] | No | Accecpted to Connect | 2021-09-14 | [6 empty] | 96.842 | 46 | 48.421 | 46 | 48.421 | 26/01/2021 | N/A
1470001161423 | Descram Holdings Ltd | BUSHELL & MEADOWS, NORTHWAY LANE, TEWKESBURY GL20 8HG | NORTHWAY LANE |  | TEWKESBURY |  | GL20 8HG | United Kingdom |  |  | Port Ham 132kV | Tewkesbury 132kV | Tewkesbury Grid 132/11kV | 11 | Western Power Distribution (West Midlands) plc | Solar | Photovoltaic | No | 0 | 0.032 | 0.034 | [12 empty] | No | Connected | 2021-09-14 | 0.034 | 0.032 | 0.034 | 0.95 | 1 | 01/06/2015
1470000806514 | Gloucestershire Hospitals Subsidiary Company Ltd | Gloucester Royal Hospital | GREAT WESTERN ROAD |  | GLOUCESTER | GLOUCESTERSHIRE | GL1 3NN | United Kingdom | 383942.761 | 218662.639 | PORT HAM 132kV S STN | CASTLE MEADS 33kV S STN | COMMERCIAL RD 33 11kV S STN | 11 | Western Power Distribution (West Midlands) plc | Fossil oil | Engine (combustion / reciprocating) | Yes | 0 | 7.177 | 7.555 | [12 empty] | No | Connected | 2021-09-14 | 7.555 | 6.501 | 6.843 | 3.04 | 3.2 | 31/01/2018
1470000426481 | University of Sheffield | Willenhall Energy Park | BILSTON ROAD |  | WILLENHALL | WOLVERHAMPTON | WV13 2JL | United Kingdom | 396024.286 | 297517.987 | WILLENHALL 132 25kV S STN | Willenhall 132/25/11kV | Willenhall 132/25/11kV | 11 | Western Power Distribution (West Midlands) plc | Storage battery | Battery | No | 0 | 1.995 | 2.1 | [12 empty] | No | Connected | 2021-09-14 | 2.1 | 2.565 | 2.7 | 2.565 | 2.7 | 09/03/2015
2200043123000 | Conrad (Langage) Limited | Land Adjacent To Applied Automation Langage PLYMOUTH | EASTERN WOOD ROAD | LANGAGE INDUSTRIAL ESTATE | PLYMOUTH |  | PL7 5ET | United Kingdom | 256673 | 55860 | Abham S.G.P. | Plympton Bsp | Langage | 11 | Western Power Distribution (South West) plc | Biofuel landfill gas | Gas turbine (OCGT) | No | 0 | 6.688 | 7.04 | [12 empty] | No | Connected | 2021-09-14 | 7.04 | 4.25 | 4.474 | 0.19 | 0.2 | 01/04/2020
2200043121449 | Conrad (Plymouth) Limited | Valley Road Plympton PLYMOUTH | PROPOSED GAS FIRED GENERATION;53 | VALLEY ROAD | PLYMOUTH | DEVON | PL7 1RF | United Kingdom | 253198 | 56322 | Abham S.G.P. | Plympton Bsp | Linketty Lane | 11 | Western Power Distribution (South West) plc | Biofuel landfill gas | Gas turbine (OCGT) | No | 0 | 4.789 | 5.041 | [12 empty] | No | Connected | 2021-09-14 | 5.041 | 5 | 5.263 | 0.19 | 0.2 | 01/06/2020
1100770280194 | Apex Energy Limited | SOMERCOTES Pye Bridge Generating Station Pye Bridge Industrial Estate | PYE BRIDGE INDUSTRIAL ESTATE | PYE BRIDGE | ALFRETON | DERBYSHIRE | DE55 4NX | United Kingdom | 442102.975 | 354391.385 | CHESTERFIELD 132kV S STN | ALFRETON 33kV S STN | SOMERCOTES 33 11kV S STN | 11 | Western Power Distribution (East Midlands) plc | Biofuel landfill gas | Gas turbine (OCGT) | No | 0 | 9.65 | 10.158 | [12 empty] | No | Connected | 2021-09-14 | 10.158 | 8.55 | 9 | 0.475 | 0.5 | 09/01/2017
1170001229422 | Willshees Waste & Recycling Ltd | DEPOT 3, OFF CADLEY HILL ROAD, SWADLINCOTE | OFF CADLEY HILL ROAD |  | SWADLINCOTE | DERBYSHIRE | DE11 9GE | United Kingdom | 426689 | 318641 | DRAKELOW 132kV | GRESLEY 33kV S STN | GRESLEY 11kV S STN | 11 | Western Power Distribution (East Midlands) plc | Solar | Photovoltaic | No | 0 | 0.251 | 0.264 | [12 empty] | No | Connected | 2021-09-14 | 0.264 | 0.251 | 0.264 | 2.85 | 3 | 01/01/2020
2100041526640 | Bryn Blaen Wind Farm Limited | BRYN BLAEN WIND FARM | BRYN TITLI PLATUAE | ST HARMAN | RHAYADER | POWYS | LD6 5LF | United Kingdom | 306912 | 201154 | Rassau | Abergavenny [/Panteg] | Bryn Blaen Wind Farm | 66 | Western Power Distribution (South Wales) plc | Wind | Onshore wind turbines | No | 0 | 0 | 0 | [12 empty] | No | Connected | 2021-09-14 | 0 | 13.87 | 14.6 | 0.332 | 0.35 | 43799
1170000818367 | Kiln Power Limited | Lime Kilns Generation Connection Point B | HINCKLEY POWER A UNIT 8 | LIME KILNS BUSINESS PARK | HINCKLEY | LEICESTERSHIRE | LE10 3EQ | United Kingdom | 441335 | 292557 | COVENTRY 132kV S STN | HINCKLEY 132KV S STN | HINCKLEY 11kV S STN | 11 | Western Power Distribution (East Midlands) plc | Fossil Gas | Engine (combustion / reciprocating) | No | 0 | 10.792 | 11.36 | [12 empty] | No | Connected | 2021-09-14 | 11.36 | 8 | 8.421 | 0.048 | 0.05 | 12/03/2018
1170000818376 | Kiln Power Limited | Lime Kilns Generation Connection Point A | HINCKLEY POWER A UNIT 8 | LIME KILNS BUSINESS PARK | HINCKLEY | LEICESTERSHIRE | LE10 3EQ | United Kingdom | 441335 | 292557 | COVENTRY 132kV S STN | HINCKLEY 132KV S STN | HINCKLEY 11kV S STN | 11 | Western Power Distribution (East Midlands) plc | Fossil Gas | Engine (combustion / reciprocating) | No | 0 | 10.792 | 11.36 | [12 empty] | No | Connected | 2021-09-14 | 11.36 | 8 | 8.421 | 0.332 | 0.35 | 12/03/2018
none | Lightrock Power Ltd | PERADON FARM PEARDON |  | CLYST HYDON | CULLOMPTON | DEVON | EX15 2NG | United Kingdom | 300934.29 | 97243.871 | Exeter Main S.G.P. | Exeter Main Bsp | 33kV connection | 33 | Western Power Distribution (South West) plc | Solar | Photovoltaic | No | 0 | 74.8 | 78.737 | [12 empty] | No | Accecpted to Connect | 2021-09-14 | [6 empty] | 78.737 | 49.9 | 52.526 | 0.5 | 0.526 | 22/05/2020 | N/A
2200042209298 | Biogen Southern Limited | WASTE TRANSFER STATION, AISECOMBE WAY, HUTTON MOOR, WESTON-SUPER-MARE | AISECOME WAY | HUTTON MOOR | WESTON-SUPER-MARE | SOMERSET | BS22 8NA | United Kingdom | 334320.249 | 160909.176 | Seabank Sgp | Weston Bsp 132kv | Weston Locking Rd | 11 | Western Power Distribution (South West) plc | Biofuel landfill gas | Gas turbine (OCGT) | No | 0 | 1.044 | 1.099 | [12 empty] | No | Connected | 2021-09-14 | 1.099 | 0.95 | 1 | 0.204 | 0.215 | 06/06/2013
none | CENIN RENEWABLES LTD | GENERATION SCHEME | Mynydd Maen | Hafodyrynys | Crumlin |  | NP11 5AY | United Kingdom | 320003.293 | 197958.622 | Rassau G.S.P. | Crumlin | 33kV connection | 33 | Western Power Distribution (South Wales) plc | Wind | Onshore wind turbines | No | 0 | 74 | 77.895 | [12 empty] | No | Accecpted to Connect | 2021-09-14 | [6 empty] | 77.895 | 77.895 | 81.995 | 10 | 10.526 | 11/06/2019 | N/A
1170001217997 | Bowmer and Kirkland Limited | Unity Square Inland Revenue | UNITY SQUARE | SHERIFFS WAY | NOTTINGHAM |  | NG2 1NB | United Kingdom |  |  | RATCLIFFE ON SOAR 132kV S STN | NOTTINGHAM 33kV S STN | CASTLE ROAD 33 11kV S STN | 11 | Western Power Distribution (East Midlands) plc | Solar | Photovoltaic | No | 0 | 0.039 | 0.04124 | [12 empty] | No | Connected | 2021-09-14 | 0.04124 | 0.019 | 0.02 | 2.85 | 3 | 25/10/2019
1470000310059 | AO Recycling Limited | HYMIX LIMITED | STAFFORD PARK 11 |  | TELFORD | SHROPSHIRE | TF3 3AY | United Kingdom | 372018.751 | 308560.939 | IRONBRIDGE 132kV S STN | KETLEY 132kV S STN | SNEDSHILL 33 11kV S STN | 11 | Western Power Distribution (West Midlands) plc | Solar | Photovoltaic | No | 0 | 0.123 | 0.13 | [12 empty] | No | Connected | 2021-09-14 | 0.13 | 0.123 | 0.13 | 1.9 | 2 | 19/11/2015
2100041591640 | University of South Wales | University of South Wales Treforest Campus Pontypridd | TREFOREST |  | PONTYPRIDD | MID GLAMORGAN | CF37 1DL | United Kingdom | 308178.628 | 188460.745 | Upper Boat | Upper Boat Bsp | Upper Boat Primary | 11 | Western Power Distribution (South Wales) plc | Solar | Photovoltaic | No | 0 | 0.078 | 0.08198 | [12 empty] | No | Connected | 2021-09-14 | 0.08198 | 0.094 | 0.099 | 1.52 | 1.6 | 16/06/2011
1100771060879 | Alkane Energy UK Limited | WHITWELL, SOUTHFIELD LANE | SOUTHFIELD LANE |  | WHITWELL | DERBYSHIRE | S80 3LH | United Kingdom | 453301.522 | 375749.46 | CHESTERFIELD 132kV S STN | WHITWELL 33kV S STN | CRAGGS LANE 33 11kV S STN | 11 | Western Power Distribution (East Midlands) plc | Fossil Gas | Engine (combustion / reciprocating) | No | 0 | 3.537 | 3.723 | [12 empty] | No | Connected | 2021-09-14 | 3.723 | 2.232 | 2.35 | 0.19 | 0.2 | 06/07/2005
1470000523742 | Renishaw Plc | Stroudwater Business Park | BRUNEL WAY | STONEHOUSE |  |  | GL10 3TA | United Kingdom | 379630.21 | 206034.724 | IRON ACTON 132kV S STN | RYEFORD 132kV S STN | Ryeford 132/33/11kV | 11 | Western Power Distribution (West Midlands) plc | Solar | Photovoltaic | No | 0 | 0.617 | 0.649 | [12 empty] | No | Connected | 2021-09-14 | 0.649 | 0.475 | 0.5 | 1.425 | 1.5 | 03/09/2015
1460001741215 | Malvern 1 Ltd | SCOTIA BUSINESS PARK | SCOTIA ROAD |  | STOKE-ON-TRENT | STAFFORDSHIRE | ST6 4HG | United Kingdom | 386330.359 | 350698.734 | Cellarhead 132kV | BURSLEM 132kV S STN | Burslem 132/33/11kV | 11 | Western Power Distribution (West Midlands) plc | Biofuel landfill gas | Gas turbine (OCGT) | No | 0 | 6.977 | 7.344 | [12 empty] | No | Connected | 2021-09-14 | 7.344 | 3.488 | 3.672 | 0.285 | 0.3 | 05/03/2007
1470001127510 | Renishaw PLC | a1-a3 ashville park | A1 A3 ASHVILLE PARK | SHORT WAY | THORNBURY |  | BS35 3UU | United Kingdom | 363877 | 189365 | IRON ACTON 132kV S STN | CHIPPING SODBURY 132kV S STN | ALVESTON 33 11kV S STN | 11 | Western Power Distribution (West Midlands) plc | Solar | Photovoltaic | No | 0 | 0.167 | 0.176 | [12 empty] | No | Connected | 2021-09-14 | 0.176 | 0.084 | 0.088 | 1.425 | 1.5 | 01/12/2019
none | Tnei | COODE ESTATE WEST White Cross |  | Whte Cross | Cornwall |  | TR8 4LX | United Kingdom | 193874.451 | 59065.584 | Indian Queens S.G.P. | 132kV connection | 132kV connection | 132 | Western Power Distribution (South West) plc | Solar | Photovoltaic | No | 0 | 73.2 | 77.053 | [12 empty] | No | Accecpted to Connect | 2021-09-14 | [6 empty] | 77.053 | 55 | 57.895 | 25 | 26.316 | 17/04/2021 | N/A
1170001183317 | Mercia Power Response (Whittington Road) Limited | Whittington Road Generation Site | LAND AT WHITTINGTON ROAD |  | CHESTERFIELD | DERBYSHIRE | S43 2PR | United Kingdom | 441263 | 375371 | CHESTERFIELD 132kV S STN | STAVELEY 33kV S STN | STAVELEY 11kV S STN | 11 | Western Power Distribution (East Midlands) plc | Biofuel landfill gas | Gas turbine (OCGT) | No | 0 | 8.478 | 8.924 | [12 empty] | No | Connected | 2021-09-14 | 8.924 | 6.65 | 7 | 0.142 | 0.15 | 01/12/2019
1470000942820 | Hamble Power Limited | HAMBLE POWER, Buse Gases, Johnsons Bridge Road, West Bromwich | FEEDER 2 EXPORT | WHITES ROAD | WEST BROMWICH | WEST MIDLANDS | B71 1DG | United Kingdom | 399992 | 292705 | OCKER HILL C 132kV S STN | Black Lake 132/11kV | 11kV Connection | 11 | Western Power Distribution (West Midlands) plc | Fossil Gas | Gas turbine (OCGT) | No | 0 | 17.1 | 18 | [12 empty] | No | Connected | 2021-09-14 | 18 | 17.1 | 18 | 0.38 | 0.4 | 29/09/2019
2198765426173 | Renewable Power Generation Ltd | Tythegston Landfill Generation | TYTHGSTON |  | BRIDGEND | MID GLAMORGAN | CF32 0NE | United Kingdom |  |  | Pyle Grid | Pyle Bsp | Nottage | 11 | Western Power Distribution (South Wales) plc | Biofuel landfill gas | Gas turbine (OCGT) | No | 0 | 1.174 | 1.236 | [12 empty] | No | Connected | 2021-09-14 | 1.236 | 1.205 | 1.268 | 0.038 | 0.04 | 15/09/1998
1170001159945 | Denso Sales (UK) Ltd | NIPPONDENSO (UK) LIMITED | FACTORY | EDEN ROAD |  | COVENTRY | CV2 2TB | United Kingdom | 438472.063 | 282058.213 | COVENTRY 132kV S STN | COVENTRY NORTH 33kV S STN | WALSGRAVE 33 11kV S STN | 11 | Western Power Distribution (East Midlands) plc | Solar | Photovoltaic | No | 0 | 0.047 | 0.0495 | [12 empty] | No | Connected | 2021-09-14 | 0.0495 | 0.048 | 0.05 | 0.95 | 1 | 24/04/2019
1170001173179 | Mercia Power Response (Manners Avenue 2) Limited | STOR Generation site No 2 | LAND AT MANNERS INDUSTRIAL ESTATE | MANNERS AVENUE | ILKESTON | DERBYSHIRE | DE7 8EF | United Kingdom | 445481 | 342236 | WILLINGTON 132kV S STN | STANTON 33kV S STN | ILKESTON 33 11kV S STN | 11 | Western Power Distribution (East Midlands) plc | Fossil Gas | Engine (combustion / reciprocating) | No | 0 | 6.84 | 7.2 | [12 empty] | No | Connected | 2021-09-14 | 7.2 | 6.65 | 7 | 0.142 | 0.15 | 01/10/2019
1100050222428 | White Tower Energy Ltd | Derby Cogen Site - Rolls Royce Ltd | GATE 5 | VICTORY ROAD | DERBY | DERBYSHIRE | DE24 8BJ | United Kingdom |  |  | Willington 132kV | 132kV connection | 132kV connection | 132 | Western Power Distribution (East Midlands) plc | Waste | Steam-gas turbine (CCGT) | Yes | 0 | 70.309 | 74.01 | [12 empty] | No | Connected | 2021-09-14 | 74.01 | 70.3 | 74 | 1.14 | 1.2 | 01/01/1999
1170001102841 | Durham RP Limited | MANSFIELD, KESTRAL ROAD GENERATION | KESTRAL ROAD |  | MANSFIELD | NOTTINGHAMSHIRE | NG18 6BX | United Kingdom | 452598 | 359584 | CHESTERFIELD 132kV S STN | MANSFIELD 33kV S STN | SKEGBY LANE 33 11kV S STN | 11 | Western Power Distribution (East Midlands) plc | Fossil Gas | Engine (combustion / reciprocating) | No | 0 | 3.8 | 4 | [12 empty] | No | Connected | 2021-09-14 | 4 | 3.8 | 4 | 0.142 | 0.15 | 17/09/2019
2200031824747 | Flogas Britain Ltd | SEVERN ROAD, HALLEN, BRISTOL, BS10 7SQ | HALLEN |  | BRISTOL |  | BS10 7SQ | United Kingdom |  |  | Seabank Sgp | Avonmouth Bsp | Kingsweston | 11 | Western Power Distribution (South West) plc | Fossil Gas | Gas turbine (OCGT) | No | 0 | 10.45 | 11 | [12 empty] | No | Connected | 2021-09-14 | 11 | 4.74 | 4.99 | 1.9 | 2 | 22/01/1990
2200042991000 | Hele Manor Limited | Hele Manor STOR, Hele Manor, Hele, Taunton, | HELE MANOR | HELE | TAUNTON | SOMERSET | TA4 1AH | United Kingdom | 319200 | 124400 | Taunton | Taunton | Hele Manor Stor 33kV | 33 | Western Power Distribution (South West) plc | Biofuel landfill gas | Gas turbine (OCGT) | No | 0 | 19.266 | 20.28 | [12 empty] | No | Connected | 2021-09-14 | 20.28 | 20.428 | 21.503 | 0.475 | 0.5 | 06/06/2019
2200043043311 | Warburtons Limited | BRISTOL Plot 8010 Western Approach | BUILDING 8000 | GOVIER WAY | BRISTOL |  | BS35 4GG | United Kingdom | 354717.305 | 183838.187 | Iron Acton S.G.P. | Seabank Bsp | Western Approach | 11 | Western Power Distribution (South West) plc | Solar | Photovoltaic | No | 0 | 1.405 | 1.4788 | [12 empty] | No | Connected | 2021-09-14 | 1.4788 | 0.474 | 0.499 | 2.09 | 2.2 | 01/01/2013
1170001123708 | Lhoist Uk Ltd | Beswicks No 1 (Lime Stone quarries) | LIMESTONE QUARRIES | HINDLOW | BUXTON | DERBYSHIRE | SK17 0EL | United Kingdom | 408647.728 | 369010.583 | Stalybridge 132kV | Buxton (Part) | Hindlow | 11 | Western Power Distribution (East Midlands) plc | Fossil Gas | Engine (combustion / reciprocating) | Yes | 0 | 0.95 | 1 | [12 empty] | No | Connected | 2021-09-14 | 1 | 0.95 | 1 | 3.04 | 3.2 | 01/05/2019
1470001062918 | Prodrive Holdings Limited | Adjacent to unit 4 Chalker Way | CHALKER WAY |  | BANBURY | OXFORDSHIRE | OX16 4XD | United Kingdom | 447332 | 240400 | EAST CLAYDON 132KV S STN | BANBURY 132kV S STN | Banbury 132/11kV | 11 | Western Power Distribution (West Midlands) plc | Fossil oil | Engine (combustion / reciprocating) | Yes | 0 | 0 | 0 | [12 empty] | No | Connected | 2021-09-14 | 0 | 0.19 | 0.2 | 0.95 | 1 | 43677
1470001061826 | Plastic Omnium Automotive Ltd | COLESHILL, Unit 3a, Edison Road | EDISON ROAD | COLESHILL | BIRMINGHAM |  | B46 1DA | United Kingdom | 419445.453 | 291824.042 | LEA MARSTON 132kV S STN | HAMS HALL SOUTH 132kV S STN | Hams Hall South 132/11kV | 11 | Western Power Distribution (West Midlands) plc | Fossil Gas | Gas turbine (OCGT) | Yes | 0 | 1.14 | 1.2 | [12 empty] | No | Connected | 2021-09-14 | 1.2 | 0.427 | 0.45 | 1.9 | 2 | 01/06/2019
1170000871324 | BESS HILL FARM LIMITED | Hill Farm Battery Storage | SPRING LANE |  | PACKINGTON | LEICESTERSHIRE | LE65 1WU | United Kingdom | 437424 | 314284 | ENDERBY 132kV S STN | COALVILLE 33KV S STN | 33kV connection | 33 | Western Power Distribution (East Midlands) plc | Storage battery | Battery | No | 0 | 9.88 | 10.4 | [12 empty] | No | Connected | 2021-09-14 | 10.4 | 9.5 | 10 | 7.6 | 8 | 22/04/2019
2200042993684 | John Wainwright & Co Limited | SHEPTON MALLET MOONS HILL QUARRY (HV SUPPLY) | STOKE HILL | STOKE ST. MICHAEL | RADSTOCK |  | BA3 5JU | United Kingdom | 366154.743 | 146143.431 | Seabank Sgp | Radstock Bsp 132kv | Shepton Mallet | 11 | Western Power Distribution (South West) plc | Solar | Photovoltaic | No | 0 | 0.142 | 0.15 | [12 empty] | No | Connected | 2021-09-14 | 0.15 | 0.142 | 0.15 | 1.567 | 1.65 | 01/04/2019
2200042996825 | Accolade Wines Limited | BRISTOL Accolade Wines Kings Weston Lane | ACCOLADE PARK | KINGS WESTON LANE | BRISTOL |  | BS11 9FG | United Kingdom | 352393 | 179789 | Seabank Sgp | Avonmouth Bsp | Kingsweston | 11 | Western Power Distribution (South West) plc | Wind | Onshore wind turbines | No | 0 | 2.375 | 2.5 | [12 empty] | No | Connected | 2021-09-14 | 2.5 | 2.5 | 2.632 | 1.71 | 1.8 | 01/05/2019
2200042996843 | C E Avonmouth Turbine Limited | BRISTOL Clean Earth Wind Turbine Kings Weston Lane | ACCOLADE PARK | KINGS WESTON LANE | BRISTOL | NORTH SOMERSET | BS11 9FG | United Kingdom | 352406 | 179795 | Seabank Sgp | Avonmouth Bsp | Kingsweston | 11 | Western Power Distribution (South West) plc | Wind | Onshore wind turbines | No | 0 | 2.375 | 2.5 | [12 empty] | No | Connected | 2021-09-14 | 2.5 | 2.5 | 2.632 | 0.07 | 0.074 | 01/05/2019
1170000897173 | Games Workshop Ltd | Games Workshop Ltd | WILLOW ROAD |  | NOTTINGHAM |  | NG7 2WS | United Kingdom | 455662.667 | 338550.101 | RATCLIFFE ON SOAR 132kV S STN | NOTTINGHAM 33kV S STN | NORTH WILFORD 33 11kV S STN | 11 | Western Power Distribution (East Midlands) plc | Solar | Photovoltaic | No | 0 | 0.329 | 0.346 | [12 empty] | No | Connected | 2021-09-14 | 0.346 | 0.329 | 0.346 | 2.945 | 3.1 | 26/09/2017
1170001052181 | UK Utility Reserve Limited | DERWENT POWER PLANT | HOLME LANE | SPONDON | DERBY | DERBYSHIRE | DE21 7ZS | United Kingdom | 440556.366 | 334535.622 | WILLINGTON 132kV S STN | SPONDON B 33kV S STN | 33kV connection | 33 | Western Power Distribution (East Midlands) plc | Fossil Gas | Engine (combustion / reciprocating) | No | 0 | 38 | 40 | [12 empty] | No | Connected | 2021-09-14 | 40 | 40 | 42.105 | 1.425 | 1.5 | 16/03/2019
1170000968745 | Mercedes AMG High Performance Powertrains Ltd | Mercedes AMG High Performance Powertrains Ltd | MORGAN DRIVE | BRIXWORTH | NORTHAMPTOSNHIRE |  | NN6 9GZ | United Kingdom | 475373.624 | 271383.878 | GRENDON 132kV S STN | NORTHAMPTON WEST 33kV S STN | CHAPEL BRAMPTON 33 11kV S STN | 11 | Western Power Distribution (East Midlands) plc | Solar | Photovoltaic | No | 0 | 2.238 | 2.3556 | [12 empty] | No | Connected | 2021-09-14 | 2.3556 | 0.902 | 0.95 | 6.46 | 6.8 | 07/02/2019
1470001033401 | GKN Wheels & Structures | Hadley Castle Works | HADLEY CASTLE WORKS | HADLEY | TELFORD | SHROPSHIRE | TF1 6AA | United Kingdom |  |  | Ironbridge 132kV | Ketley 132/33kV | Sankey 33/11kV | 11 | Western Power Distribution (West Midlands) plc | Fossil oil | Engine (combustion / reciprocating) | No | 0 | 0.38 | 0.4 | [12 empty] | No | Connected | 2021-09-14 | 0.4 | 0.4 | 0.421 | 8.075 | 8.5 | 12/02/2019
1470001005334 | West Midlands Grid Storage Two Ltd | West Midlands Grid Storage TWO | 34 COMMERCIAL ROAD |  | WOLVERHAMPTON | WEST MIDLANDS | WV1 3RD | United Kingdom | 392291 | 298130 | WILLENHALL 132 25kV S STN | WOLVERHAMPTON 132kV S STN | Wolverhampton 132/33/11kV | 11 | Western Power Distribution (West Midlands) plc | Storage battery | Battery | No | 0 | 5.073 | 5.34 | [12 empty] | No | Connected | 2021-09-14 | 5.34 | 5 | 5.263 | 5 | 5.263 | 01/03/2019
2200042999603 | Kawasaki Precision Machinery (UK) Limited | Ernersettle Lane Plymouth | ERNESETTLE LANE |  | PLYMOUTH | DEVON | PL5 2SA | United Kingdom | 244501.9 | 60472.663 | Landulph S.G.P. | Ernesettle Bsp | Ernesettle B & S | 11 | Western Power Distribution (South West) plc | Solar | Photovoltaic | No | 0 | 0.094 | 0.099 | [12 empty] | No | Connected | 2021-09-14 | 0.099 | 0.094 | 0.099 | 2.09 | 2.2 | 17/12/2018
none | Novergy Ltd | Middle Road Farm | Middle Road | Harbury, | Leamington Spa |  | CV33 9JN | United Kingdom | 426395.553 | 276521.239 | BERKSWELL 132kV S STN | 33kV connection | 33kV connection | 33 | Western Power Distribution (East Midlands) plc | Solar | Photovoltaic | No | 0 | 60.65 | 63.842 | [12 empty] | No | Accecpted to Connect | 2021-09-14 | [6 empty] | 63.842 | 40.65 | 42.789 | 20 | 21.053 | 12/03/2021 | N/A
1470001014091 | Renishaw Plc | Woodchester Works | BATH ROAD |  | WOODCHESTER |  | GL5 5EY | United Kingdom | 384364.197 | 200938.523 | IRON ACTON 132kV S STN | RYEFORD 132kV S STN | DUDBRIDGE 33 11kV S STN | 11 | Western Power Distribution (West Midlands) plc | Solar | Photovoltaic | No | 0 | 0.895 | 0.94248 | [12 empty] | No | Connected | 2021-09-14 | 0.94248 | 0.475 | 0.5 | 0.95 | 1 | 01/12/2018
2200042911992 | Viridor Waste Management Ltd | Bristol - Severn Road Chittening | SEVERN ROAD | CHITTENING | BRISTOL | NORTH SOMERSET | BS11 0YU | United Kingdom | 353500 | 182150 | Iron Acton | Seabank | Viridor 33kV Waste to Energy | 33 | Western Power Distribution (South West) plc | Waste | Steam turbine (thermal power plant) | No | 0 | 42.145 | 44.363 | [12 empty] | No | Connected | 2021-09-14 | 44.363 | 37.216 | 39.175 | 3.8 | 4 | 01/09/2019
none | Edge Power Grid Limited | Stourton Estate | Top Yard | Baumber | Horncastle |  | LN9 5PB | United Kingdom | 500842.972 | 374117.825 | WEST BURTON 132kV S STN | 132kV connection | 132kV connection | 132 | Western Power Distribution (East Midlands) plc | Fossil Gas | Gas turbine (OCGT) | No | 0 | 60 | 63.158 | [12 empty] | No | Accecpted to Connect | 2021-09-14 | [6 empty] | 63.158 | 60 | 63.158 | 1 | 1.053 | 17/01/2017 | N/A
1170001035646 | Mercia Power Response (Sandy Lane) Limited | Sandy Lane Generation Worksop Nottinghamshire S80 3ET | SANDY LANE |  | WORKSOP | NOTTINGHAMSHIRE | S80 3ET | United Kingdom | 457522 | 380120 | WEST BURTON 132kV S STN | WORKSOP 33kV S STN | WORKSOP WEST 33 11kV S STN | 11 | Western Power Distribution (East Midlands) plc | Fossil Gas | Engine (combustion / reciprocating) | No | 0 | 6.84 | 7.2 | [12 empty] | No | Connected | 2021-09-14 | 7.2 | 6.65 | 7 | 0.095 | 0.1 | 13/12/2018
2100041495959 | Brecon Power Limited | Ebbw Vale Rassau Ind Est Former Techboard Site | RASSAU INDUSTRIAL ESTATE | RASSAU | EBBW VALE | GWENT | NP23 5DW | United Kingdom | 315646 | 212537 | Rassau | Ebbw Vale | Brecon Power Stor Customer | 33 | Western Power Distribution (South Wales) plc | Fossil Gas | Engine (combustion / reciprocating) | No | 0 | 19.777 | 20.818 | [12 empty] | No | Connected | 2021-09-14 | 20.818 | 20.235 | 21.3 | 0.636 | 0.67 | 12/11/2018
1160001439301 | Toyota Motor Manufacturing (UK) Ltd | Toyota Motor Manufacturing |  |  | DERBY | DERBYSHIRE | DE1 9TA | United Kingdom |  |  | Drakelow 132kV | Burton 33 | Trent Alloys | 11 | Western Power Distribution (East Midlands) plc | Solar | Photovoltaic | No | 0 | 11.922 | 12.5496 | [12 empty] | No | Connected | 2021-09-14 | 12.5496 | 4.56 | 4.8 | 28.5 | 30 | 18/07/2011
2100041453141 | Innogy Renewables UK Limited | Mynydd Y Gwair Wind Farm, Felindre, Swansea | MYNYDD Y GWAIR |  | AMMANFORD | SWANSEA | SA4 8DX | United Kingdom | 264500 | 207800 | Swansea North Grid | 132kV connection | 132kV connection | 132 | Western Power Distribution (South Wales) plc | Wind | Onshore wind turbines | No | 0 | 31.16 | 32.8 | [12 empty] | No | Connected | 2021-09-14 | 32.8 | 31.16 | 32.8 | 0.19 | 0.2 | 03/12/2018
2100040752396 | Dragon LNG Limited | Milford Energy, Waterston, Milford Haven | WATERSTON ROAD |  | MILFORD HAVEN | DYFED | SA73 1DR | United Kingdom |  |  | Pembroke Power Station | Waterston (Gulf) Grid | 11kV Connection | 11 | Western Power Distribution (South Wales) plc | Fossil Gas | Gas turbine (OCGT) | No | 0 | 58.33 | 61.4 | [12 empty] | No | Connected | 2021-09-14 | 61.4 | 28.5 | 30 | 26.6 | 28 | 01/07/2008
1170000600748 | GreenYard Frozen UK Ltd | PENGUIM ROOF MOUNTED SOLO | Marsh Lane | BOSTON |  |  | PE21 7RG | United Kingdom | 533105.135 | 342649.88 | WALPOLE 132kV S STN | BOSTON 33kV S STN | MARSH LANE 33 11kV S STN | 11 | Western Power Distribution (East Midlands) plc | Solar | Photovoltaic | No | 0 | 14.535 | 15.3 | [12 empty] | No | Connected | 2021-09-14 | 15.3 | 2.375 | 2.5 | 4.56 | 4.8 | 14/03/2015
1170001069609 | Huthwaite Solar Farm Ltd | TIBSHELF HUTHWAITE SOLAR FARM TWINYARDS FARM BACK LANE | BACK LANE | TIBSHELF | BOLSOLVER | DERBYSHIRE | DE55 5AX | United Kingdom | 445558 | 358646 | CHESTERFIELD 132kV S STN | ANNESLEY 33kV S STN | HUTHWAITE 33 11kV S STN | 11 | Western Power Distribution (East Midlands) plc | Fossil Gas | Engine (combustion / reciprocating) | No | 0 | 4.75 | 5 | [12 empty] | No | Connected | 2021-09-14 | 5 | 5 | 5.263 | 0.266 | 0.28 | 30/11/2018
1470000934935 | Conrad (Chatterley) Limited | Chatterley Whitfield | BIDDULPH ROAD | CHELL | STOKE-ON-TRENT | STAFFORDSHIRE | ST6 8UW | United Kingdom | 388201 | 353345 | Cellarhead 132kV | WHITFIELD 132 33kV S STN | 33kV connection | 33 | Western Power Distribution (West Midlands) plc | Fossil Gas | Engine (combustion / reciprocating) | No | 0 | 19.266 | 20.28 | [12 empty] | No | Connected | 2021-09-14 | 20.28 | 23.256 | 24.48 | 0.475 | 0.5 | 31/12/2018
1470000974539 | Banbury Power | Banbury Power | HENNEF WAY | GRIMSBURY GREEN | BANBURY | OXON | OX16 3WA | United Kingdom |  |  | EAST CLAYDON 132KV S STN | BANBURY 132kV S STN | Banbury 132/11kV | 11 | Western Power Distribution (West Midlands) plc | Fossil Gas | Gas turbine (OCGT) | No | 0 | 11.4 | 12 | [12 empty] | No | Connected | 2021-09-14 | 12 | 17.1 | 18 | 0.214 | 0.225 | 01/12/2018
1426234500003 | Infinis (Re-Gen) Limited | Cold Meece Landfill Site | SWYNNERTON | COLD MEECE | STONE | STAFFORDSHIRE | ST15 0QN | United Kingdom | 385047.228 | 334380.174 | Cellarhead 132kV | MEAFORD C 132kV S STN | COTES HEATH 33 11kV S STN | 11 | Western Power Distribution (West Midlands) plc | Biofuel landfill gas | Gas turbine (OCGT) | No | 0 | 3.035 | 3.195 | [12 empty] | No | Connected | 2021-09-14 | 3.195 | 1.012 | 1.065 | 0.152 | 0.16 | 25/03/2010
1170001003928 | Mercia Power Response (Asher Lane 2) Limited | Asher Lane 2 Generation Facility |  |  | RIPLEY | DERBYSHIRE | DE5 3SW | United Kingdom | 439370 | 351792 | CHESTERFIELD 132kV S STN | ALFRETON 33kV S STN | 33kV connection | 33 | Western Power Distribution (East Midlands) plc | Fossil Gas | Engine (combustion / reciprocating) | No | 0 | 13.3 | 14 | [12 empty] | No | Connected | 2021-09-14 | 14 | 13.3 | 14 | 0.251 | 0.264 | 04/12/2018
1170000896018 | Mercia Power Response (Private Road No. 5) Limited | COLWICK INDUSTRIAL ESTATE |  | COLWICK | NOTTINGHAM | NOTTINGHAMSHIRE | NG4 2BD | United Kingdom | 462644 | 340291 | Stoke Bardolph 132kv | NOTTINGHAM EAST 33kV S STN | COLWICK 33 11kV S STN | 11 | Western Power Distribution (East Midlands) plc | Fossil Gas | Engine (combustion / reciprocating) | No | 0 | 4.94 | 5.2 | [12 empty] | No | Connected | 2021-09-14 | 5.2 | 4.94 | 5.2 | 0.142 | 0.15 | 01/09/2018
1100770888838 | Infinis Ltd | Staveley Landfill Site, Hall Lane, Stave | HALL LANE |  | STAVELEY | DERBYSHIRE | S43 3TP | United Kingdom | 442640.539 | 375433.494 | CHESTERFIELD 132kV S STN | STAVELEY 33kV S STN | STAVELEY 11kV S STN | 11 | Western Power Distribution (East Midlands) plc | Biofuel landfill gas | Gas turbine (OCGT) | No | 0 | 3.544 | 3.731 | [12 empty] | No | Connected | 2021-09-14 | 3.731 | 2.8 | 2.947 | 0.142 | 0.15 | 01/12/2004
1470000883208 | Lavant Power Ltd | Hinksford Farm | HINKSFORD LANE |  | KINGSWINFORD | WEST MIDLANDS | DY6 0BH | United Kingdom |  |  | Penn 132kV | Hinksford 132/33kv | 33kV connection | 33 | Western Power Distribution (West Midlands) plc | Fossil Gas | Gas turbine (OCGT) | No | 0 | 19 | 20 | [12 empty] | No | Connected | 2021-09-14 | 20 | 19 | 20 | 0.095 | 0.1 | 10/09/2018
1170000939920 | Mercia Power Response (Private Road No. 5) Limited | Private Road No. 5 | COLWICK INDUSTRIAL ESTATE |  | NOTTINGHAM |  | NG4 2JU | United Kingdom | 462499 | 340388 | Stoke Bardolph 132kv | NOTTINGHAM EAST 33kV S STN | 33kV connection | 33 | Western Power Distribution (East Midlands) plc | Fossil Gas | Engine (combustion / reciprocating) | No | 0 | 15.2 | 16 | [12 empty] | No | Connected | 2021-09-14 | 16 | 15.2 | 16 | 0.237 | 0.25 | 28/09/2018
none | Renewable Connections Solar Holdings | Church Farm | Kingston-On-Soar |  | Nottinghamshire |  | NG11 0DE | United Kingdom | 450426.145 | 329757.854 | RATCLIFFE ON SOAR 132kV S STN | 33kV connection | 33kV connection | 33 | Western Power Distribution (East Midlands) plc | Solar | Photovoltaic | No | 0 | 50.39 | 53.042 | [12 empty] | No | Accecpted to Connect | 2021-09-14 | [6 empty] | 53.042 | 49.9 | 52.526 | 0.49 | 0.516 | 31/03/2021 | N/A
1470000857244 | UBB Waste (Gloucestershire) Limited | Javelin Park | BATH ROAD |  | HARESFIELD | STONEHOUSE | GL10 3ET | United Kingdom | 379990 | 210486 | IRON ACTON 132kV S STN | RYEFORD 132kV S STN | 33kV connection | 33 | Western Power Distribution (West Midlands) plc | Waste | Steam turbine (thermal power plant) | No | 0 | 20.9 | 22 | [12 empty] | No | Connected | 2021-09-14 | 22 | 20.9 | 22 | 3.8 | 4 | 01/09/2018
2100041490046 | UK Utility Reserve Limited | Port Talbot, Afan Way | AFAN WAY |  | PORT TALBOT | WEST GLAMORGAN | SA12 6HQ | United Kingdom | 275574 | 189745 | Swansea North | Briton Ferry | Afan Way Stor Generation | 33 | Western Power Distribution (South Wales) plc | Fossil Gas | Engine (combustion / reciprocating) | No | 0 | 19 | 20 | [12 empty] | No | Connected | 2021-09-14 | 20 | 19 | 20 | 0.237 | 0.25 | 08/10/2018
1170000982207 | UK Utility Reserve Limited | Lyon Road | LYON ROAD | BLETCHLEY | MILTON KEYNES | BUCKINGHAMSHIRE | MK1 1EX | United Kingdom | 486702 | 234808 | EAST CLAYDON 132KV S STN | BLETCHLEY 33KV S STN | 33kV connection | 33 | Western Power Distribution (East Midlands) plc | Fossil Gas | Engine (combustion / reciprocating) | No | 0 | 19 | 20 | [12 empty] | No | Connected | 2021-09-14 | 20 | 19 | 20 | 0.712 | 0.75 | 31/10/2018
1170000304423 | Bio Dynamic (Uk) Ltd | Colwick Sidings, Colwick Road No.4, AD Plant | PRIVATE ROAD NO 4 | COLWICK INDUSTRIAL ESTATE | NOTTINGHAM |  | NG4 2JT | United Kingdom | 463401.036 | 339812.237 | Stoke Bardolph 132kv | NOTTINGHAM EAST 33kV S STN | COLWICK 33 11kV S STN | 11 | Western Power Distribution (East Midlands) plc | Biofuel landfill gas | Gas turbine (OCGT) | No | 0 | 4.595 | 4.837 | [12 empty] | No | Connected | 2021-09-14 | 4.837 | 3.8 | 4 | 0.95 | 1 | 17/04/2014
2200042911947 | UK Utility Reserve Limited | ALDERS WAY STOR, ALDERS WAY, YALBERTON INDUSTRIAL ESTATE | ALDERS WAY | YALBERTON INDUSTRIAL ESTATE | PAIGNTON | DEVON | TQ4 7QL | United Kingdom | 287150 | 92790 | Abham | Paignton | Alders Way 33kV Stor | 33 | Western Power Distribution (South West) plc | Biofuel landfill gas | Gas turbine (OCGT) | No | 0 | 19 | 20 | [12 empty] | No | Connected | 2021-09-14 | 20 | 20 | 21.053 | 0.712 | 0.75 | 28/08/2018
1470000937769 | Larport Energy Storage Limited | Larport Farm BESS | LARPORT FARM | CLAY HILL PIT | HEREFORD | HEREFORDSHIRE | HR1 4EP | United Kingdom | 356838 | 240483 | BISHOPS WOOD 132kV S STN | HEREFORD 66kV S STN | 66kV connection | 66 | Western Power Distribution (West Midlands) plc | Storage battery | Battery | No | 0 | 19 | 20 | [12 empty] | No | Connected | 2021-09-14 | 20 | 19 | 20 | 19 | 20 | 31/08/2018
1470000961371 | Mercia Power Response (Cuckoo Rd) Ltd | BIRMINGHAM WHARTON STREET | WHARTON STREET | NECHELLS | BIRMINGHAM | WEST MIDLANDS | B7 5TR | United Kingdom | 409598 | 289689 | NECHELLS EAST 132kV S STN | NECHELLS WEST 132 25kV S STN | Nechells West 132/25/11kV | 11 | Western Power Distribution (West Midlands) plc | Fossil Gas | Engine (combustion / reciprocating) | Yes | 0 | 7.6 | 8 | [12 empty] | No | Connected | 2021-09-14 | 8 | 7.6 | 8 | 0.142 | 0.15 | 01/12/2019
2200042594869 | Bristol City Council | BRISTOL Severn Road Solar Park, Avonmouth | SEVERN ROAD | AVONMOUTH | BRISTOL | NORTH SOMERSET | BS11 0YL | United Kingdom | 353293.875 | 181801.079 | Seabank Sgp | Avonmouth Bsp | Avonmouth | 11 | Western Power Distribution (South West) plc | Solar | Photovoltaic | No | 0 | 1.368 | 1.44 | [12 empty] | No | Connected | 2021-09-14 | 1.44 | 1.368 | 1.44 | 0.019 | 0.02 | 21/12/2015
1170000992464 | N M B Minebea UK Ltd | LINCOLN SADLER ROAD | 2 | SADLER ROAD | LINCOLN |  | LN6 3RA | United Kingdom |  |  | WEST BURTON 132kV S STN | LINCOLN MAIN No 1 33kV S STN | DODDINGTON PARK 33 11kV S STN | 11 | Western Power Distribution (East Midlands) plc | Storage battery | Battery | No | 0 | 0.475 | 0.5 | [12 empty] | No | Connected | 2021-09-14 | 0.5 | 0.95 | 1 | 0.95 | 1 | 07/06/2018
2100041380715 | Eurocaps Limited | TREDEGAR, DUKESTOWN, CROWN BUSINESS PARK, UNIT B | UNIT B | CROWN BUSINESS PARK | TREDEGAR | BLAENAU GWENT | NP22 4EF | United Kingdom | 314253 | 210976 | Rassau G.S.P. | Rassau West 132/11kv S/S | Rassau West Primary | 11 | Western Power Distribution (South Wales) plc | Wind | Onshore wind turbines | No | 0 | 0.427 | 0.45 | [12 empty] | No | Connected | 2021-09-14 | 0.45 | 0.475 | 0.5 | 2.612 | 2.75 | 12/12/2016
1170000871087 | Mercia Power Response (Nottingham Road) Limited | Toton STOR Site Nottingham Rd Attenborough | NOTTINGHAM ROAD | ATTENBOROUGH | NOTTINGHAM | NOTTINGHAMSHIRE | NG9 6DH | United Kingdom | 451156 | 334385 | RATCLIFFE ON SOAR 132kV S STN | TOTON 3 33kV S STN | CHILWELL 33 11kV S STN | 11 | Western Power Distribution (East Midlands) plc | Fossil Gas | Engine (combustion / reciprocating) | Yes | 0 | 6.65 | 7 | [12 empty] | No | Connected | 2021-09-14 | 7 | 6.65 | 7 | 0.142 | 0.15 | 15/06/2018
2200042911974 | Enersyst Limited | Rockingham 33kV Generation Station Rockingham South Smoke Lane Bristol | SMOKE LANE |  | AVONMOUTH | BRISTOL | BS11 0YT | United Kingdom | 335250 | 118050 | Seabank | Avonmouth | Rockingham 33kV Generation | 33 | Western Power Distribution (South West) plc | Biofuel landfill gas | Gas turbine (OCGT) | No | 0 | 19 | 20 | [12 empty] | No | Connected | 2021-09-14 | 20 | 19 | 20 | 0.285 | 0.3 | 18/06/2018
2100041500173 | Cardiff and Vale University Health Board | Adult Mental Health Unit Llandough Hospital | LLANDOUGH HOSPITAL | PENLAN ROAD | PENARTH |  | CF64 2XX | United Kingdom | 316455.642 | 172784.764 | Aberthaw Power Station | Cardiff West Grid | Llandough | 11 | Western Power Distribution (South Wales) plc | Solar | Photovoltaic | No | 0 | 0.095 | 0.1 | [12 empty] | No | Connected | 2021-09-14 | 0.1 | 0.116 | 0.122 | 1.14 | 1.2 | 15/03/2018
1170000992580 | C A Strawson Farming Ltd | FEATHERSTONE GENERATION | MICKLEDALE LANE | BILSTHORPE | NEWARK | NOTTINGHAMSHIRE | NG22 8RD | United Kingdom | 464148 | 360887 | CHESTERFIELD 132kV S STN | CLIPSTONE 33kV S STN | BILSTHORPE 33 11kV S STN | 11 | Western Power Distribution (East Midlands) plc | Solar | Photovoltaic | No | 0 | 3.073 | 3.235 | [12 empty] | No | Connected | 2021-09-14 | 3.235 | 3.087 | 3.25 | 1.9 | 2 | 01/06/2018
2200042520556 | Sustainable Energy Generation Limited | SOUTH PETHERTON, FROGMARY GREEN FARM, WEST STREET | WEST STREET |  | SOUTH PETHERTON | SOMERSET | TA13 5DJ | United Kingdom | 342095.77 | 116029.683 | Bridgwater S.G.P. | Bridgwater Grid Bsp | Martock | 11 | Western Power Distribution (South West) plc | Biofuel biogas from anaerobic digestion (excluding landfill & sewage) | Engine (combustion / reciprocating) | Yes | 0 | 0.948 | 0.998 | [12 empty] | No | Connected | 2021-09-14 | 0.998 | 0.95 | 1 | 0.513 | 0.54 | 01/05/2018
none | Sinclair Works Energy Centre Limited | Sinclair Works Hybrid | Holyhead Road | Ketley | Telford |  | TF1 5AD | United Kingdom | 399136.902 | 281552.347 | KITWELL 132kV S STN | 33kV connection | 33kV connection | 33 | Western Power Distribution (West Midlands) plc | Storage battery | Battery | No | 0 | 50 | 52.632 | [12 empty] | No | Accecpted to Connect | 2021-09-14 | [6 empty] | 52.632 | 40 | 42.105 | 10 | 10.526 | 04/04/2018 | N/A
2200042910010 | Holmsleigh Limited | Phillip Dennis Foodservice Roundswell Battery storage | ROUNDSWELL BUSINESS PARK |  | BARNSTAPLE | DEVON | EX31 3TD | United Kingdom | 253818 | 131620 | Alverdiscott S.G.P. | Barnstaple Bsp | Roundswell | 11 | Western Power Distribution (South West) plc | Storage battery | Battery | No | 0 | 3.562 | 3.75 | [12 empty] | No | Connected | 2021-09-14 | 3.75 | 3.75 | 3.947 | 3.705 | 3.9 | 30/05/2018
1170000907830 | Mercia Power Response (Albion Close) Limited | Albion Close STOR Worksop S80 1RA | ALBION CLOSE |  | WORKSOP | NOTTINGHAMSHIRE | S80 1RA | United Kingdom | 458912 | 379547 | WEST BURTON 132kV S STN | WORKSOP 33kV S STN | KILTON RD 33 11kV S STN | 11 | Western Power Distribution (East Midlands) plc | Fossil Gas | Engine (combustion / reciprocating) | No | 0 | 3.8 | 4 | [12 empty] | No | Connected | 2021-09-14 | 4 | 3.8 | 4 | 0.142 | 0.15 | 03/08/2018
none | Verus Energy Oak Limited | Verus Energy Oak Limited | Giffords Way (Off Kelvin Way) |  | West Bromwich |  | B70 7JR | United Kingdom | 353601.903 | 182129.061 | Seabank Sgp | 33kV connection | 33kV connection | 33 | Western Power Distribution (West Midlands) plc | Waste | Steam turbine (thermal power plant) | No | 0 | 49.9 | 52.526 | [12 empty] | No | Accecpted to Connect | 2021-09-14 | [6 empty] | 52.526 | 4.99 | 5.253 | 0.001 | 0.001 | 24/09/2020 | N/A
2100041483128 | St Merryn Meat Limited | MERTHYR TYDFIL PENGARNDDU INDUSTRIAL ESTATE | PENGARNDDU INDUSTRIAL ESTATE | DOWLAIS | MERTHYR TYDFIL | MID GLAMORGAN | CF48 2TA | United Kingdom | 307934.516 | 208773.519 | Upper Boat | Merthyr East Grid | Merthyr East Primary | 11 | Western Power Distribution (South Wales) plc | Wind | Onshore wind turbines | No | 0 | 1.425 | 1.5 | [12 empty] | No | Connected | 2021-09-14 | 1.5 | 1.52 | 1.6 | 3.04 | 3.2 | 07/09/2019
1170000953553 | ESB Solar (Northern Ireland) Limited | Mill Farm Battery Storage | CAYTHORPE HEATH | CAYTHORPE | GRANTHAM | LINCOLNSHIRE | NG32 3EZ | United Kingdom | 495040 | 348466 | BICKER FEN 132kV S STN | GRANTHAM 33kV S STN | 33kV connection | 33 | Western Power Distribution (East Midlands) plc | Storage battery | Battery | No | 0 | 6.65 | 7 | [12 empty] | No | Connected | 2021-09-14 | 7 | 6.65 | 7 | 6.65 | 7 | 29/03/2018
2100041314234 | Asgard Renewables Limited | Crugmore Farm Biogas Generation | PENPARC |  | CARDIGAN | CEREDIGION | SA43 1RD | United Kingdom | 220365.178 | 247209.308 | Swansea North Grid | Rhos Grid | Cardigan | 11 | Western Power Distribution (South Wales) plc | Biomass | Steam turbine (thermal power plant) | No | 0 | 0.948 | 0.998 | [12 empty] | No | Connected | 2021-09-14 | 0.998 | 0.95 | 1 | 0.237 | 0.25 | 09/12/2015
1470000914600 | Jaguar Land Rover Limited | BIRMINGHAM Jaguar No5 | JAGUAR CARS LIMITED | CHESTER ROAD | BIRMINGHAM |  | B35 7RA | United Kingdom | 413722.648 | 290914.636 | NECHELLS EAST 132kV S STN | CASTLE BROMWICH 132 11kV S STN | Castle Bromwich 132/11kV | 11 | Western Power Distribution (West Midlands) plc | Solar | Photovoltaic | No | 0 | 0.237 | 0.25 | [12 empty] | No | Connected | 2021-09-14 | 0.25 | 0.237 | 0.25 | 7.125 | 7.5 | 15/12/2015
none | Newhurst Erf Limited | Newhurst Quarry | Shepshed |  | Leicestershire |  | LE12 9BU | United Kingdom | 450426.145 | 329757.854 | RATCLIFFE ON SOAR 132kV S STN | 33kV connection | 33kV connection | 33 | Western Power Distribution (East Midlands) plc | Waste | Steam-gas turbine (CCGT) | No | 0 | 43 | 45.263 | [12 empty] | No | Accecpted to Connect | 2021-09-14 | [6 empty] | 45.263 | 43 | 45.263 | 6.45 | 6.789 | 21/12/2018 | N/A
1470000878086 | Rock Energy Storage Ltd | ROCK FARM ESS | ROCK GREEN |  | LUDLOW | SHORPSHIRE | SY8 2DS | United Kingdom | 353206 | 274754 | BISHOPS WOOD 132kV S STN | LUDLOW 132kV S STN | 33kV connection | 33 | Western Power Distribution (West Midlands) plc | Storage battery | Battery | No | 0 | 19 | 20 | [12 empty] | No | Connected | 2021-09-14 | 20 | 19 | 20 | 19 | 20 | 23/04/2018
1170000945358 | Alkane Energy CM Limited | Rhodia STOR | HALL LANE |  | CHESTERFIELD | DERBYSHIRE | S43 2PB | United Kingdom | 442753 | 374917 | CHESTERFIELD 132kV S STN | STAVELEY 33kV S STN | STAVELEY WORKS 33kV S STN | 11 | Western Power Distribution (East Midlands) plc | Fossil Gas | Gas turbine (OCGT) | No | 0 | 15.2 | 16 | [12 empty] | No | Connected | 2021-09-14 | 16 | 15.2 | 16 | 0.95 | 1 | 30/04/2018
2200042866230 | Plessey Semiconductors Limited | Plessey Semiconductors Limited | PLESSEY | TAMERTON ROAD | PLYMOUTH | DEVON | PL6 7BQ | United Kingdom | 250204.02 | 62522.028 | Landulph S.G.P. | Ernesettle Bsp | Southway | 11 | Western Power Distribution (South West) plc | Storage battery | Battery | No | 0 | 0 | 0 | [12 empty] | No | Connected | 2021-09-14 | 0 | 0 | 0 | 5.7 | 6 | 43657
1470000744930 | Rochester 007 Ltd | Heywood Grange Farm | TICKHILL LANE | DILHORNE | STOKE-ON-TRENT | STAFFORDSHIRE | ST10 2PL | United Kingdom | 396412.915 | 344928.041 | Cellarhead 132kV | FORSBROOK 33kV S STN | 33kV connection | 33 | Western Power Distribution (West Midlands) plc | Storage battery | Battery | No | 0 | 4.921 | 5.18 | [12 empty] | No | Connected | 2021-09-14 | 5.18 | 4.921 | 5.18 | 1.026 | 1.08 | 19/10/2016
2199989632384 | Beaufort Wind Limited | BRYN TITLI WINDFARM | BRYNTITLI PLATUAE |  | RHAYADER | DYFED | LD6 5AB | United Kingdom | 296569.02 | 272522.76 | Rassau G.S.P. | Abergavenny | 66kV connection | 66 | Western Power Distribution (South Wales) plc | Wind | Onshore wind turbines | No | 0 | 9.405 | 9.9 | [12 empty] | No | Connected | 2021-09-14 | 9.9 | 10.45 | 11 | 0.285 | 0.3 | 06/02/2018
1170000334000 | PFB Solar Ltd | Fen Road Solar | FEN ROAD | FRAMPTON FEN | BOSTON | LINCOLNSHIRE | PE20 1RU | United Kingdom | 529512.572 | 342671.417 | WALPOLE 132kV S STN | BOSTON 33kV S STN | SLEAFORD ROAD BOSTON 33 11kV S STN | 11 | Western Power Distribution (East Midlands) plc | Solar | Photovoltaic | No | 0 | 1.14 | 1.2 | [12 empty] | No | Connected | 2021-09-14 | 1.2 | 1.14 | 1.2 | 0.095 | 0.1 | 22/07/2014
none | Level Energy Ltd | GRID CONNECTION IMPORT METER | ERNESETTLE LANE | ERNESETTLE | PLYMOUTH |  | PL5 2TT | United Kingdom | 244687.942 | 60394.97 | Landulph S.G.P. | Ernesettle Bsp | 33kV connection | 33 | Western Power Distribution (South West) plc | Storage battery | Battery | No | 0 | 42 | 44.211 | [12 empty] | No | Accecpted to Connect | 2021-09-14 | [6 empty] | 44.211 | 20 | 21.053 | 22 | 23.158 | 27/07/2016 | N/A
1470000469625 | Bridgnorth Aluminium Limited | Stourbridge Road |  |  | BRIDGNORTH | SHROPSHIRE | WV15 6AU | United Kingdom | 372697.411 | 291999.663 | IRONBRIDGE 132kV S STN | IRONBRIDGE 132 33kV S STN | STAR ALUMINIUM 33 11kV S STN | 11 | Western Power Distribution (West Midlands) plc | Biofuel biogas from anaerobic digestion (excluding landfill & sewage) | Engine (combustion / reciprocating) | Yes | 0 | 13.756 | 14.48 | [12 empty] | No | Connected | 2021-09-14 | 14.48 | 3.439 | 3.62 | 18.916 | 19.912 | 21/11/2015
1170000928974 | Ethical Power Ltd | Twin Oaks Farm | LOWER STREET |  | DOVERIDGE | DERBYSHIRE | DE6 5GX | United Kingdom | 412792.158 | 333153.219 | WILLINGTON 132kV S STN | UTTOXETER 33kV S STN | 33kV connection | 33 | Western Power Distribution (East Midlands) plc | Fossil oil | Engine (combustion / reciprocating) | No | 0 | 5.196 | 5.47 | [12 empty] | No | Connected | 2021-09-14 | 5.47 | 4.72 | 4.968 | 0.024 | 0.025 | 22/12/2017
1170000884095 | UK Capacity Reserve Limited | Nottingham Road STOR | LONG EATON |  | NOTTINGHAM | NOTTINGHAMSHIRE | NG10 2AA | United Kingdom | 449332.719 | 333963.232 | RATCLIFFE ON SOAR 132kV S STN | TOTON 3 33kV S STN | 33kV connection | 33 | Western Power Distribution (East Midlands) plc | Fossil Gas | Engine (combustion / reciprocating) | No | 0 | 19 | 20 | [12 empty] | No | Connected | 2021-09-14 | 20 | 19 | 20 | 0.237 | 0.25 | 21/01/2018
2200042852343 | Glen Lyn Generations Ltd | Glen Lyn generations Lynmouth |  |  | LYNMOUTH | DEVON | EX35 6ER | United Kingdom | 272322.361 | 149405.262 | Alverdiscott S.G.P. | Barnstaple Bsp | Lynton | 11 | Western Power Distribution (South West) plc | Solar | Photovoltaic | No | 0 | 1.235 | 1.3 | [12 empty] | No | Connected | 2021-09-14 | 1.3 | 1.33 | 1.4 | 0.048 | 0.05 | 02/01/2017
2100041422677 | Innogy Renewables UK Limited | Brechfa Forest West Wind Farm | ALLTWALIS | CARMARTHEN |  | CARMARTHENSHIRE | SA31 3PQ | United Kingdom | 248793.308 | 231115.308 | Swansea North Grid | 132kV connection | 132kV connection | 132 | Western Power Distribution (South Wales) plc | Wind | Onshore wind turbines | No | 0 | 54.53 | 57.4 | [12 empty] | No | Connected | 2021-09-14 | 57.4 | 57.475 | 60.5 | 0.475 | 0.5 | 01/01/2018
1170000874228 | Stanley Black & Decker UK Ltd | Stanley Black and Decker | CASWELL ROAD |  | NORTHAMPTON |  | NN4 7PW | United Kingdom | 477566.753 | 258202.539 | GRENDON 132kV S STN | NORTHAMPTON 33kV S STN | WOOTTON 33 11kV S STN | 11 | Western Power Distribution (East Midlands) plc | Solar | Photovoltaic | No | 0 | 0.347 | 0.365 | [12 empty] | No | Connected | 2021-09-14 | 0.365 | 0.347 | 0.365 | 0.95 | 1 | 15/12/2017
none | Renewable Connections Solar Holdings Lim | Old Hall Farm Solar & Storage | Old Hall Farm | Ragdale | Melton Mowbray | Leicestershire | LE14 3PP | United Kingdom | 462704.877 | 325772.133 | RATCLIFFE ON SOAR 132kV S STN | WILLOUGHBY 33kV S STN | 33kV connection | 33 | Western Power Distribution (East Midlands) plc | Solar | Photovoltaic | No | 0 | 36 | 37.895 | [12 empty] | No | Accecpted to Connect | 2021-09-14 | [6 empty] | 37.895 | 18 | 18.947 | 2 | 2.105 | 02/03/2021 | N/A
1170000885309 | Hall Farm Energy Limited | Hall Farm | HALL FARM | BRACKLEY ROAD | RADSTONE | NORTHAMPTONSHIRE | NN13 5PY | United Kingdom | 458624 | 239675 | EAST CLAYDON 132KV S STN | BRACKLEY 132kV S STN | Brackley 11kv | 11 | Western Power Distribution (East Midlands) plc | Fossil oil | Engine (combustion / reciprocating) | No | 0 | 5.016 | 5.28 | [12 empty] | No | Connected | 2021-09-14 | 5.28 | 4.75 | 5 | 0.048 | 0.05 | 01/12/2017
2100041477782 | Cardiff and Vale NHS Trust | University Hospital Llandough Penlan Road Llandough Penarth | PENLAN ROAD | LLANDOUGH | PENARTH | SOUTH GLAMORGAN | CF64 2XX | United Kingdom | 316518.272 | 173056.002 | Aberthaw Power Station | Cardiff West Grid | Llandough | 11 | Western Power Distribution (South Wales) plc | Solar | Photovoltaic | No | 0 | 0.048 | 0.05 | [12 empty] | No | Connected | 2021-09-14 | 0.05 | 0.048 | 0.05 | 2.375 | 2.5 | 16/11/2017
2100041256140 | Ford Motor Company Limited | BRIDGEND WATERTON (FORD MOTOR CO) EHV CONNECTION | WATERTON INDUSTRIAL ESTATE |  | BRIDGEND | MID GLAMORGAN | CF31 3PJ | United Kingdom | 293509.318 | 178439.107 | Pyle Grid | 132kV connection | 132kV connection | 132 | Western Power Distribution (South Wales) plc | Wind | Onshore wind turbines | No | 0 | 0.475 | 0.5 | [12 empty] | No | Connected | 2021-09-14 | 0.5 | 0.475 | 0.5 | 15.2 | 16 | 01/12/2014
1470000867526 | KEELE UNIVERSITY | KEELE 1 | KEELE UNIVERSITY | KEELE | NEWCASTLE | STAFFORDSHIRE | ST5 5BG | United Kingdom | 382374.777 | 345415.023 | Cellarhead 132kV | NEWCASTLE 132kV S STN | Newcastle 132/11kV | 11 | Western Power Distribution (West Midlands) plc | Solar | Photovoltaic | No | 0 | 0.088 | 0.09261 | [12 empty] | No | Connected | 2021-09-14 | 0.09261 | 0.085 | 0.09 | 7.125 | 7.5 | 19/10/2017
1170000902638 | Biomass UK No.3 Limited | Riverside Industrial Estate | MARSH LANE |  | BOSTON |  | PE21 7RP | United Kingdom | 534023.309 | 342198.14 | WALPOLE 132kV S STN | BOSTON 33kV S STN | 33kV connection | 33 | Western Power Distribution (East Midlands) plc | Biomass | Steam turbine (thermal power plant) | No | 0 | 11.12 | 11.705 | [12 empty] | No | Connected | 2021-09-14 | 11.705 | 11.4 | 12 | 1.9 | 2 | 30/11/2017
1470000534113 | Lyreco UK Ltd | TELFORD, Deer Park Court | DEER PARK COURT | DONNINGTON WOOD | TELFORD | SHROPSHIRE | TF2 7NB | United Kingdom | 371463.566 | 312023.531 | IRONBRIDGE 132kV S STN | KETLEY 132kV S STN | SNEDSHILL 33 11kV S STN | 11 | Western Power Distribution (West Midlands) plc | Solar | Photovoltaic | No | 0 | 4.129 | 4.346 | [12 empty] | No | Connected | 2021-09-14 | 4.346 | 3.478 | 3.661 | 1.235 | 1.3 | 14/01/2016
2100041412127 | Biomass UK No. 2 Limited | Barry, David Davies Road, Barry Docks | DAVID DAVIES ROAD |  | BARRY | SOUTH GLAMORGAN | CF63 4AB | United Kingdom | 312663.604 | 167671.358 | Aberthaw Power Station | Barry Grid | 33kV connection | 33 | Western Power Distribution (South Wales) plc | Biomass | Engine (combustion / reciprocating) | No | 0 | 11.12 | 11.705 | [12 empty] | No | Connected | 2021-09-14 | 11.705 | 10.75 | 11.316 | 0.941 | 0.99 | 31/03/2017
1170000895733 | Breach Farm Energy Storage Limited | SWADLINCOTE BREACH FARM | CADLEY LANE |  | SWADLINCOTE | DERBYSHIRE | DE12 6RJ | United Kingdom | 426405.749 | 318970.21 | DRAKELOW 132kV | BURTON SOUTH 33kV S STN | 33kV connection | 33 | Western Power Distribution (East Midlands) plc | Storage battery | Battery | No | 0 | 9.5 | 10 | [12 empty] | No | Connected | 2021-09-14 | 10 | 9.5 | 10 | 9.5 | 10 | 30/10/2017
2100041446038 | Conrad (Alcoa) Limited | Swansea, Alcoa, Gowerton East | Alcoa | Titanium Road, Gowerton East | Swansea |  | SA5 4SF | United Kingdom |  |  | Gowerton East 132/33 | 33kV connection | 33kV connection | 33 | Western Power Distribution (South Wales) plc | Fossil Gas | Engine (combustion / reciprocating) | No | 0 | 38.142 | 40.149 | [12 empty] | No | Connected | 2021-09-14 | 40.149 | 40 | 42.105 | 0.902 | 0.95 | 05/12/2017
2200042787386 | Alveston Wind Park Limited | Old Green 132kV Generation Station, Alveston | EARTHCOTT GREEN |  | BRISTOL | NORTH SOMERSET | BS35 3TD | United Kingdom | 364946.106 | 184652.208 | Iron Acton S.G.P. | 132kV connection | 132kV connection | 132 | Western Power Distribution (South West) plc | Wind | Onshore wind turbines | No | 0 | 6.555 | 6.9 | [12 empty] | No | Connected | 2021-09-14 | 6.9 | 6.555 | 6.9 | 0.114 | 0.12 | 14/11/2017
2100041444810 | Flexible Generation Ltd | NEWPORT Crumlin STOR |  |  | NEWBRIDGE | GWENT | NP11 3BT | United Kingdom | 319933.117 | 197942.198 | Rassau G.S.P. | Crumlin | 33kV connection | 33 | Western Power Distribution (South Wales) plc | Fossil oil | Engine (combustion / reciprocating) | No | 0 | 18.088 | 19.04 | [12 empty] | No | Connected | 2021-09-14 | 19.04 | 20.003 | 21.056 | 0.332 | 0.35 | 31/10/2017
1170000859007 | Powertree (Taylor Lane) Limited | Taylor lane STOR | TAYLOR LANE |  | LOSCOE | DERBYSHIRE | DE75 7TA | United Kingdom | 442651 | 347523 | WILLINGTON 132kV S STN | HEANOR 33kV S STN | 33kV connection | 33 | Western Power Distribution (East Midlands) plc | Biofuel landfill gas | Gas turbine (OCGT) | No | 0 | 7.6 | 8 | [12 empty] | No | Connected | 2021-09-14 | 8 | 7.676 | 8.08 | 0.152 | 0.16 | 08/01/2018
2100041445967 | Pen Bryn Oer Limited | Pen Bryn Oer Wind Farm, Rhymney, Tredegar, Gwent | LAND AT BRYN-OER PATCH | BRYN-OER PATCH ACCESS | RHYMNEY | GWENT | NP22 5QR | United Kingdom | 311920.477 | 209316.913 | Upper Boat | Dowlais Grid | 33kV connection | 33 | Western Power Distribution (South Wales) plc | Wind | Onshore wind turbines | No | 0 | 5.7 | 6 | [12 empty] | No | Connected | 2021-09-14 | 6 | 6.004 | 6.32 | 0.19 | 0.2 | 31/10/2017
2100041469513 | Rightacres Property Co. Limited | 2 Central Square Cardiff CF10 1FS | CENTRAL SQUARE | WOOD STREET | CARDIFF |  | CF10 1EP | United Kingdom | 318109.91 | 175975.666 | Cardiff East Grid | Cardiff Central Grid | Wood Street | 11 | Western Power Distribution (South Wales) plc | Solar | Photovoltaic | No | 0 | 0.063 | 0.066 | [12 empty] | No | Connected | 2021-09-14 | 0.066 | 0.031 | 0.033 | 1.235 | 1.3 | 09/10/2017
1170000894943 | Power Up Generation Limited | Bond Estates Limited | BOND AVENUE |  | BLETCHLEY | MILTON KEYNES | MK1 1JJ | United Kingdom | 488171.925 | 235391.556 | EAST CLAYDON 132KV S STN | BLETCHLEY 33KV S STN | BLETCHLEY 11kV S STN | 11 | Western Power Distribution (East Midlands) plc | Fossil Gas | Engine (combustion / reciprocating) | No | 0 | 5.7 | 6 | [12 empty] | No | Connected | 2021-09-14 | 6 | 6.009 | 6.325 | 0.237 | 0.25 | 31/10/2017
1430000033098 | British Rail | Stafford | NETWORK RAIL - STAFFORD - EXPORT | VICTORIA ROAD | STAFFORD | STAFFORDSHIRE | ST16 2AF | United Kingdom | 391864.503 | 323171.312 | Bushbury D 132kV | STAFFORD 132 25kV S STN | Stafford 132/25/11kV | 11 | Western Power Distribution (West Midlands) plc | Fossil oil | Engine (combustion / reciprocating) | No | 0 | 34.2 | 36 | [12 empty] | No | Connected | 2021-09-14 | 36 | 17.1 | 18 | 17.1 | 18 | 21/06/2010
1170000883301 | Marks And Spencer plc | MARKS & SPENCER PLC | 2 SUNSET WALK |  | MILTON KEYNES |  | MK9 3PD | United Kingdom | 485156.325 | 238904.722 | EAST CLAYDON 132KV S STN | BLETCHLEY 33KV S STN | SECKLOW GATE 33 11kV S STN | 11 | Western Power Distribution (East Midlands) plc | Fossil oil | Engine (combustion / reciprocating) | No | 0 | 0.404 | 0.425 | [12 empty] | No | Connected | 2021-09-14 | 0.425 | 0.404 | 0.425 | 1.045 | 1.1 | 06/09/2017
2200041879896 | Tesco Stores Limited | Tesco G Park HVM | MARSH COMMON ROAD | MARSH COMMON SOUTH | PILNING | SOUTH GLOUCESTERSHIRE | BS35 4GG | United Kingdom | 355707.51 | 183992.57 | Iron Acton S.G.P. | Seabank Bsp | Western Approach | 11 | Western Power Distribution (South West) plc | Fossil oil | Engine (combustion / reciprocating) | No | 0 | 2.641 | 2.78 | [12 empty] | No | Connected | 2021-09-14 | 2.78 | 0.19 | 0.2 | 1.805 | 1.9 | 01/12/2009
1470000631002 | Wolverhampton Power Limited | Chillington Works Industrial Estate | 2 KINGSWAY | FOURTH FLOOR | CARDIFF |  | CF10 3FD | United Kingdom | 392756.68 | 298283.345 | WILLENHALL 132 25kV S STN | WOLVERHAMPTON 132kV S STN | 33kV connection | 33 | Western Power Distribution (West Midlands) plc | Fossil Gas | Engine (combustion / reciprocating) | No | 0 | 15.2 | 16 | [12 empty] | No | Connected | 2021-09-14 | 16 | 16 | 16.842 | 0.309 | 0.325 | 01/10/2017
1170000871139 | Eelpower (OPCO1) Limited | Leverton Battery Storage | COCKSEYS FARM | BURTON-BY-LINCOLN | LINCOLN | LINCOLNSHIRE | LN1 2RD | United Kingdom | 496553.53 | 375324.694 | WEST BURTON 132kV S STN | LINCOLN MAIN 132kV S STN | 33kV connection | 33 | Western Power Distribution (East Midlands) plc | Storage battery | Battery | No | 0 | 9.5 | 10 | [12 empty] | No | Connected | 2021-09-14 | 10 | 9.5 | 10 | 9.5 | 10 | 12/10/2017
2200042820866 | Burrington Business Park Limited | Burrington Business Park | BURRINGTON WAY |  | PLYMOUTH |  | PL5 3LX | United Kingdom | 246093.027 | 58240.687 | Landulph S.G.P. | Milehouse Bsp | Weston Mill | 11 | Western Power Distribution (South West) plc | Solar | Photovoltaic | No | 0 | 0.026 | 0.0276 | [12 empty] | No | Connected | 2021-09-14 | 0.0276 | 1.9 | 2 | 0.19 | 0.2 | 08/12/2015
none | Mynydd Fforch Dwm Wind Energy Ltd | MYNYDD FORCH DWM GENERATION | Forch Dwm Road |  | Port Talbot |  | SA13 3LG | United Kingdom | 273939.5 | 193375.234 | Swansea North Grid | Briton Ferry Grid | 33kV connection | 33 | Western Power Distribution (South Wales) plc | Wind | Onshore wind turbines | No | 0 | 27 | 28.421 | [12 empty] | No | Accecpted to Connect | 2021-09-14 | [6 empty] | 28.421 | 27.368 | 28.808 | 0.25 | 0.263 | 01/10/2018 | N/A
1160001374736 | Alkane Energy UK Limited | CALVERTON ENERGY PARK | HOLLINGWOOD LANE |  | CALVERTON |  | NG14 6NR | United Kingdom | 460361.826 | 350203.307 | CHESTERFIELD 132kV S STN | ANNESLEY 33kV S STN | CALVERTON 33 11kV S STN | 11 | Western Power Distribution (East Midlands) plc | Biofuel landfill gas | Gas turbine (OCGT) | No | 0 | 2.85 | 3 | [12 empty] | No | Connected | 2021-09-14 | 3 | 2.945 | 3.1 | 0.095 | 0.1 | 01/09/2017
1170000752575 | Building Product Design Ltd | PINXTON Building Product Design Plymouth Avenue Pinxton | BROOKHILL INDUSTRIAL ESTATE | PINXTON | NOTTINGHAM |  | NG16 6NS | United Kingdom | 445956.738 | 354706.045 | CHESTERFIELD 132kV S STN | PINXTON 132kV S STN | PINXTON 11kV S STN | 11 | Western Power Distribution (East Midlands) plc | Biofuel landfill gas | Gas turbine (OCGT) | No | 0 | 0.095 | 0.1 | [12 empty] | No | Connected | 2021-09-14 | 0.1 | 0.048 | 0.05 | 0.95 | 1 | 01/01/2010
2100041421051 | UK Capacity Reserve Limited | NEWPORT, Docks Way, Newport. NP20 2NY. |  |  | NEWPORT | GWENT | NP20 2NY | United Kingdom | 330970 | 186169 | Uskmouth | Newport West | Newport West Primary | 11 | Western Power Distribution (South Wales) plc | Fossil Gas | Engine (combustion / reciprocating) | No | 0 | 7.6 | 8 | [12 empty] | No | Connected | 2021-09-14 | 8 | 7.6 | 8 | 0.142 | 0.15 | 08/09/2017
2200042748624 | Conrad (Barton Hill) Limited | Conrad (Barton Hill) Limited | Barton Hill Way |  |  | Torquay | TQ2 8JG | United Kingdom | 290493.337 | 66425.551 | Abham S.G.P. | Torquay Bsp | 33kV connection | 33 | Western Power Distribution (South West) plc | Biofuel landfill gas | Gas turbine (OCGT) | No | 0 | 19.95 | 21 | [12 empty] | No | Connected | 2021-09-14 | 21 | 19.836 | 20.88 | 0.855 | 0.9 | 01/08/2017
1470000773658 | S & A SOFT FRUITS LTD | S & A Soft Fruits LTD | BROOK FARM | MARDEN | HEREFORD | HEREFORDSHIRE | HR1 3ET | United Kingdom | 352100.072 | 248153.116 | BISHOPS WOOD 132kV S STN | HEREFORD 66kV S STN | BODENHAM 66 11kV S STN | 11 | Western Power Distribution (West Midlands) plc | Fossil Gas | Engine (combustion / reciprocating) | Yes | 0 | 0.534 | 0.562 | [12 empty] | No | Connected | 2021-09-14 | 0.562 | 0.01 | 0.011 | 0.95 | 1 | 01/10/2017
2200042784491 | HC ESS2 Limited | Lockleaze 33kV battery Storage, land at Romney Avenue, | LAND AT ROMNEY AVENUE | LOCKLEAZE | BRISTOL | NORTH SOMERSET | BS7 9XT | United Kingdom | 360418.293 | 176374.226 | Iron Acton S.G.P. | Lockleaze Bsp 132kv | 33kV connection | 33 | Western Power Distribution (South West) plc | Storage battery | Battery | No | 0 | 14.63 | 15.4 | [12 empty] | No | Connected | 2021-09-14 | 15.4 | 15 | 15.789 | 14.25 | 15 | 14/07/2017
1170000460930 | AmeyCespa (MK) ODC Limited | Waste to Energy | DICKENS ROAD | OLD WOLVERTON | MILTON KEYNES |  | MK12 5QF | United Kingdom | 481295.252 | 241654.807 | EAST CLAYDON 132KV S STN | BRADWELL ABBEY 33kV S STN | WOLVERTON 33 11kV S STN | 11 | Western Power Distribution (East Midlands) plc | Biofuel landfill gas | Gas turbine (OCGT) | No | 0 | 6.65 | 7 | [12 empty] | No | Connected | 2021-09-14 | 7 | 6.65 | 7 | 5.225 | 5.5 | 15/06/2017
1170000858095 | Great Bear Distribution Ltd | PROJECT OYSTER | MARKHAM VALE NORTH | SEYMOUR LINK ROAD | CHESTERFIELD |  | S43 3DF | United Kingdom | 444920.341 | 374070.023 | CHESTERFIELD 132kV S STN | STAVELEY 33kV S STN | Erin Road | 11 | Western Power Distribution (East Midlands) plc | Solar | Photovoltaic | No | 0 | 0.043 | 0.0456 | [12 empty] | No | Connected | 2021-09-14 | 0.0456 | 0.044 | 0.046 | 1.425 | 1.5 | 17/07/2017
1470000785430 | Sustainable Energy Centre Ltd | Syntech Energy | PORTWAY ROAD |  | WEDNESBURY | WEST MIDLANDS | WS10 7DZ | United Kingdom | 398061 | 295001 | OCKER HILL C 132kV S STN | Ocker Hill B 132/33/11kV | 11kV Connection | 11 | Western Power Distribution (West Midlands) plc | Biofuel landfill gas | Gas turbine (OCGT) | No | 0 | 3.61 | 3.8 | [12 empty] | No | Connected | 2021-09-14 | 3.8 | 3.61 | 3.8 | 0.19 | 0.2 | 01/11/2017
2189999997354 | Dow Corning Limited | Dow Corning 132kV Connection |  |  | BARRY |  | CF64 5YB | United Kingdom | 314620 | 168600 | Aberthaw [ /Cardiff East] | 132kV connection | 132kV connection | 132 | Western Power Distribution (South Wales) plc | Waste | Steam-gas turbine (CCGT) | No | 0 | 26.035 | 27.4056 | [12 empty] | No | Connected | 2021-09-14 | 27.4056 | 9.5 | 10 | 14.25 | 15 | 24/12/1997
1170000848194 | HC ESS2 Limited | Rufford Battery Storage | RUFFORD COLLIERY LANE | RAINSWORTH | MANSFIELD | NOTTINGHAMSHIRE | NG21 0HR | United Kingdom | 459730.49 | 360425.858 | CHESTERFIELD 132kV S STN | CLIPSTONE 33kV S STN | RUFFORD 33 11kV S STN | 11 | Western Power Distribution (East Midlands) plc | Storage battery | Battery | No | 0 | 7.002 | 7.37 | [12 empty] | No | Connected | 2021-09-14 | 7.37 | 7.002 | 7.37 | 7.002 | 7.37 | 01/07/2017
none | Fcc Environment | Eastcroft EFW | Incinerator Road |  | Nottingham |  | NG2 3JH | United Kingdom | 456418.583 | 337506.969 | RATCLIFFE ON SOAR 132kV S STN | NOTTINGHAM 33kV S STN | 33kV connection | 33 | Western Power Distribution (East Midlands) plc | Waste | Steam-gas turbine (CCGT) | No | 0 | 24.8 | 26.105 | [12 empty] | No | Accecpted to Connect | 2021-09-14 | [6 empty] | 26.105 | 24.8 | 26.105 | 8 | 8.421 | 19/02/2021 | N/A
1100770099927 | Wykes Engineering Co (Rushden) Ltd | Goosey Lodge | WYMINGTON LANE | WYMINGTON | RUSHDEN | NORTHAMPTONSHIRE | NN10 9LU | United Kingdom | 496187.976 | 263694.731 | GRENDON 132kV S STN | WELLINGBOROUGH 33kV S STN | 33kV connection | 33 | Western Power Distribution (East Midlands) plc | Waste | Steam-gas turbine (CCGT) | Yes | 0 | 24.32 | 25.6 | [12 empty] | No | Connected | 2021-09-14 | 25.6 | 23.75 | 25 | 1.9 | 2 | 17/06/2002
none | Ucpc Limited | Fen Farm | Fiskerton Road | Greetwell | Lincoln | Lincolnshire | LN3 4NG | United Kingdom | 498973.515 | 371160.495 | WEST BURTON 132kV S STN | LINCOLN MAIN No 1 33kV S STN | 33kV connection | 33 | Western Power Distribution (East Midlands) plc | Solar | Photovoltaic | No | 0 | 24 | 25.263 | [12 empty] | No | Accecpted to Connect | 2021-09-14 | [6 empty] | 25.263 | 24 | 25.263 | 12 | 12.632 | 13/01/2021 | N/A
1160001126650 | Biogen Uk Ltd | HIGHAM PARK | HIGHAM PARK | BEDFORD ROAD | RUSHDEN | EAST NORTHAMPTONSHIRE | NN10 0SL | United Kingdom | 498464.207 | 262973.629 | GRENDON 132kV S STN | WELLINGBOROUGH 33kV S STN | SHARNBROOK 33 11kV S STN | 11 | Western Power Distribution (East Midlands) plc | Biofuel landfill gas | Gas turbine (OCGT) | No | 0 | 2.882 | 3.034 | [12 empty] | No | Connected | 2021-09-14 | 3.034 | 2.708 | 2.85 | 0.095 | 0.1 | 01/01/2016
1470000733283 | Redditch Peaking Power Limited | ISIS House STOR | HOWARD ROAD STOR |  | REDDITCH | WORCESTERSHIRE | B98 7SE | United Kingdom | 406182.607 | 265805.256 | FECKENHAM 66 11kV S STN | Feckenham 66/11kV | 66kV connection | 66 | Western Power Distribution (West Midlands) plc | Fossil Gas | Engine (combustion / reciprocating) | No | 0 | 19 | 20 | [12 empty] | No | Connected | 2021-09-14 | 20 | 19 | 20 | 0.19 | 0.2 | 01/06/2017
2100041420527 | Elm Solar (Darran) Ltd | CRUMLIN, MANMOEL, DARREN FARM SOLAR | ARGOED |  | BLACKWOOD | GWENT | NP12 0HX | United Kingdom | 319212.857 | 200454.667 | Rassau G.S.P. | Crumlin | Crumlin Primary | 11 | Western Power Distribution (South Wales) plc | Solar | Photovoltaic | No | 0 | 1.425 | 1.5 | [12 empty] | No | Connected | 2021-09-14 | 1.5 | 1.425 | 1.5 | 0.038 | 0.04 | 24/03/2017
1100050207953 | Biffa PLC | Ufton Landfill Site | SOUTHAM ROAD | UFTON | LEAMINGTON SPA | WARWICKSHIRE | CV33 9PP | United Kingdom | 439088.148 | 261390.331 | BERKSWELL 132kV S STN | HARBURY 33kV S STN | HARBURY 11kV S STN | 11 | Western Power Distribution (East Midlands) plc | Biofuel landfill gas | Gas turbine (OCGT) | No | 0 | 1.012 | 1.065 | [12 empty] | No | Connected | 2021-09-14 | 1.065 | 1.14 | 1.2 | 0.261 | 0.275 | 01/05/2017
1470000392405 | Sigeric LTD | Robinson (Holdings) 75/1159, Sigeric Business Park LTD | FORDSHILL ROAD | ROTHERWAS INDUSTRIAL ESTATE | HEREFORD | HEREFORDSHIRE | HR2 6NS | United Kingdom | 353536.701 | 237858.592 | BISHOPS WOOD 132kV S STN | HEREFORD 66kV S STN | HEREFORD SOUTH 66 11kV S STN | 11 | Western Power Distribution (West Midlands) plc | Solar | Photovoltaic | No | 0 | 1.188 | 1.25 | [12 empty] | No | Connected | 2021-09-14 | 1.25 | 0.237 | 0.25 | 1.425 | 1.5 | 01/01/2010
1170000168178 | Powertree (Taylor Lane) Limited | Derbyshire, Heanor, Taylor Lane, | TAYLOR LANE | LOSCOE | HEANOR | DERBYSHIRE | DE75 7TA | United Kingdom | 442622.76 | 347561.469 | WILLINGTON 132kV S STN | HEANOR 33kV S STN | HEANOR 11kV S STN | 11 | Western Power Distribution (East Midlands) plc | Fossil Gas | Engine (combustion / reciprocating) | No | 0 | 6.84 | 7.2 | [12 empty] | No | Connected | 2021-09-14 | 7.2 | 6.65 | 7 | 0.142 | 0.15 | 01/06/2017
2200042620171 | NextSolar GRHB Limited | Great Houndbeare Farm, Oak Road, Aylesbeare EHV Connection | OAK ROAD | AYLESBEARE | EXETER | DEVON | EX5 2DB | United Kingdom | 304635 | 93339 | Exeter Main S.G.P. | Exeter Main Bsp | 33kV connection | 33 | Western Power Distribution (South West) plc | Solar | Photovoltaic | No | 0 | 3.876 | 4.08 | [12 empty] | No | Connected | 2021-09-14 | 4.08 | 3.955 | 4.163 | 0.095 | 0.1 | 31/03/2017
1470000745048 | GDL Upper Meadowly Limited | Upper Meadowly PV Farm | UPTON CRESSETT |  | BRIDGNORTH | SHROPSHIRE | WV16 6UQ | United Kingdom | 366531.527 | 292565.88 | IRONBRIDGE 132kV S STN | IRONBRIDGE 132 33kV S STN | 33kV connection | 33 | Western Power Distribution (West Midlands) plc | Solar | Photovoltaic | No | 0 | 5.32 | 5.6 | [12 empty] | No | Connected | 2021-09-14 | 5.6 | 4.75 | 5 | 0.076 | 0.08 | 31/03/2017
2100041407758 | Berthllwyd Solar Project Limited | Berthllwyd Solar Farm | MAENDY ROAD | PENYCOEDCAE | PONTYPRIDD | MID GLAMORGAN | CF37 1PS | United Kingdom | 307207.274 | 188073.157 | Upper Boat | Upper Boat Bsp | 33kV connection | 33 | Western Power Distribution (South Wales) plc | Solar | Photovoltaic | No | 0 | 4.138 | 4.356 | [12 empty] | No | Connected | 2021-09-14 | 4.356 | 4.847 | 5.102 | 0.028 | 0.03 | 31/03/2017
1170000790250 | Green Lane Solar Limited | MARCHINGTON, GREEN LANE | GREEN LANE | MARCHINGTON | UTTOXETER | STAFFORDSHIRE | ST14 8LQ | United Kingdom | 414619.566 | 330968.125 | WILLINGTON 132kV S STN | UTTOXETER 33kV S STN | 33kV connection | 33 | Western Power Distribution (East Midlands) plc | Solar | Photovoltaic | No | 0 | 3.154 | 3.32 | [12 empty] | No | Connected | 2021-09-14 | 3.32 | 3.154 | 3.32 | 0.048 | 0.05 | 30/03/2017
2100041428298 | Mamhilad Solar Limited | Pontypool, Mahmilad Solar | LLANVIHANGEL |  | PONTYPOOL | GWENT | NP4 8QX | United Kingdom | 331398.652 | 202168.051 | Uskmouth | Pontypool North Grid | Pontypool North Primary | 11 | Western Power Distribution (South Wales) plc | Solar | Photovoltaic | No | 0 | 3.04 | 3.2 | [12 empty] | No | Connected | 2021-09-14 | 3.2 | 3.42 | 3.6 | 0.095 | 0.1 | 26/03/2017
1170000816936 | Powertree (Sidings Road) Limited | Kirkby in Ashfield Gas Generator Sidings Road |  |  | KIRKBY IN ASHFIELD | NOTTINGHAMSHIRE | NG17 7JZ | United Kingdom | 451036.138 | 357033.388 | CHESTERFIELD 132kV S STN | ANNESLEY 33kV S STN | SUTTON JUNCTION 33 11kV S STN | 11 | Western Power Distribution (East Midlands) plc | Fossil Gas | Engine (combustion / reciprocating) | No | 0 | 3.04 | 3.2 | [12 empty] | No | Connected | 2021-09-14 | 3.2 | 2.708 | 2.85 | 0.095 | 0.1 | 01/10/2017
2100041403647 | R D W (11) Limited | Cockett Valley Solar Park, Swansea | WUANARLWYDD ROAD | WUANARLWYDD | SWANSEA | WEST GLAMORGAN | SA5 4TH | United Kingdom | 261096.819 | 195017.634 | Swansea North Grid | Swansea West Grid | 33kV connection | 33 | Western Power Distribution (South Wales) plc | Solar | Photovoltaic | No | 0 | 3.8 | 4 | [12 empty] | No | Connected | 2021-09-14 | 4 | 3.878 | 4.082 | 0.019 | 0.02 | 31/03/2017
2100041416432 | GSII Carmarthen Solar Limited | Bryncyrnau Isaf, Carmarthen | CWMFFRWD |  | CARMARTHEN | DYFED | SA31 2LS | United Kingdom | 242921.48 | 217389.246 | Swansea North Grid | Carmarthen Grid | 33kV connection | 33 | Western Power Distribution (South Wales) plc | Solar | Photovoltaic | No | 0 | 3.648 | 3.84 | [12 empty] | No | Connected | 2021-09-14 | 3.84 | 3.683 | 3.877 | 0.057 | 0.06 | 31/03/2017
2100041418360 | Obton Solenergi Nagel GmbH & Co KG | Blackwood Manmoel Solar Farm | MANMOEL ROAD | MANMOEL | BLACKWOOD | MID GLAMORGAN | NP12 0HY | United Kingdom | 319448.464 | 200801.848 | Rassau G.S.P. | Crumlin | 33kV connection | 33 | Western Power Distribution (South Wales) plc | Solar | Photovoltaic | No | 0 | 3.268 | 3.44 | [12 empty] | No | Connected | 2021-09-14 | 3.44 | 3.294 | 3.467 | 0.095 | 0.1 | 21/03/2017
2200042738714 | NextEnergy Solar Holdings VI Limited | Axe View Farm, Wadbrook, Axminster, | WADBROOK |  | AXMINSTER | DEVON | EX13 7AS | United Kingdom | 332992.922 | 101955.206 | Axminster S.G.P. | Woodcote Bsp | 33kV connection | 33 | Western Power Distribution (South West) plc | Solar | Photovoltaic | No | 0 | 3.838 | 4.04 | [12 empty] | No | Connected | 2021-09-14 | 4.04 | 3.838 | 4.04 | 0.048 | 0.05 | 31/03/2017
2200042214749 | Aller Court Solar Park Limited | Langport, Aller Court Farm, Aller | ALLER |  | LANGPORT | SOMERSET | TA10 0QR | United Kingdom | 338969.206 | 129129.2 | Bridgwater S.G.P. | Bridgwater Grid Bsp | 33kV connection | 33 | Western Power Distribution (South West) plc | Solar | Photovoltaic | No | 0 | 4.18 | 4.4 | [12 empty] | No | Connected | 2021-09-14 | 4.4 | 4.399 | 4.631 | 0.128 | 0.135 | 31/03/2017
2200042733479 | R J C Energy Limited | Stoneshill Farm, Near Cullompton, DevonStoneshill Farm, Near Cullompton, Devon | FIVE BRIDGES | WILLAND | EXETER | DEVON | EX5 3DP | United Kingdom | 302690.168 | 109743.039 | Exeter Main S.G.P. | Tiverton Bsp | 33kV connection | 33 | Western Power Distribution (South West) plc | Solar | Photovoltaic | No | 0 | 3.8 | 4 | [12 empty] | No | Connected | 2021-09-14 | 4 | 3.8 | 4 | 0.048 | 0.05 | 17/03/2017
1170000783314 | Parabel Gypsum Limited | Sutton Bonnington Solar Farm | BARROW ROAD | SILEBY | LOUGHBOROUGH | LEICESTER | LE12 7LR | United Kingdom | 459760.269 | 316148.909 | RATCLIFFE ON SOAR 132kV S STN | WILLOUGHBY 33kV S STN | 33kV connection | 33 | Western Power Distribution (East Midlands) plc | Solar | Photovoltaic | No | 0 | 3.751 | 3.948 | [12 empty] | No | Connected | 2021-09-14 | 3.948 | 4.275 | 4.5 | 0.048 | 0.05 | 30/03/2017
2200042606770 | SPF Brent Broad Farm Limited | Wick Lane Solar Farm Burnham on sea | WICK LANE | BRENT KNOLL | HIGHBRIDGE | SOMERSET | TA9 4BU | United Kingdom | 332861.497 | 152608.304 | Bridgwater S.G.P. | Bridgwater Grid Bsp | Burnham | 11 | Western Power Distribution (South West) plc | Solar | Photovoltaic | No | 0 | 2.77 | 2.916 | [12 empty] | No | Connected | 2021-09-14 | 2.916 | 2.85 | 3 | 0.043 | 0.045 | 27/03/2017
1170000727230 | Reserve Power Trading Ltd | Garnham Close | GARNHAM CLOSE | SOMERCOTES | ALFRETON | DERBYSHIRE | DE55 4QH | United Kingdom | 442550.711 | 354979.287 | CHESTERFIELD 132kV S STN | ALFRETON 33kV S STN | 33kV connection | 33 | Western Power Distribution (East Midlands) plc | Fossil Gas | Engine (combustion / reciprocating) | No | 0 | 1.65 | 1.7367 | [12 empty] | No | Connected | 2021-09-14 | 1.7367 | 14.25 | 15 | 0.237 | 0.25 | 24/03/2017
2100041412181 | North Tenement Solar Ltd | North Tenement Farm, Pope Hill, Haverfordwest | POPE HILL | JOHNSTON | HAVERFORDWEST | DYFED | SA61 1XL | United Kingdom | 194260.759 | 212356.052 | Pembroke Power Station | Haverfordwest Grid | 33kV connection | 33 | Western Power Distribution (South Wales) plc | Solar | Photovoltaic | No | 0 | 3.791 | 3.99 | [12 empty] | No | Connected | 2021-09-14 | 3.99 | 4.322 | 4.55 | 0.095 | 0.1 | 28/03/2017
1170000626825 | Renewi UK Services Limited | Derby and Derbyshire New Waste (NWFT) | SINFIN LANE | SINFIN | DERBY |  | DE24 9GF | United Kingdom | 435110.619 | 332968.322 | WILLINGTON 132kV S STN | DERBY SOUTH 33kV S STN | 33kV connection | 33 | Western Power Distribution (East Midlands) plc | Waste | Steam turbine (thermal power plant) | No | 0 | 18.525 | 19.5 | [12 empty] | No | Connected | 2021-09-14 | 19.5 | 15.001 | 15.791 | 7.6 | 8 | 01/06/2017
1470000622693 | Safran Landing Systems Services Uk Ltd | CHELTENHAM ROAD | MESSIER SERVICES | CHELTENHAM ROAD |  |  | GL2 9QH | United Kingdom | 388302.16 | 222039.162 | PORT HAM 132kV S STN | CASTLE MEADS 33kV S STN | ROTOL 33 11kV S STN | 11 | Western Power Distribution (West Midlands) plc | Storage battery | Battery | No | 0 | 0.609 | 0.641 | [12 empty] | No | Connected | 2021-09-14 | 0.641 | 1.59 | 1.674 | 1.9 | 2 | 11/05/2016
1470000430390 | WR11 Solar Limited | Sytchwythy Fields | ADLINGTON |  | EVESHAM | WORCESTERSHIRE | WR11 7ZN | United Kingdom | 406094.73 | 244732.017 | FECKENHAM 66 11kV S STN | Feckenham 66/11kV | EVESHAM 66 11kV S STN | 11 | Western Power Distribution (West Midlands) plc | Solar | Photovoltaic | No | 0 | 1.615 | 1.7 | [12 empty] | No | Connected | 2021-09-14 | 1.7 | 1.615 | 1.7 | 0.043 | 0.045 | 01/04/2017
1170000772465 | Dayfields Solar Limited | Dayfields Farm | ATLOW |  | ASHBOURNE | DERBYSHIRE | DE6 1NU | United Kingdom | 422824.559 | 347498.861 | WILLINGTON 132kV S STN | WINSTER 33kV S STN | 33kV connection | 33 | Western Power Distribution (East Midlands) plc | Solar | Photovoltaic | No | 0 | 4.161 | 4.38 | [12 empty] | No | Connected | 2021-09-14 | 4.38 | 4.361 | 4.59 | 0.024 | 0.025 | 14/03/2017
2100041424239 | Parabel Court Farm Limited | NEWPORT, Court Farm Solar | MAGOR ROAD |  | LLANMARTIN | GWENT | NP18 2EB | United Kingdom | 339275.845 | 190017.371 | Uskmouth | Magor Grid | Magor Primary | 11 | Western Power Distribution (South Wales) plc | Solar | Photovoltaic | No | 0 | 3.711 | 3.906 | [12 empty] | No | Connected | 2021-09-14 | 3.906 | 4.742 | 4.992 | 0.048 | 0.05 | 28/03/2017
1470000615998 | Severn Trent Water Limited | FRANKLEY WATER TREATMENT WORKS | FRANKLEY SOLAR PARK |  | FRANKLEY | WARWICKSHIRE | B31 1LU | United Kingdom | 400816.159 | 280099.132 | KITWELL 132kV S STN | REDNAL 132kV S STN | Rednal 132/11kV | 11 | Western Power Distribution (West Midlands) plc | Solar | Photovoltaic | No | 0 | 0.475 | 0.5 | [12 empty] | No | Connected | 2021-09-14 | 0.5 | 0.475 | 0.5 | 4.75 | 5 | 18/12/2015
1470000732313 | Noriker Staunch Limited | Staunch Standby Generation | HOLDITCH HOUSE | HOLDITCH ROAD | NEWCASTLE | UNDER LYNE STAFFORDSHIRE | ST5 9JQ | United Kingdom | 383651.435 | 348429.523 | Cellarhead 132kV | 33kV connection | 33kV connection | 33 | Western Power Distribution (West Midlands) plc | Fossil oil | Engine (combustion / reciprocating) | No | 0 | 0 | 0 | [12 empty] | No | Connected | 2021-09-14 | 0 | 19 | 20 | 0.475 | 0.5 | 42801
2100041394132 | Pennant Walters (PYWX) Limited | Mynydd Yr Aber Wind Generation, Ogmore, Bridgend | GLYNOGWR | OGMORE VALE | BRIDGEND | MID GLAMORGAN | CF32 6EL | United Kingdom | 294027.346 | 191242.6 | Pyle Grid | Pyle Bsp | 66kV connection | 66 | Western Power Distribution (South Wales) plc | Wind | Onshore wind turbines | No | 0 | 19 | 20 | [12 empty] | No | Connected | 2021-09-14 | 20 | 20.235 | 21.3 | 0.475 | 0.5 | 31/03/2017
1470000723578 | High Point Solar Ltd | High Point Farm | NEEN SOLLARS |  | KIDDERMINSTER | WORCESTERSHIRE | DY14 9AD | United Kingdom | 366607.635 | 270923.306 | BISHOPS WOOD 132kV S STN | LUDLOW 132kV S STN | 33kV connection | 33 | Western Power Distribution (West Midlands) plc | Solar | Photovoltaic | No | 0 | 3.163 | 3.33 | [12 empty] | No | Connected | 2021-09-14 | 3.33 | 4.531 | 4.77 | 0.048 | 0.05 | 31/03/2017
1470000711058 | Henley Solar Farm Ltd | Henley Solar Farm | CHURCH STRETTON |  | SHREWSBURY | SHROPSHIRE | SY6 6QJ | United Kingdom | 345739.111 | 288515.61 | BISHOPS WOOD 132kV S STN | LUDLOW 132kV S STN | 33kV connection | 33 | Western Power Distribution (West Midlands) plc | Solar | Photovoltaic | No | 0 | 3.8 | 4 | [12 empty] | No | Connected | 2021-09-14 | 4 | 3.8 | 4 | 0.048 | 0.05 | 21/03/2017
1170000631435 | LE Solar 51 Limited | Barnby Moor Solar Farm | RETFORD ROAD | BARNBY MOOR | RETFORD | NOTTINGHAMSHIRE | DN22 8QF | United Kingdom | 464288.268 | 385879.909 | STAYTHORPE C 132kV S STN | CHECKERHOUSE 33kV S STN | 33kV connection | 33 | Western Power Distribution (East Midlands) plc | Solar | Photovoltaic | No | 0 | 3.705 | 3.9 | [12 empty] | No | Connected | 2021-09-14 | 3.9 | 3.791 | 3.99 | 0.095 | 0.1 | 10/03/2017
2200042742525 | Old Stone Farm Solar Park Limited | Totnes Old Stone Farm Solar Park, Blackawton | BLACKAWTON |  | TOTNES | DEVON | TQ9 7DG | United Kingdom | 281914.554 | 51535.962 | Abham S.G.P. | Paignton Bsp | 33kV connection | 33 | Western Power Distribution (South West) plc | Solar | Photovoltaic | No | 0 | 3.724 | 3.92 | [12 empty] | No | Connected | 2021-09-14 | 3.92 | 3.8 | 4 | 0.043 | 0.045 | 29/03/2017
1170000768566 | Hyde Farm Solar Limited | Hyde Solar Farm | WARRINGTON ROAD |  | OLNEY | BUCKINGHAMSHIRE | MK46 4DU | United Kingdom | 488422.142 | 253907.201 | GRENDON 132kV S STN | NORTHAMPTON EAST 33kV S STN | 33kV connection | 33 | Western Power Distribution (East Midlands) plc | Solar | Photovoltaic | No | 0 | 3.952 | 4.16 | [12 empty] | No | Connected | 2021-09-14 | 4.16 | 4.275 | 4.5 | 0.095 | 0.1 | 13/03/2017
2100041412109 | Whitton Solar Limited | Cenin Whitton Mawr | CENIN WHITTON MAWR | DUFFRYN | ST LYTHANS | VALE OF GLAMORGAN | CF5 6SU | United Kingdom | 308348.292 | 172476.166 | Aberthaw Power Station | Barry Grid | 33kV connection | 33 | Western Power Distribution (South Wales) plc | Solar | Photovoltaic | No | 0 | 4.161 | 4.38 | [12 empty] | No | Connected | 2021-09-14 | 4.38 | 4.18 | 4.4 | 0.095 | 0.1 | 31/03/2017
1100770552363 | EDL (UK) LFG Generation Limited | WAVERLEY WOOD LANDFILL SITE, WESTON LANE, BUBBENHALL, COVENTRY, CV8 | WAVERLEY WOOD LANDFILL SITE | WESTON LANE | COVENTRY |  | CV8 | United Kingdom | 436168.043 | 271458.721 | COVENTRY 132kV S STN | WHITLEY 33kV S STN | RYTON 33 11kV S STN | 11 | Western Power Distribution (East Midlands) plc | Biofuel landfill gas | Gas turbine (OCGT) | No | 0 | 2.539 | 2.673 | [12 empty] | No | Connected | 2021-09-14 | 2.673 | 1.776 | 1.87 | 0.038 | 0.04 | 01/10/2004
2100041424257 | Sunventures 7 Ltd | Caegarw Solar Park | PYLE |  | BRIDGEND | MID GLAMORGAN | CF33 6PT | United Kingdom | 282592.031 | 183184.07 | Pyle Grid | Pyle Bsp | Pyle Primary | 11 | Western Power Distribution (South Wales) plc | Solar | Photovoltaic | No | 0 | 4.75 | 5 | [12 empty] | No | Connected | 2021-09-14 | 5 | 4.75 | 5 | 0.095 | 0.1 | 15/03/2017
2100041336743 | Monmouthshire County Council | Oak Grove Farm, Crick, Monmouthshire | CRICK |  | CALDICOT | MONMOUTHSHIRE | NP26 5UT | United Kingdom | 349510.381 | 190002.531 | Uskmouth | Sudbrook | 33kV connection | 33 | Western Power Distribution (South Wales) plc | Solar | Photovoltaic | No | 0 | 3.99 | 4.2 | [12 empty] | No | Connected | 2021-09-14 | 4.2 | 4.75 | 5 | 0.019 | 0.02 | 31/03/2016
1170000399080 | Wel Solar Park 13 Limited | MARKET HARBOROUGH ECKLAND SOLAR PARK DESBOROUGH ROAD | ECKLAND LODGE BUSINESS CENTRE | DESBOROUGH ROAD | MARKET HARBOROUGH | LEICESTERSHIRE | LE16 8HB | United Kingdom | 478736.042 | 284845.438 | GRENDON 132kV S STN | KETTERING 33kV S STN | DESBOROUGH 33 11kV S STN | 11 | Western Power Distribution (East Midlands) plc | Solar | Photovoltaic | No | 0 | 2.28 | 2.4 | [12 empty] | No | Connected | 2021-09-14 | 2.4 | 2.85 | 3 | 0.019 | 0.02 | 20/12/2016
2200042722617 | Bodwen Solar Project Limited | Bodwen Solar Farm, Bugle, St. Austell | BODWEN SOLAR FARM | BUGLE | ST AUSTELL | CORNWALL | PL26 8RP | United Kingdom | 202964.941 | 60473.411 | Indian Queens S.G.P. | St Austell Bsp | 33kV connection | 33 | Western Power Distribution (South West) plc | Solar | Photovoltaic | No | 0 | 4.383 | 4.614 | [12 empty] | No | Connected | 2021-09-14 | 4.614 | 4.613 | 4.856 | 0.028 | 0.03 | 01/03/2017
2100041421405 | Lightsource SPV 209 Limited | CWMBRAN, Park Farm West Solar Park | MALTHOUSE ROAD | LLANTARNAM | CWMBRAN | GWENT | NP44 3EE | United Kingdom | 331288.887 | 191950.654 | Uskmouth | Llantarnam | Llantarnam Primary | 11 | Western Power Distribution (South Wales) plc | Solar | Photovoltaic | No | 0 | 6.27 | 6.6 | [12 empty] | No | Connected | 2021-09-14 | 6.6 | 3.135 | 3.3 | 0.095 | 0.1 | 02/03/2017
1470000716580 | WEL Solar Park 21 Ltd | WR6 5LS Cotheridge Otherton Lane Otherton Farm | OTHERTON LANE | COTHERIDGE | WORCESTER | WORCESTERSHIRE | WR6 5LS | United Kingdom | 380707.655 | 253693.612 | BISHOPS WOOD 132kV S STN | WORCESTER 132kV S STN | Worcester 132/11kV | 11 | Western Power Distribution (West Midlands) plc | Solar | Photovoltaic | No | 0 | 1.9 | 2 | [12 empty] | No | Connected | 2021-09-14 | 2 | 1.9 | 2 | 0.142 | 0.15 | 03/03/2017
2100041425970 | Dwr Cymru Welsh Water | NEWPORT, Nash Sewage Treatment Works, Newport | WEST NASH ROAD | NASH | NEWPORT | GWENT | NP18 2YH | United Kingdom | 333567.843 | 184082.495 | Uskmouth | Newport South | Newport South Primary | 11 | Western Power Distribution (South Wales) plc | Wind | Onshore wind turbines | No | 0 | 2.458 | 2.587 | [12 empty] | No | Connected | 2021-09-14 | 2.587 | 1.9 | 2 | 1.9 | 2 | 28/02/2012
2100041336725 | SSR Stormy West Limited | Stormy Down PV Generation, Bridgend | HEOL-Y-SPLOT | SOUTH CORNELLY | BRIDGEND | MID GLAMORGAN | CF33 4RS | United Kingdom | 284590.525 | 180509.602 | Pyle Grid | Pyle Bsp | 33kV connection | 33 | Western Power Distribution (South Wales) plc | Solar | Photovoltaic | No | 0 | 3.534 | 3.72 | [12 empty] | No | Connected | 2021-09-14 | 3.72 | 3.61 | 3.8 | 0.076 | 0.08 | 20/03/2017
2100041383520 | Bargoed PV Limited | Bargoed Solar Farm, Cwm Bargoed | CWM | BARGOED | MERTHYR TYDFILL | MID GLAMORGAN | CF48 4AQ | United Kingdom | 309507.336 | 205505.527 | Upper Boat | Dowlais Grid | 33kV connection | 33 | Western Power Distribution (South Wales) plc | Solar | Photovoltaic | No | 0 | 3.876 | 4.08 | [12 empty] | No | Connected | 2021-09-14 | 4.08 | 3.878 | 4.082 | 0.048 | 0.05 | 23/02/2017
1170000630422 | Obton Solenergi Nagel GmbH & Co KG | Twin Yards Farm | BERISTOW LANE | HILCOTE | ALFRETON | DERBYSHIRE | DE55 2FW | United Kingdom | 445732.449 | 357857.97 | CHESTERFIELD 132kV S STN | ANNESLEY 33kV S STN | 33kV connection | 33 | Western Power Distribution (East Midlands) plc | Solar | Photovoltaic | No | 0 | 3.876 | 4.08 | [12 empty] | No | Connected | 2021-09-14 | 4.08 | 4.72 | 4.968 | 0.048 | 0.05 | 24/03/2017
2200042742507 | Place Barton Farm Solar Park Limited | Totnes, Place Barton Farm Solar Park, Moreleigh | MORELEIGH |  | TOTNES | DEVON | TQ9 7JN | United Kingdom | 275814.805 | 52213.641 | Abham S.G.P. | Totnes Bsp | 33kV connection | 33 | Western Power Distribution (South West) plc | Solar | Photovoltaic | No | 0 | 3.762 | 3.96 | [12 empty] | No | Connected | 2021-09-14 | 3.96 | 3.877 | 4.081 | 0.043 | 0.045 | 30/03/2017
2200042729783 | Lightsource SPV 172 Limited | Crediton Sharland Farm PV Solar Park, Morchard Bishop | MORCHARD BISHOP |  | CREDITON | DEVON | EX17 6SJ | United Kingdom | 275036.983 | 105355.294 | Exeter Main S.G.P. | Exeter City Bsp | 33kV connection | 33 | Western Power Distribution (South West) plc | Solar | Photovoltaic | No | 0 | 2.08 | 2.19 | [12 empty] | No | Connected | 2021-09-14 | 2.19 | 2.123 | 2.235 | 0.048 | 0.05 | 03/03/2017
1170000424462 | A C Shropshire Ltd | Greens lodge Farm, Huncote Engine No 2 | GREENS LODGE FARM |  |  |  | LE9 3LE | United Kingdom | 451988.922 | 298439.036 | ENDERBY 132kV S STN | WIGSTON 33KV S STN | ALLIANCE AND LEICESTER 33 11kV S STN | 11 | Western Power Distribution (East Midlands) plc | Biofuel landfill gas | Gas turbine (OCGT) | Yes | 0 | 1.9 | 2 | [12 empty] | No | Connected | 2021-09-14 | 2 | 1.9 | 2 | 0.048 | 0.05 | 22/12/2014
1170000786227 | Powertree (Foxwood Road) Ltd | Powertree(Foxwood Road) Limited | FOXWOOD ROAD | SHEEPBRIDGE INDUSTRIAL ESTATE |  | NORTH EAST DERBYSHIRE | S41 9RX | United Kingdom | 437303.516 | 374745.384 | CHESTERFIELD 132kV S STN | CHESTERFIELD 33kV S STN | SHEEPBRIDGE 6 6kV S STN | 11 | Western Power Distribution (East Midlands) plc | Fossil Gas | Engine (combustion / reciprocating) | Yes | 0 | 6.124 | 6.446 | [12 empty] | No | Connected | 2021-09-14 | 6.446 | 4.75 | 5 | 0.142 | 0.15 | 01/06/2017
2100041420448 | Penyrheollas Solarfield Limited | CRUMLIN, MANMOEL, PENYRHEOLLAS FARM, SOLAR | MANMOEL | BLACKWOOD |  | GWENT | NP12 0RQ | United Kingdom | 318692.08 | 201490.149 | Rassau G.S.P. | Crumlin | Crumlin Primary | 11 | Western Power Distribution (South Wales) plc | Solar | Photovoltaic | No | 0 | 3.534 | 3.72 | [12 empty] | No | Connected | 2021-09-14 | 3.72 | 3.8 | 4 | 0.038 | 0.04 | 20/03/2017
1470000715503 | NextEnergy Solar Holdings VI Limited | LUDLOW LAND at HENLEY HALL FARM | HENLEY HALL |  | LUDLOW | SHROPSHIRE | SY8 3HD | United Kingdom | 353841.556 | 274827.177 | BISHOPS WOOD 132kV S STN | LUDLOW 132kV S STN | Ludlow 132/66/33/11kV | 11 | Western Power Distribution (West Midlands) plc | Solar | Photovoltaic | No | 0 | 3.914 | 4.12 | [12 empty] | No | Connected | 2021-09-14 | 4.12 | 3.914 | 4.12 | 0.048 | 0.05 | 10/03/2017
2100041344656 | Lightsource SPV 58 Limited | Mountain Ash Pen Rhiw, Caradog Farm, Llanwono Road | LLANWONNO ROAD |  | MOUNTAIN ASH | MID GLAMORGAN | CF45 3UX | United Kingdom | 304511.582 | 197760.666 | Upper Boat | Mountain Ash Grid | 33kV connection | 33 | Western Power Distribution (South Wales) plc | Solar | Photovoltaic | No | 0 | 3.914 | 4.12 | [12 empty] | No | Connected | 2021-09-14 | 4.12 | 3.914 | 4.12 | 0.095 | 0.1 | 14/02/2017
1170000722757 | Equitix ESI CHP (Nottingham) Ltd | John Brookes Sawmill | FOSSE WAY | WIDMERPOOL | NOTTINGHAM | NOTTINGHAMSHIRE | NG12 5PS | United Kingdom | 465275.135 | 327799.947 | RATCLIFFE ON SOAR 132kV S STN | WILLOUGHBY 33kV S STN | 33kV connection | 33 | Western Power Distribution (East Midlands) plc | Waste | Steam-gas turbine (CCGT) | No | 0 | 7.41 | 7.8 | [12 empty] | No | Connected | 2021-09-14 | 7.8 | 6.65 | 7 | 1.045 | 1.1 | 01/03/2017
2100041320655 | Good Energy Brynwhilach Solar Park Limited | Brynwhilach Farm Swansea | BRYN WHILACH FARM | MORRISTON | SWANSEA | WEST GLAMORGAN | SA5 7PE | United Kingdom | 264553.644 | 200282.998 | Swansea North Grid | Swansea North Bsp | 33kV connection | 33 | Western Power Distribution (South Wales) plc | Solar | Photovoltaic | No | 0 | 3.876 | 4.08 | [12 empty] | No | Connected | 2021-09-14 | 4.08 | 4.08 | 4.295 | 0.218 | 0.23 | 03/03/2017
1170000671127 | Burton Wold Wind Farm South Ltd | Burton Wold South Wind farm | BURTON LATIMER |  | KETTERING | NORTHAMPTONSHIRE | NN15 5PH | United Kingdom | 491504.42 | 273662.123 | GRENDON 132kV S STN | IRTHLINGBOROUGH 33kV S STN | 33kV connection | 33 | Western Power Distribution (East Midlands) plc | Wind | Onshore wind turbines | No | 0 | 7.923 | 8.34 | [12 empty] | No | Connected | 2021-09-14 | 8.34 | 8.34 | 8.779 | 0.048 | 0.05 | 03/03/2017
1170000775721 | Lightsource SPV 65 Limited | Bolsover Moor Solar Farm | BOLSOVER |  | CHESTERFIELD | DERBYSHIRE | S80 4GZ | United Kingdom | 449761.404 | 371845.072 | CHESTERFIELD 132kV S STN | WHITWELL 33kV S STN | 33kV connection | 33 | Western Power Distribution (East Midlands) plc | Solar | Photovoltaic | No | 0 | 3.8 | 4 | [12 empty] | No | Connected | 2021-09-14 | 4 | 4.037 | 4.25 | 0.041 | 0.043 | 28/02/2017
none | Innova Renewables (Manor Farm) Ltd | Manor Farm Land at | Wainfleet Road | Irby In The Marsh | Skegness |  | PE24 5AY | United Kingdom | 551331.07 | 362799.851 | BICKER FEN 132kV S STN | SKEGNESS 33kV S STN | 33kV connection | 33 | Western Power Distribution (East Midlands) plc | Solar | Photovoltaic | No | 0 | 23.8 | 25.053 | [12 empty] | No | Accecpted to Connect | 2021-09-14 | [6 empty] | 25.053 | 18.8 | 19.789 | 5 | 5.263 | 15/02/2021 | N/A
2100041394114 | Llynfi Afan Renewable Energy Park Limited | Llynfi Afan Wind Farm | AFAN VALLEY | ABERGWYNFI | PORT TALBOT | WEST GLAMORGAN | SA13 3YN | United Kingdom | 288538.671 | 193314.559 | Pyle Grid | Pyle Bsp | 66kV connection | 66 | Western Power Distribution (South Wales) plc | Wind | Onshore wind turbines | No | 0 | 23.598 | 24.84 | [12 empty] | No | Connected | 2021-09-14 | 24.84 | 23.997 | 25.26 | 0.237 | 0.25 | 01/03/2017
1470000728511 | Blackwell Grange Solar Farm Ltd | Blackwell Grange Solar Farm | BLACKWELL |  | SHIPSTON ON STOUR | WARWICKSHIRE | CV36 4PF | United Kingdom | 422865.142 | 243273.557 | FECKENHAM 66 11kV S STN | Feckenham 66/11kV | SHIPSTON 66 11kV S STN | 11 | Western Power Distribution (West Midlands) plc | Solar | Photovoltaic | No | 0 | 3.952 | 4.16 | [12 empty] | No | Connected | 2021-09-14 | 4.16 | 3.952 | 4.16 | 0.142 | 0.15 | 31/03/2017
2100041407776 | Mynydd Portref Windfarm Limited | Mynydd Portref Wind Farm | PENCOED |  | BRIDGEND | MID GLAMORGAN | CF72 9FB | United Kingdom | 299330.202 | 185924.827 | Upper Boat | Upper Boat Bsp | 33kV connection | 33 | Western Power Distribution (South Wales) plc | Wind | Onshore wind turbines | No | 0 | 11.4 | 12 | [12 empty] | No | Connected | 2021-09-14 | 12 | 12 | 12.632 | 0.257 | 0.27 | 30/01/2017
1470000641881 | SBC Moneystone Limited | Moneystone Quarry PV Farm | BLACK LANE | WHISTON | STOKE-ON-TRENT | STAFFORDSHIRE | ST10 2DZ | United Kingdom | 404559.803 | 345727.191 | Cellarhead 132kV | FORSBROOK 33kV S STN | 33kV connection | 33 | Western Power Distribution (West Midlands) plc | Solar | Photovoltaic | No | 0 | 3.998 | 4.208 | [12 empty] | No | Connected | 2021-09-14 | 4.208 | 3.998 | 4.208 | 0.152 | 0.16 | 31/01/2017
1170000759394 | SSR Seaton Limited | Seaton Road Solar Farm | SEATON ROAD |  | UPPINGHAM | RUTLAND | LE15 9BG | United Kingdom | 487549.55 | 299357.869 | GRENDON 132kV S STN | OAKHAM 33kV S STN | UPPINGHAM 33 11kV S STN | 11 | Western Power Distribution (East Midlands) plc | Solar | Photovoltaic | No | 0 | 3.087 | 3.25 | [12 empty] | No | Connected | 2021-09-14 | 3.25 | 3.087 | 3.25 | 0.076 | 0.08 | 23/03/2017
1470000721117 | Wel Solar Park 19 Limited | HOME FARM | BROCKHAMPTON LANE | SWINDON VILLAGE | CHELTENHAM | GLOUCESTERSHIRE | GL51 9RS | United Kingdom | 394057.018 | 226737.092 | PORT HAM 132kV S STN | CHELTENHAM 66kV S STN | BISHOPS CLEEVE 66 11kV S STN | 11 | Western Power Distribution (West Midlands) plc | Solar | Photovoltaic | No | 0 | 4.275 | 4.5 | [12 empty] | No | Connected | 2021-09-14 | 4.5 | 4.275 | 4.5 | 0.048 | 0.05 | 01/03/2017
1170000761659 | Lightsource SPV 177 Limited | Meadow Farm | THORPE LANGTON |  | MARKET HARBOROUGH | LEICESTERSHIRE | LE16 7TS | United Kingdom | 474140.275 | 290215.05 | GRENDON 132kV S STN | KIBWORTH 33KV S STN | 33kV connection | 33 | Western Power Distribution (East Midlands) plc | Solar | Photovoltaic | No | 0 | 3.705 | 3.9 | [12 empty] | No | Connected | 2021-09-14 | 3.9 | 3.705 | 3.9 | 0.048 | 0.05 | 10/03/2017
2100041403665 | Rochester 006 Limited | Nanthenfoel PV Park, Cribyn | CRIBYN |  | LAMPETER | DYFED | SA48 7NP | United Kingdom | 254346.818 | 252279.41 | Swansea North Grid | Lampeter Grid | 33kV connection | 33 | Western Power Distribution (South Wales) plc | Solar | Photovoltaic | No | 0 | 3.99 | 4.2 | [12 empty] | No | Connected | 2021-09-14 | 4.2 | 3.99 | 4.2 | 0.009 | 0.01 | 31/03/2017
2200042622044 | Tref No. 1 Limited | Dunsland Cross, Brandis Court, Holsworthy | DUNSLAND CROSS | BRANDIS CORNER | HOLSWORTHY | DEVON | EX22 7YH | United Kingdom | 240808.859 | 103200.303 | Alverdiscott S.G.P. | Pyworthy Bsp | 33kV connection | 33 | Western Power Distribution (South West) plc | Wind | Onshore wind turbines | No | 0 | 5.843 | 6.15 | [12 empty] | No | Connected | 2021-09-14 | 6.15 | 6.15 | 6.474 | 0.114 | 0.12 | 01/03/2017
1170001181560 | Amazon UK Services Ltd | Amazon | UNIT 1 | ROYAL OAK WAY NORTH | DAVENTRY | NORTHAMPTONSHIRE | NN11 8PQ | United Kingdom | 455619.926 | 263434.196 | COVENTRY 132kV S STN | DAVENTRY 33KV S STN | BRAUNSTON ROAD 33 11kV S STN | 11 | Western Power Distribution (East Midlands) plc | Solar | Photovoltaic | No | 0 | 0.812 | 0.855 | [12 empty] | No | Connected | 2021-09-14 | 0.855 | 0.427 | 0.45 | 1.425 | 1.5 | 22/01/2017
1170000775350 | Lark Energy Bilsthorpe Ltd | Bilsthorpe PV | MICKLEDALE LANE | BILSTHORPE | NEWARK | NOTTINGHAMSHIRE | NG22 8RD | United Kingdom | 464132.008 | 359444.3 | CHESTERFIELD 132kV S STN | CLIPSTONE 33kV S STN | 33kV connection | 33 | Western Power Distribution (East Midlands) plc | Solar | Photovoltaic | No | 0 | 3.705 | 3.9 | [12 empty] | No | Connected | 2021-09-14 | 3.9 | 4.75 | 5 | 0.095 | 0.1 | 24/03/2017
2100041416497 | Abingdon Flooring Limited | CRUMLIN, PEN-Y-FAN IND EST, ABINGDON FLOORING LTD | PENYFAN RQAD |  | NEWBRIDGE | GWENT | NP11 4XG | United Kingdom | 319845.232 | 200112.778 | Rassau G.S.P. | Crumlin | Crumlin Primary | 11 | Western Power Distribution (South Wales) plc | Wind | Onshore wind turbines | No | 0 | 1.425 | 1.5 | [12 empty] | No | Connected | 2021-09-14 | 1.5 | 1.425 | 1.5 | 4.275 | 4.5 | 20/01/2017
2100041383887 | Newton Down Wind Farm Limited | Tythegston, Stormy Lane, Stormy Down | STORMY DOWN |  | PORTHCAWL | MID GLAMORGAN. | CF33 4RT | United Kingdom | 284570.503 | 179774.89 | Pyle Grid | Pyle Bsp | 33kV connection | 33 | Western Power Distribution (South Wales) plc | Wind | Onshore wind turbines | No | 0 | 4.75 | 5 | [12 empty] | No | Connected | 2021-09-14 | 5 | 5 | 5.263 | 0.104 | 0.11 | 19/01/2017
2100041407001 | SSR Corntown Limited | Corntown Farm, Corntown, Bridgend, CF35 5BB | CORNTOWN FARM | CORNTOWN | BRIDGEND | MID GLAMORGAN | CF35 5AU | United Kingdom | 293676.628 | 176887.546 | Pyle Grid | Waterton Industrial Grid | Waterton Industrial Primary | 11 | Western Power Distribution (South Wales) plc | Solar | Photovoltaic | No | 0 | 1.9 | 2 | [12 empty] | No | Connected | 2021-09-14 | 2 | 1.9 | 2 | 0.076 | 0.08 | 31/03/2017
1470000707177 | Albrighton Solar Farm Ltd | Harriet Hayes Solar Farm | HARRIET HAYES LANE | ALBRIGHTON | WOLVERHAMPTON | SHROPSHIRE | WV8 1RQ | United Kingdom | 383368.642 | 305018.368 | Bushbury D 132kV | BUSHBURY C 132kV S STN | ALBRIGHTON 33 11kV S STN | 11 | Western Power Distribution (West Midlands) plc | Solar | Photovoltaic | No | 0 | 3.876 | 4.08 | [12 empty] | No | Connected | 2021-09-14 | 4.08 | 3.876 | 4.08 | 0.048 | 0.05 | 01/02/2016
2100041345507 | Lightsource SPV 57 Limited | Morfa Farm, Morfa Lane, Llantwit Major, CF61 2YF | MORFA LANE |  | LLANTWIT MAJOR | VALE OF GLAMORGAN | CF61 2YT | United Kingdom | 296006.548 | 170264.241 | Aberthaw Power Station | East Aberthaw | Boverton | 11 | Western Power Distribution (South Wales) plc | Solar | Photovoltaic | No | 0 | 0.95 | 1 | [12 empty] | No | Connected | 2021-09-14 | 1 | 0.95 | 1 | 0.048 | 0.05 | 31/03/2017
2100041413575 | GEIBC Solar 4 Limited | CHEPSTOW TUMP SOLAR FARM | SEDBURY |  | CHEPSTOW | MONMOUTHSHIRE | NP16 7HN | United Kingdom | 355447.128 | 194303.362 | Uskmouth | Sudbrook | Chepstow | 11 | Western Power Distribution (South Wales) plc | Solar | Photovoltaic | No | 0 | 3.8 | 4 | [12 empty] | No | Connected | 2021-09-14 | 4 | 3.8 | 4 | 0.048 | 0.05 | 01/02/2017
1170000751474 | UK Capacity Reserve Limited | Hermitage Lane | HERMITAGE LANE |  | MANSFIELD | NOTTINGHAMSHIRE | NG18 5DN | United Kingdom | 452450.166 | 359794.861 | CHESTERFIELD 132kV S STN | MANSFIELD 33kV S STN | 33kV connection | 33 | Western Power Distribution (East Midlands) plc | Fossil Gas | Engine (combustion / reciprocating) | No | 0 | 19.114 | 20.12 | [12 empty] | No | Connected | 2021-09-14 | 20.12 | 19 | 20 | 0.237 | 0.25 | 14/04/2017
1170000759687 | Luminous Energy (CA) Ltd | Fosse Way Radford Semele solar farm | RADFORD SEMILE |  | LEAMINGTON SPA | WARWICKSHIRE | CV3 1JX | United Kingdom | 435385.769 | 262032.767 | BERKSWELL 132kV S STN | HARBURY 33kV S STN | 33kV connection | 33 | Western Power Distribution (East Midlands) plc | Solar | Photovoltaic | No | 0 | 4.75 | 5 | [12 empty] | No | Connected | 2021-09-14 | 5 | 4.75 | 5 | 0.028 | 0.03 | 01/02/2017
1470000718285 | Jaguar Land Rover Limited | JLR EMC i54 - Module 4 | INNOVATION DRIVE |  | WOLVERHAMPTON | WEST MIDLANDS | WV9 5GA | United Kingdom | 390426.297 | 303645.783 | Bushbury D 132kV | BUSHBURY C 132kV S STN | I54 Busines Park 33/11kv | 11 | Western Power Distribution (West Midlands) plc | Solar | Photovoltaic | No | 0 | 0.988 | 1.04 | [12 empty] | No | Connected | 2021-09-14 | 1.04 | 0.974 | 1.025 | 9.5 | 10 | 15/12/2016
1170000803705 | University of Warwick | National Automotive Innovation Centre, University of Warwick, Gibbet Hill Road | GIBBET HILL ROAD |  | COVENTRY | WEST MIDLANDS | CV4 7AL | United Kingdom |  |  | Coventry 132kV | Coventry South 132/11kV | N.A.I.C. | 11 | Western Power Distribution (East Midlands) plc | Solar | Photovoltaic | No | 0 | 0.241 | 0.25365 | [12 empty] | No | Connected | 2021-09-14 | 0.25365 | 0.241 | 0.254 | 6.65 | 7 | 16/08/2017
1470000721083 | Jaguar Land Rover Limited | Jaguar Land Rover | OLDWYCH LANE EAST | FEN END | KENILWORTH | WARWICKSHIRE | CV8 1QZ | United Kingdom |  |  | LEA MARSTON 132kV S STN | COPT HEATH 132kV S STN | Copt Heath 132/11kV | 11 | Western Power Distribution (West Midlands) plc | Solar | Photovoltaic | No | 0 | 0.236 | 0.2484 | [12 empty] | No | Connected | 2021-09-14 | 0.2484 | 0.237 | 0.249 | 3.325 | 3.5 | 31/10/2016
1470000207690 | Birmingham Heartlands & Solihull NHS Trust | Solihull Hospital | LODE LANE |  | SOLIHULL | WEST MIDLANDS | B91 2JL | United Kingdom | 415242.859 | 279832.394 | LEA MARSTON 132kV S STN | SOLIHULL 132kV S STN | Solihull 132/11kV | 11 | Western Power Distribution (West Midlands) plc | Solar | Photovoltaic | No | 0 | 1.848 | 1.945 | [12 empty] | No | Connected | 2021-09-14 | 1.945 | 3.325 | 3.5 | 1.33 | 1.4 | 04/06/2010
1430000033070 | British Rail | Washwood Heath | STAR CITY | WATSON ROAD | BIRMINGHAM | WEST MIDLANDS | B7 5SA | United Kingdom |  |  | Nechells 132kV | Nechells West 132/11kV | Sleepin Hotel | 11 | Western Power Distribution (West Midlands) plc | Fossil oil | Engine (combustion / reciprocating) | No | 0 | 22.8 | 24 | [12 empty] | No | Connected | 2021-09-14 | 24 | 11.4 | 12 | 11.4 | 12 | 01/12/2011
2200031824738 | Imerys Minerals Limited | Imerys, Trebal Intake | TREBAL INTAKE | TRETHURGY | ST AUSTELL | CORNWALL | PL26 8YQ | United Kingdom | 203727.416 | 56388.424 | Indian Queens S.G.P. | St Austell Bsp | Trebal | 11 | Western Power Distribution (South West) plc | Fossil oil | Engine (combustion / reciprocating) | No | 0 | 0.19 | 0.2 | [12 empty] | No | Connected | 2021-09-14 | 0.2 | 0.237 | 0.25 | 4.75 | 5 | 01/04/1996
none | Centrica | Carland Cross Windfarm |  | Carland Cross | Mitchell |  |  | United Kingdom | 191317.627 | 56958.849 | Indian Queens S.G.P. | Fraddon Bsp | 33kV connection | 33 | Western Power Distribution (South West) plc | Wind | Onshore wind turbines | No | 0 | 21 | 22.105 | [12 empty] | No | Accecpted to Connect | 2021-09-14 | [6 empty] | 22.105 | 0 | 0 | 1 | 1.053 | 31/05/2019 | N/A
2200031824542 | Imerys Minerals Limited | Imerys, Blackpool Intake | BLACKPOOL INTAKE | HIGH STREET | ST AUSTELL | CORNWALL | PL25 5TJ | United Kingdom | 198652.657 | 53270.974 | Indian Queens S.G.P. | Fraddon Bsp | Blackpool | 11 | Western Power Distribution (South West) plc | Wind | Onshore wind turbines | No | 0 | 0.475 | 0.5 | [12 empty] | No | Connected | 2021-09-14 | 0.5 | 0 | 0 | 3.8 | 4 | 01/01/2017
2200031824551 | Imerys Minerals Limited | Imerys, Drinnick Intake | IMERYS PLANT & TRASPORT | DRINNICK | ST. AUSTELL | CORNWALL | PL26 7XY | United Kingdom | 195625.302 | 55339.102 | Indian Queens S.G.P. | Fraddon Bsp | Drinnick. | 11 | Western Power Distribution (South West) plc | Fossil oil | Engine (combustion / reciprocating) | No | 0 | 20.716 | 21.806 | [12 empty] | No | Connected | 2021-09-14 | 21.806 | 6.887 | 7.25 | 13.775 | 14.5 | 12/09/2000
2200030347690 | Imerys Minerals Limited | Imerys, Bugle Intake | BUGLE INTAKE | ROCHE ROAD | ST. AUSTELL | CORNWALL | PL26 7XY | United Kingdom | 201485.811 | 59289.809 | Indian Queens S.G.P. | St Austell Bsp | Bugle | 11 | Western Power Distribution (South West) plc | Fossil oil | Engine (combustion / reciprocating) | Yes | 0 | 19.712 | 20.75 | [12 empty] | No | Connected | 2021-09-14 | 20.75 | 8.075 | 8.5 | 7.125 | 7.5 | 01/04/1996
2200031824490 | Imerys Minerals Limited | Imerys, Par Harbour Intake | PAR INTAKE | PAR HARBOUR | PAR | CORNWALL | PL24 2BH | United Kingdom | 207251.911 | 52781.169 | Indian Queens S.G.P. | St Austell Bsp | Par Harbour | 11 | Western Power Distribution (South West) plc | Waste | Steam-gas turbine (CCGT) | Yes | 0 | 20.757 | 21.8496 | [12 empty] | No | Connected | 2021-09-14 | 21.8496 | 9.975 | 10.5 | 5.225 | 5.5 | 17/12/1991
2100041383850 | Ogmore Power Limited | Ebbw Vale, Land at Rassau Industrial Estate | EBBW VALE |  | BLAENAU | GWENT | NP23 5SD | United Kingdom | 315110.925 | 212023.978 | Rassau G.S.P. | Ebbw Vale | 33kV connection | 33 | Western Power Distribution (South Wales) plc | Fossil Gas | Engine (combustion / reciprocating) | No | 0 | 15.2 | 16 | [12 empty] | No | Connected | 2021-09-14 | 16 | 15.998 | 16.84 | 0.214 | 0.225 | 30/12/2016
1170000744209 | Kislingbury M1 Solar Limited | Kislingbury M1 Solar | OFF ROTHERSTHORPE ROAD (NORTH) | ROTHERSTHORPE | NORTHAMPTON | NORTHAMPTONSHIRE | NN7 3JA | United Kingdom | 470220.253 | 257007.931 | GRENDON 132kV S STN | NORTHAMPTON WEST 33kV S STN | BANBURY LANE 33 11kV S STN | 11 | Western Power Distribution (East Midlands) plc | Solar | Photovoltaic | No | 0 | 3.724 | 3.92 | [12 empty] | No | Connected | 2021-09-14 | 3.92 | 3.724 | 3.92 | 0.048 | 0.05 | 22/03/2017
2200042682424 | Good Energy Development (No. 23) Limited | Newton Downs Farm Newton Downs, Newton Ferrers | ROAD FROM WRESCOMBE TO BUTTS PARK |  | NEWTON FERRERS | DEVON | PL8 1JA | United Kingdom | 255576.497 | 49618.497 | Abham S.G.P. | Plympton Bsp | 33kV connection | 33 | Western Power Distribution (South West) plc | Solar | Photovoltaic | No | 0 | 3.8 | 4 | [12 empty] | No | Connected | 2021-09-14 | 4 | 3.878 | 4.082 | 0.218 | 0.23 | 19/12/2016
2100041383831 | Mynydd Brombil Ltd | PORT TALBOT MYNYDD BROMBIL WIND FARM | GOYTRE |  | PORT TALBOT | WEST GLAMORGAN | SA13 2YF | United Kingdom | 278922.398 | 188852.551 | Swansea North Grid | Briton Ferry Grid | 33kV connection | 33 | Western Power Distribution (South Wales) plc | Wind | Onshore wind turbines | No | 0 | 7.6 | 8 | [12 empty] | No | Connected | 2021-09-14 | 8 | 8 | 8.421 | 0.237 | 0.25 | 21/09/2016
1170000718779 | Exeter RP Limited | Exeter RP Ltd, STOR Site 1 | MANNERS AVENUE STOR SITE (EXPORT) | MANNERS AVENUE | ILKESTON |  | DE7 8EF | United Kingdom | 445544.132 | 342298.641 | WILLINGTON 132kV S STN | STANTON 33kV S STN | ILKESTON 33 11kV S STN | 11 | Western Power Distribution (East Midlands) plc | Fossil Gas | Engine (combustion / reciprocating) | No | 0 | 6.65 | 7 | [12 empty] | No | Connected | 2021-09-14 | 7 | 6.65 | 7 | 0.142 | 0.15 | 22/12/2016
2100041416549 | Cenin Renewables Ltd | Drope Road Solar Farm St Georges Cardiff | DROPE ROAD | ST GEORGES SUPER ELY | CARDIFF | SOUTH GLAMORGAN | CF5 6ET | United Kingdom | 310041.738 | 176070.85 | Upper Boat | Upper Boat Bsp | Morlanga | 11 | Western Power Distribution (South Wales) plc | Solar | Photovoltaic | No | 0 | 2.375 | 2.5 | [12 empty] | No | Connected | 2021-09-14 | 2.5 | 2.375 | 2.5 | 0.048 | 0.05 | 13/12/2016
2100041413548 | Michaelston Solar Limited | Michaelstone Solar Farm | MICHAELSTONE Y FEDW |  | CARDIFF | MID GLAMORGAN | CF3 6XU | United Kingdom | 323267.224 | 183723.448 | Cardiff East Grid | Cardiff East Grid Bsp | St Mellons | 11 | Western Power Distribution (South Wales) plc | Solar | Photovoltaic | No | 0 | 3.325 | 3.5 | [12 empty] | No | Connected | 2021-09-14 | 3.5 | 3.325 | 3.5 | 0.048 | 0.05 | 14/12/2016
1170000402956 | Spring Vale Holiday Park | Spring vale holiday park | BEVERCOTES VILLAGE |  |  |  | DN22 8DF | United Kingdom | 470213.194 | 372514.253 | STAYTHORPE C 132kV S STN | CHECKERHOUSE 33kV S STN | BEVERCOTES 33 11kV S STN | 11 | Western Power Distribution (East Midlands) plc | Biomass | Steam turbine (thermal power plant) | No | 0 | 0.95 | 1 | [12 empty] | No | Connected | 2021-09-14 | 1 | 0.95 | 1 | 0.095 | 0.1 | 06/11/2014
2100041414142 | Lightsource SPV 131 Limited | CWMBRAN HENLLYS CWRT HENLLYS SOLAR PARK | CWM LANE | HENLLYS | CWMBRAN | GWENT | NP44 7AS | United Kingdom | 325574.709 | 192104.302 | Uskmouth | Llantarnam | 11kV Connection | 11 | Western Power Distribution (South Wales) plc | Solar | Photovoltaic | No | 0 | 4.019 | 4.23 | [12 empty] | No | Connected | 2021-09-14 | 4.23 | 4.019 | 4.23 | 0.067 | 0.07 | 07/12/2016
2100041415410 | Killan Solar CiC | Killan Fach Farm PV Site, Dunvant, Swansea | DUNVANT |  | SWANSEA | WEST GLAMORGAN | SA2 7US | United Kingdom | 258486.009 | 194025.595 | Swansea North Grid | Swansea West Grid | Sketty Park | 11 | Western Power Distribution (South Wales) plc | Solar | Photovoltaic | No | 0 | 1.094 | 1.152 | [12 empty] | No | Connected | 2021-09-14 | 1.152 | 0.95 | 1 | 0.237 | 0.25 | 31/03/2017
2100041403683 | Nevern Power Limited | Ebbw Vale Waun Y Pound 2 | WAUN Y POUND INDUSTIAL ESTATE |  | EBBW VALE | BLAENAU GWENT | NP23 6PL | United Kingdom | 315719.289 | 210478.098 | Rassau G.S.P. | Ebbw Vale | 33kV connection | 33 | Western Power Distribution (South Wales) plc | Fossil Gas | Engine (combustion / reciprocating) | No | 0 | 15.2 | 16 | [12 empty] | No | Connected | 2021-09-14 | 16 | 15.998 | 16.84 | 0.19 | 0.2 | 30/11/2016
2100041401792 | Clyne Power Ltd | Ebbw Vale Waun Y Pound 1 |  |  | EBBW VALE | BLAENAU GWENT | NP23 6PL | United Kingdom | 315902.606 | 211190.581 | Rassau G.S.P. | Rassau West 132/11kv S/S | 33kV connection | 33 | Western Power Distribution (South Wales) plc | Fossil Gas | Engine (combustion / reciprocating) | No | 0 | 15.2 | 16 | [12 empty] | No | Connected | 2021-09-14 | 16 | 15.998 | 16.84 | 0.166 | 0.175 | 30/11/2016
1170000416346 | Biogen Uk Ltd | BIOGEN MEREVALE | MEREVALE LANE |  | ATHERSTONE | WARWICKSHIRE | CV9 2LA | United Kingdom | 427986.856 | 297305.941 | LEA MARSTON 132kV S STN | TAMWORTH 33kV S STN | WOOD END 33 11kV S STN | 11 | Western Power Distribution (East Midlands) plc | Biofuel biogas from anaerobic digestion (excluding landfill & sewage) | Engine (combustion / reciprocating) | Yes | 0 | 2.542 | 2.676 | [12 empty] | No | Connected | 2021-09-14 | 2.676 | 2.517 | 2.65 | 0.095 | 0.1 | 01/03/2015
2100041327882 | Margam Green Energy Limited | Western Wood Biomass 2 | HEOL CAE'R-BONT |  | PORT TALBOT |  | SA13 2NS | United Kingdom | 279198.373 | 186292.893 | Pyle Grid | 132kV connection | 132kV connection | 132 | Western Power Distribution (South Wales) plc | Biomass | Steam turbine (thermal power plant) | No | 0 | 46.512 | 48.96 | [12 empty] | No | Connected | 2021-09-14 | 48.96 | 41.8 | 44 | 3.8 | 4 | 23/09/2013
1470000697314 | PHOENIX HEALTHCARE DISTRIBUTION LTD | BIRMINGHAM, Unit 2 Eddison Road | HAMS HALL DISTRIBUTION PARK | COLESHILL | BIRMINGHAM |  | B46 1DA | United Kingdom | 420348.736 | 291252.621 | LEA MARSTON 132kV S STN | HAMS HALL SOUTH 132kV S STN | Hams Hall South 132/11kV | 11 | Western Power Distribution (West Midlands) plc | Solar | Photovoltaic | No | 0 | 1.898 | 1.9976 | [12 empty] | No | Connected | 2021-09-14 | 1.9976 | 0.237 | 0.25 | 0.95 | 1 | 31/12/2016
2200042043792 | The Blue Sea Food Company Ltd | Paignton - 19-20 Woodview Road | TORBAY BUSINESS PARK | WOODVIEW ROAD | PAIGNTON |  | TQ4 7HP | United Kingdom | 287411.438 | 58189.514 | Abham S.G.P. | Paignton Bsp | Churston | 11 | Western Power Distribution (South West) plc | Solar | Photovoltaic | No | 0 | 0.199 | 0.21 | [12 empty] | No | Connected | 2021-09-14 | 0.21 | 0.195 | 0.205 | 0.95 | 1 | 01/10/2011
1170000535540 | Sibelco UK Limited | Matlock, Brassington, Manystones Lane | MANYSTONES LANE | BRASSINGTON | MATLOCK | DERBYSHIRE | DE4 4ES | United Kingdom | 424908.55 | 355031.589 | WILLINGTON 132kV S STN | WINSTER 33kV S STN | LONGCLIFFE 33 11kV S STN | 11 | Western Power Distribution (East Midlands) plc | Wind | Onshore wind turbines | No | 0 | 1.425 | 1.5 | [12 empty] | No | Connected | 2021-09-14 | 1.5 | 1.425 | 1.5 | 2.47 | 2.6 | 26/09/2016
1170000606581 | Wel Solar Park 20 Limited | Woodhouse Fields Solar Farm Rocester | HOLLINGTON ROAD |  | ROCESTER | UTTOXETER | ST14 5JA | United Kingdom | 408741.204 | 339126.926 | WILLINGTON 132kV S STN | UTTOXETER 33kV S STN | ROCESTER 33 11kV S STN | 11 | Western Power Distribution (East Midlands) plc | Solar | Photovoltaic | No | 0 | 3.943 | 4.15 | [12 empty] | No | Connected | 2021-09-14 | 4.15 | 3.943 | 4.15 | 0.142 | 0.15 | 01/02/2016
1170000559790 | Willows Farm Solar Ltd | The Willows Solar Farm, Dove Walk, Uttoxeter | DOVE WALK |  | UTTOXETER | STAFFORDSHIRE | ST14 8EJ | United Kingdom | 410695.004 | 333400.432 | WILLINGTON 132kV S STN | UTTOXETER 33kV S STN | CHURCH ST 33 11kV S STN | 11 | Western Power Distribution (East Midlands) plc | Solar | Photovoltaic | No | 0 | 3.724 | 3.92 | [12 empty] | No | Connected | 2021-09-14 | 3.92 | 3.724 | 3.92 | 0.048 | 0.05 | 01/03/2017
2100041172242 | Oakdale Wind Farm Limited | CRUMLIN, PEN-Y-FAN IND EST, PLATEAU 1, WIND TURBINES | OAKDALE & PENYFAN INDUSTRIAL ESTATE | PLATAEU 1 | CAERPHILLY | MID GLAMORGAN | NP11 3EF | United Kingdom | 319453.494 | 200065.548 | Rassau G.S.P. | Crumlin | Crumlin Primary | 11 | Western Power Distribution (South Wales) plc | Wind | Onshore wind turbines | No | 0 | 3.8 | 4 | [12 empty] | No | Connected | 2021-09-14 | 4 | 3.895 | 4.1 | 0.095 | 0.1 | 02/12/2013
none | Eeb52 Limited | Proposed Solar & Battery Storage | Wyndham Estate |  | Washford |  | TA23 0JT | United Kingdom | 306399 | 140850 | Taunton S.G.P. | Bowhays Cross Bsp | 33kV connection | 33 | Western Power Distribution (South West) plc | Solar | Photovoltaic | No | 0 | 20 | 21.053 | [12 empty] | No | Accecpted to Connect | 2021-09-14 | [6 empty] | 21.053 | 20 | 21.053 | 20 | 21.053 | 28/10/2020 | N/A
2100041346885 | UK Capacity Reserve Limited | Traston Road STOR, Newport | TRASTON ROAD STOR | TRASTON ROAD | NEWPORT | GWENT | NP19 4RQ | United Kingdom | 333063.784 | 185722.109 | Uskmouth | Newport South | 33kV connection | 33 | Western Power Distribution (South Wales) plc | Fossil Gas | Engine (combustion / reciprocating) | No | 0 | 19 | 20 | [12 empty] | No | Connected | 2021-09-14 | 20 | 19.997 | 21.05 | 0.19 | 0.2 | 26/10/2016
2100041346900 | UK Capacity Reserve Limited | Tonypandy STOR, Off Llwynpia Road | LLWYNYPIA ROAD |  | TONYPANDY | MID GLAMORGAN | CF40 2ET | United Kingdom | 299398.361 | 193176.192 | Upper Boat | Upper Boat Bsp | 33kV connection | 33 | Western Power Distribution (South Wales) plc | Fossil Gas | Engine (combustion / reciprocating) | No | 0 | 17.1 | 18 | [12 empty] | No | Connected | 2021-09-14 | 18 | 19.95 | 21 | 0.19 | 0.2 | 22/10/2016
1170000427180 | Airvolution Energy (Airfield) Limited | Airfield Farm | HINWICK |  | WELLINGBOROUGH | BEDFORDSHIRE | NN29 7JQ | United Kingdom | 494832.107 | 260191.557 | GRENDON 132kV S STN | WELLINGBOROUGH 33kV S STN | 33kV connection | 33 | Western Power Distribution (East Midlands) plc | Wind | Onshore wind turbines | No | 0 | 8.123 | 8.55 | [12 empty] | No | Connected | 2021-09-14 | 8.55 | 8.55 | 9 | 0.19 | 0.2 | 01/11/2016
2200042643258 | Marks And Spencer plc | Cribbs Causeway - BRISTOL | THE MALL | CRIBBS CAUSEWAY REGIONAL SHOPPING CE | BRISTOL |  | BS34 5QT | United Kingdom | 358913.108 | 180733.804 | Iron Acton S.G.P. | Bradley Stoke Bsp | Cribbs Causeway | 11 | Western Power Distribution (South West) plc | Fossil oil | Engine (combustion / reciprocating) | No | 0 | 0.76 | 0.8 | [12 empty] | No | Connected | 2021-09-14 | 0.8 | 0.76 | 0.8 | 1.045 | 1.1 | 01/10/2016
1170000713479 | BLISWORTH SOLAR LIMITED | Blisworth Hill PV Farm | BLISWORTH ROAD | BLISWORTH | NORTHAMPTON | NORTHAMPTONSHIRE | NN7 2LN | United Kingdom | 473777 | 252324.5 | GRENDON 132kV S STN | NORTHAMPTON 33kV S STN | ROADE 33 11kV S STN | 11 | Western Power Distribution (East Midlands) plc | Solar | Photovoltaic | No | 0 | 2.85 | 3 | [12 empty] | No | Connected | 2021-09-14 | 3 | 2.85 | 3 | 0.048 | 0.05 | 11/10/2016
2200042711378 | University of the West of England | UWE 11kv Feeds Hewlett Packard Primary | UNIVERSITY WEST OF ENGLAND | FRENCHAY CAMPUS | BRISTOL |  | BS34 8QZ | United Kingdom |  |  | Iron Acton S.G.P. | Lockleaze Bsp 132kv | Hewlett Packard | 11 | Western Power Distribution (South West) plc | Solar | Photovoltaic | No | 0 | 1.278 | 1.3455 | [12 empty] | No | Connected | 2021-09-14 | 1.3455 | 0.427 | 0.45 | 4.75 | 5 | 09/10/2014
none | Gfpii Limited | Fire Station Lane | Third Way | Avonmouth | Bristol |  | BS11 9HL | United Kingdom | 352853.818 | 178396.189 | Seabank Sgp | Avonmouth Bsp | 33kV connection | 33 | Western Power Distribution (South West) plc | Fossil Gas | Engine (combustion / reciprocating) | No | 0 | 20 | 21.053 | [12 empty] | No | Accecpted to Connect | 2021-09-14 | [6 empty] | 21.053 | 20 | 21.053 | 0.598 | 0.629 | 09/01/2018 | N/A
none | G S C 1 Limited | proposed generation | Warne Road |  | Weston Super Mare |  |  | United Kingdom | 333514.336 | 161112.887 | Seabank Sgp | Weston Bsp 132kv | 33kV connection | 33 | Western Power Distribution (South West) plc | Fossil Gas | Engine (combustion / reciprocating) | No | 0 | 20 | 21.053 | [12 empty] | No | Accecpted to Connect | 2021-09-14 | [6 empty] | 21.053 | 20 | 21.053 | 1 | 1.053 | 09/10/2017 | N/A
2100041391363 | Dwr Cymru Welsh Water | Sewage Works Port Tennant | FABIAN WAY | CRYMLYN BURROWS | SWANSEA | WEST GLAMORGAN | SA1 8QP | United Kingdom | 268901.738 | 192975.684 | Swansea North Grid | Tir John Power Station | Swansea Waterfront | 11 | Western Power Distribution (South Wales) plc | Wind | Onshore wind turbines | No | 0 | 0.855 | 0.9 | [12 empty] | No | Connected | 2021-09-14 | 0.9 | 0.855 | 0.9 | 1.905 | 2.005 | 22/09/2016
1170000736704 | Manufacturing Technology Centre Limited | COVENTRY, ARC PILOT WAY | PILOT WAY | ANSTY | COVENTRY |  | CV7 9JD | United Kingdom | 440835.626 | 281547.349 | COVENTRY 132kV S STN | COVENTRY NORTH 33kV S STN | WALSGRAVE 33 11kV S STN | 11 | Western Power Distribution (East Midlands) plc | Solar | Photovoltaic | No | 0 | 0.162 | 0.17 | [12 empty] | No | Connected | 2021-09-14 | 0.17 | 0.162 | 0.17 | 1.9 | 2 | 01/10/2016
1170000736769 | NE Energy One Limited | Newstead & Annesley Wind Turbine | NEWSTEAD & ANNESLEY COUNTRY PARK | TILFORD ROAD | NOTTINGHAM | NOTTINGHAMSHIRE | NG15 0BT | United Kingdom | 452525.335 | 353471.204 | CHESTERFIELD 132kV S STN | ANNESLEY 33kV S STN | ANNESLEY (KIRKBY) 11kV S STN | 11 | Western Power Distribution (East Midlands) plc | Wind | Onshore wind turbines | No | 0 | 1.52 | 1.6 | [12 empty] | No | Connected | 2021-09-14 | 1.6 | 1.52 | 1.6 | 0.067 | 0.07 | 12/12/2016
1470000675161 | Cargill Meats Europe | ANIMAL FEED MILL | TRAM INN |  | ALLENSMORE |  | HR2 9AW | United Kingdom | 346328.63 | 233740.399 | BISHOPS WOOD 132kV S STN | HEREFORD 66kV S STN | HEREFORD SOUTH 66 11kV S STN | 11 | Western Power Distribution (West Midlands) plc | Biomass | Steam turbine (thermal power plant) | No | 0 | 0.251 | 0.264 | [12 empty] | No | Connected | 2021-09-14 | 0.264 | 0.304 | 0.32 | 1.805 | 1.9 | 01/02/2017
1170000722701 | French Farm Ltd | CROWLAND, French Farm Wind Farm |  |  | CROWLAND | CAMBRIDGESHIRE | PE6 0PH | United Kingdom | 528580.465 | 309147.581 | WALPOLE 132kV S STN | SPALDING CLAY LAKE 33kV S STN | 33kV connection | 33 | Western Power Distribution (East Midlands) plc | Wind | Onshore wind turbines | No | 0 | 3.99 | 4.2 | [12 empty] | No | Connected | 2021-09-14 | 4.2 | 3.99 | 4.2 | 0.071 | 0.075 | 23/09/2016
2100041345419 | Awel Y Gwrhyd C.I.C | Ammanford Mynydd Y Gwrhyd Wind Farm | CWAUN CAE GURWEN |  | AMMANFORD | WEST GLAMORGAN | SA18 1PP | United Kingdom | 272634.378 | 210675.32 | Swansea North Grid | Ystradgynlais Grid | 33kV connection | 33 | Western Power Distribution (South Wales) plc | Wind | Onshore wind turbines | No | 0 | 4.465 | 4.7 | [12 empty] | No | Connected | 2021-09-14 | 4.7 | 4.465 | 4.7 | 0.095 | 0.1 | 28/11/2016
2200042620214 | WSE Huntspill Level Limited | Withy Drove, East Huntspill, Somerset | EAST HUNTSPILL |  | HIGHBRIDGE | SOMERSET | TA9 3PL | United Kingdom | 332582.093 | 143401.032 | Bridgwater S.G.P. | Bridgwater Grid Bsp | 33kV connection | 33 | Western Power Distribution (South West) plc | Solar | Photovoltaic | No | 0 | 3.876 | 4.08 | [12 empty] | No | Connected | 2021-09-14 | 4.08 | 4.08 | 4.2947 | 0.095 | 0.1 | 20/09/2016
1470000672825 | Montgomeryshire Natural Spring Water Co | Montgomery Natural Spring Water | CROSS LIKEY | CHURCHSTOKE |  |  | SY15 6AR | United Kingdom | 328078.468 | 293693.19 | SHREWSBURY 132kV S STN | Shrewsbury 132/33kV | PRIESTWESTON 33 11kV S STN | 11 | Western Power Distribution (West Midlands) plc | Solar | Photovoltaic | No | 0 | 0.237 | 0.25 | [12 empty] | No | Connected | 2021-09-14 | 0.25 | 0.237 | 0.25 | 1.235 | 1.3 | 22/09/2016
1170000728076 | Manufacturing Technology Centre Limited | COVENTRY, AMTC PILOT WAY | PILOT WAY | ANSTY PARK | COVENTRY |  | CV7 9JU | United Kingdom | 440639.226 | 281717.279 | COVENTRY 132kV S STN | COVENTRY NORTH 33kV S STN | ANSTY 33 11kV S STN | 11 | Western Power Distribution (East Midlands) plc | Solar | Photovoltaic | No | 0 | 0.091 | 0.096 | [12 empty] | No | Connected | 2021-09-14 | 0.096 | 0.091 | 0.096 | 0.95 | 1 | 01/10/2016
2199989612801 | Dwr Cymru Welsh Water | Elan Non-Nffo Facility | ELAN VALLEY |  | RHAYADER | POWYS | LD6 5HP | United Kingdom |  |  | Rassau G.S.P. | Abergavenny | Rhayader | 11 | Western Power Distribution (South Wales) plc | Hydro (to be confirmed) | Hydro power system | No | 0 | 1.235 | 1.3 | [12 empty] | No | Connected | 2021-09-14 | 1.3 | 0.997 | 1.05 | 0.024 | 0.025 | 10/03/1997
2100041329899 | Short Bros Homes Limited | DURA PARK BYNEA YSPITTY ROAD LLANELLI | HEOL AUR | DAFEN INDUSTRIAL ESTATE | LLANELLI | DYFED | SA14 9TD | United Kingdom | 255615.508 | 198605.709 | Swansea North Grid | Trostre Grid | Maesarddafen | 11 | Western Power Distribution (South Wales) plc | Solar | Photovoltaic | No | 0 | 1.045 | 1.1 | [12 empty] | No | Connected | 2021-09-14 | 1.1 | 1.045 | 1.1 | 0.285 | 0.3 | 19/12/2015
1470000668085 | Crompton Technology Group Limited (CTG) | Crompton Technology Group Limited | UNIT 1 | CHALKER WAY | BANBURY | BANBURY OXFORDSHIRE | OX16 4XD | United Kingdom | 447308.91 | 240870.786 | EAST CLAYDON 132KV S STN | BANBURY 132kV S STN | Banbury 132/11kV | 11 | Western Power Distribution (West Midlands) plc | Solar | Photovoltaic | No | 0 | 0.475 | 0.5 | [12 empty] | No | Connected | 2021-09-14 | 0.5 | 0.475 | 0.5 | 1.14 | 1.2 | 30/09/2016
1470000666325 | Westland Nurseries (Offenham) Ltd | Westland Nurseries (Offenham) Ltd | STATION ROAD | OFFENHAM | EVESHAM |  | WR11 8LW | United Kingdom |  |  | Feckenham 66kV | Evesham 66/11kV | Westland Station Road | 11 | Western Power Distribution (West Midlands) plc | Fossil Gas | Engine (combustion / reciprocating) | Yes | 0 | 0.95 | 1 | [12 empty] | No | Connected | 2021-09-14 | 1 | 0.95 | 1 | 1.805 | 1.9 | 01/10/2016
2200042679608 | Attune Energy Limited | Tamerton Bridge STOR Generator, Ernesettle Lane, Ernesettle, Plymouth, | ERNESETTLE LANE | ERNESETTLE | PLYMOUTH | DEVON | PL5 2SA | United Kingdom | 244730.951 | 60261.794 | Landulph S.G.P. | Ernesettle Bsp | 33kV connection | 33 | Western Power Distribution (South West) plc | Storage other | Battery | No | 0 | 18.24 | 19.2 | [12 empty] | No | Connected | 2021-09-14 | 19.2 | 19.999 | 21.052 | 0.19 | 0.2 | 01/09/2016
none | El (Avonmouth) Limited | Severn Road (Gas) | Severn Road |  | Avonmouth |  | BS10 7SE | United Kingdom | 348427.945 | 176924.867 | Seabank Sgp | Portishead New Bsp | 33kV connection | 33 | Western Power Distribution (South West) plc | Fossil Gas | Gas turbine (OCGT) | No | 0 | 20 | 21.053 | [12 empty] | No | Accecpted to Connect | 2021-09-14 | [6 empty] | 21.053 | 20 | 21.053 | 0.2 | 0.211 | 08/06/2017 | N/A
1470000638620 | Warwickshire Community Energy C.I.C. | Poplars Drayton Manor Farm | POPLARS | DRAYTON FARM | STRATFORD-UPON-AVON | WARWICKSHIRE | CV37 9RQ | United Kingdom | 415871.562 | 254716.677 | FECKENHAM 66 11kV S STN | Feckenham 66/11kV | Drayton Farm North 66/11kV | 11 | Western Power Distribution (West Midlands) plc | Solar | Photovoltaic | No | 0 | 5.138 | 5.408 | [12 empty] | No | Connected | 2021-09-14 | 5.408 | 3.998 | 4.208 | 0.048 | 0.05 | 01/09/2016
none | El (Avonmouth) Limited | Severn Road (Gas) | Land At: Severn Road |  | Avonmouth |  | BS10 7SE. | United Kingdom | 348427.945 | 176924.867 | Seabank Sgp | Portishead New Bsp | 33kV connection | 33 | Western Power Distribution (South West) plc | Fossil Gas | Gas turbine (OCGT) | No | 0 | 20 | 21.053 | [12 empty] | No | Accecpted to Connect | 2021-09-14 | [6 empty] | 21.053 | 20 | 21.053 | 0.2 | 0.211 | 03/04/2017 | N/A
2100041330900 | Lightsource SPV 20 Limited | Langton Farm | DWRBACH |  | FISHGUARD | DYFED | SA65 9RH | United Kingdom | 194302.789 | 233649.147 | Pembroke Power Station | Haverfordwest Grid | Fishguard | 11 | Western Power Distribution (South Wales) plc | Solar | Photovoltaic | No | 0 | 2.755 | 2.9 | [12 empty] | No | Connected | 2021-09-14 | 2.9 | 2.812 | 2.96 | 0.028 | 0.03 | 02/12/2015
1470000638499 | Lucern Solar C.I.C. | Lucern Solar Drayton Farm Stratford | ALCESTER ROAD |  | STRATFORD-UPON-AVON | WARWICKSHIRE | CV37 9RG | United Kingdom | 415073.446 | 255608.806 | FECKENHAM 66 11kV S STN | Feckenham 66/11kV | Drayton Farm North 66/11kV | 11 | Western Power Distribution (West Midlands) plc | Solar | Photovoltaic | No | 0 | 4.743 | 4.993 | [12 empty] | No | Connected | 2021-09-14 | 4.993 | 4.743 | 4.993 | 0.997 | 1.05 | 01/09/2016
1470000638709 | The Oaks Solar C.I.C. | The Oaks Drayton Farm Stratford upon Avon | DRAYTON MANOR FARM | ALCESTER ROAD | STRATFORD-UPON-AVON | WARWICKSHIRE | CV37 9RG | United Kingdom | 415392.416 | 255323.595 | FECKENHAM 66 11kV S STN | Feckenham 66/11kV | Drayton Farm North 66/11kV | 11 | Western Power Distribution (West Midlands) plc | Solar | Photovoltaic | No | 0 | 4.743 | 4.993 | [12 empty] | No | Connected | 2021-09-14 | 4.993 | 4.743 | 4.993 | 0.997 | 1.05 | 01/09/2016
2200042657720 | Pendle Renewable Power Limited | Pengelly Anaerobic Digestion Facility | BREAGE |  | HELSTON | CORNWALL | TR13 9RG | United Kingdom | 161519.728 | 32190.044 | Indian Queens S.G.P. | Hayle Bsp | Wheal Reeth | 11 | Western Power Distribution (South West) plc | Biomass | Steam turbine (thermal power plant) | No | 0 | 0.948 | 0.998 | [12 empty] | No | Connected | 2021-09-14 | 0.998 | 0.95 | 1 | 0.19 | 0.2 | 23/06/2016
1470000629350 | Alkane Energy CM Limited | TELFORD ENERGY PARK HALESFIELD 23 | SOVERIGN PARK |  | TELFORD | SHROPSHIRE | TF7 4NZ | United Kingdom | 371556 | 306027.743 | IRONBRIDGE 132kV S STN | IRONBRIDGE 132 33kV S STN | HALESFIELD 33 11kV S STN | 11 | Western Power Distribution (West Midlands) plc | Fossil Gas | Engine (combustion / reciprocating) | No | 0 | 3.878 | 4.082 | [12 empty] | No | Connected | 2021-09-14 | 4.082 | 3.878 | 4.082 | 0.048 | 0.05 | 01/09/2016
1470000633082 | GRANVILLE ROAD SOLAR LIMITED | TELFORD GRANVILLE ROAD SOLAR FARM | MUXTON |  | TELFORD | SHROPSHIRE | TF2 7QG | United Kingdom | 372290.306 | 313199.289 | IRONBRIDGE 132kV S STN | KETLEY 132kV S STN | DONNINGTON 33 11kV S STN | 11 | Western Power Distribution (West Midlands) plc | Solar | Photovoltaic | No | 0 | 4.847 | 5.102 | [12 empty] | No | Connected | 2021-09-14 | 5.102 | 4.847 | 5.102 | 0.106 | 0.112 | 08/08/2016
1470000638587 | West Midlands Community Energy C.I.C. | The Willows Drayton Farm Stratford Upon Avon | DRAYTON MANOR FARM | ALCESTER ROAD | STRATFORD-UPON-AVON | WARWICKSHIRE | CV37 9TQ | United Kingdom | 415796.002 | 254678.005 | FECKENHAM 66 11kV S STN | Feckenham 66/11kV | Drayton Farm North 66/11kV | 11 | Western Power Distribution (West Midlands) plc | Solar | Photovoltaic | No | 0 | 4.954 | 5.215 | [12 empty] | No | Connected | 2021-09-14 | 5.215 | 3.814 | 4.015 | 0.048 | 0.05 | 21/08/2016
1470000653594 | Sun and Soil Renewable 16 Limited | ABBOTS MORTON Morton Wood Solar Plant | MORTON WOOD LANE | ABBOTS MORTON | WORCESTER | WORCESTERSHIRE | WR7 4LU | United Kingdom | 403349.07 | 253266.601 | FECKENHAM 66 11kV S STN | Feckenham 66/11kV | BEVINGTON 66 11kV S STN | 11 | Western Power Distribution (West Midlands) plc | Solar | Photovoltaic | No | 0 | 4.351 | 4.58 | [12 empty] | No | Connected | 2021-09-14 | 4.58 | 4.351 | 4.58 | 0.142 | 0.15 | 01/10/2016
2200041253506 | Wind Energy Renewables LLP | TORRINGTON DARRACOTT MOOR WINDFARM |  |  | GREAT TORRINGTON | NORTH DEVON | EX38 | United Kingdom | 251342.928 | 121333.436 | Alverdiscott S.G.P. | Barnstaple Bsp | 33kV connection | 33 | Western Power Distribution (South West) plc | Wind | Onshore wind turbines | No | 0 | 2.422 | 2.55 | [12 empty] | No | Connected | 2021-09-14 | 2.55 | 2.422 | 2.55 | 0.133 | 0.14 | 01/04/2011
1160001059394 | B&Q plc | WORKSOP, Old Manton Colliery | RETFORD ROAD |  | WORKSOP | NOTTINGHAMSHIRE | S80 2RZ | United Kingdom | 460344.133 | 377880.576 | WEST BURTON 132kV S STN | WORKSOP 33kV S STN | MANTON 33 11kV S STN | 11 | Western Power Distribution (East Midlands) plc | Wind | Onshore wind turbines | No | 0 | 1.9 | 2 | [12 empty] | No | Connected | 2021-09-14 | 2 | 1.9 | 2 | 1.425 | 1.5 | 30/01/2009
1170000675089 | Noble Foods Limited | LONG BELT FARM | STUD FARM | RUFFORD | NEWARK | NOTTINGHAMSHIRE | NG22 9HB | United Kingdom |  |  | CHESTERFIELD 132kV S STN | CLIPSTONE 33kV S STN | BILSTHORPE 33 11kV S STN | 11 | Western Power Distribution (East Midlands) plc | Biomass | Steam turbine (thermal power plant) | No | 0 | 0.475 | 0.5 | [12 empty] | No | Connected | 2021-09-14 | 0.5 | 0.475 | 0.5 | 1.007 | 1.06 | 01/08/2016
1470000542842 | UK Capacity Reserve Limited | Uk Capacity Reserve Ltd | BRISTOL ROAD |  | GLOUCESTER | GLOUCESTERSHIRE | GL2 5YA | United Kingdom | 381985.83 | 215870.39 | PORT HAM 132kV S STN | CASTLE MEADS 33kV S STN | 33kV connection | 33 | Western Power Distribution (West Midlands) plc | Fossil Gas | Engine (combustion / reciprocating) | No | 0 | 19 | 20 | [12 empty] | No | Connected | 2021-09-14 | 20 | 19 | 20 | 0.024 | 0.025 | 01/08/2016
2200042602298 | Den Brook Energy Limited | Den Brook Wind Farm, Crook Burnell Farm, North Tawton | ROAD PAST CROOKE BURNELL | OKEHAMPTON | NORTH TAWTON | DEVON | EX20 2BJ | United Kingdom | 268932.463 | 99999.01 | Alverdiscott S.G.P. | North Tawton Bsp | 33kV connection | 33 | Western Power Distribution (South West) plc | Wind | Onshore wind turbines | No | 0 | 17.1 | 18 | [12 empty] | No | Connected | 2021-09-14 | 18 | 17.955 | 18.9 | 0.176 | 0.185 | 25/08/2016
1470000644828 | Pickstock Telford Ltd | TELFORD, Hortonwood 45 | HORTONWOOD 45 |  | TELFORD | SHROPSHIRE | TF1 7FA | United Kingdom | 368179.288 | 314112.172 | IRONBRIDGE 132kV S STN | Ironbridge 400/132kV | HORTONWOOD 132 11kV S STN | 11 | Western Power Distribution (West Midlands) plc | Biofuel landfill gas | Gas turbine (OCGT) | No | 0 | 0.5 | 0.526 | [12 empty] | No | Connected | 2021-09-14 | 0.526 | 0.5 | 0.526 | 1.14 | 1.2 | 25/07/2016
2100041355198 | Rhewl Solar Farm Community CIC | Rhewl Farm Solar Park, Chepstow, Shirenewton | SHIRENEWTON |  | CHEPSTOW | GWENT | NP16 6AG | United Kingdom | 349513.902 | 192910.571 | Uskmouth | Sudbrook | 33kV connection | 33 | Western Power Distribution (South Wales) plc | Solar | Photovoltaic | No | 0 | 5.693 | 5.9926 | [12 empty] | No | Connected | 2021-09-14 | 5.9926 | 5.7 | 6 | 0.095 | 0.1 | 27/06/2016
1170000671109 | Deepdale Farm Solar Ltd | Deepdale Solar Farm | MOOR LANE | LEASINGHAM | SLEAFORD | LINCOLNSHIRE | NG34 8SH | United Kingdom | 507701.596 | 349263.642 | BICKER FEN 132kV S STN | SLEAFORD 33kV S STN | 33kV connection | 33 | Western Power Distribution (East Midlands) plc | Solar | Photovoltaic | No | 0 | 3.705 | 3.9 | [12 empty] | No | Connected | 2021-09-14 | 3.9 | 3.705 | 3.9 | 0.048 | 0.05 | 29/06/2016
2100041320673 | SPF Roberts Wall Limited | Roberts Wall Solar Park | PENALLY |  | TENBY | DYFED | SA70 8NF | United Kingdom | 210136.72 | 200490.832 | Pembroke Power Station | Haverfordwest Grid | Tenby | 11 | Western Power Distribution (South Wales) plc | Solar | Photovoltaic | No | 0 | 1.862 | 1.96 | [12 empty] | No | Connected | 2021-09-14 | 1.96 | 1.961 | 2.064 | 0.048 | 0.05 | 23/12/2015
2100041363427 | Manor Solar 2 Limited | ABERGAVENNY Manor Farm Solar Park | LLANVAPLEY |  | ABERGAVENNY | MONMOUTHSHIRE | NP7 8SW | United Kingdom | 336558.216 | 215287.687 | Rassau G.S.P. | Abergavenny | Monmouth | 6.6 | Western Power Distribution (South Wales) plc | Solar | Photovoltaic | No | 0 | 7.315 | 7.7 | [12 empty] | No | Connected | 2021-09-14 | 7.7 | 7.315 | 7.7 | 0.095 | 0.1 | 30/06/2016
2200042614113 | Peak Gen Power Ltd | Yeoford Way Exeter MAKRO | YEOFORD WAY |  | EXETER | DEVON | EX2 8LB | United Kingdom | 293151.902 | 89535.687 | Exeter Main S.G.P. | Exeter City Bsp | 33kV connection | 33 | Western Power Distribution (South West) plc | Fossil oil | Engine (combustion / reciprocating) | No | 0 | 19 | 20 | [12 empty] | No | Connected | 2021-09-14 | 20 | 19.389 | 20.41 | 0.475 | 0.5 | 14/06/2016
1170000612051 | Shortheath Solar Park Ltd | Shortheath Solar Farm, Overseal | MOIRA LANE | OVERSEAL | SWADLINCOTE | DERBYSHIRE | DE12 6JB | United Kingdom | 430115.72 | 314602.285 | DRAKELOW 132kV | GRESLEY 33kV S STN | MOIRA 33 11kV S STN | 11 | Western Power Distribution (East Midlands) plc | Solar | Photovoltaic | No | 0 | 3.933 | 4.14 | [12 empty] | No | Connected | 2021-09-14 | 4.14 | 4.75 | 5 | 0.048 | 0.05 | 01/07/2016
2200042637894 | Verdant Community Energy C.I.C. | Wick Farm West, Brean Road, Lympsham BS24 0HD | WICK FARM WEST | BREAN ROAD | WESTON-SUPER-MARE | SOMERSET | BS24 0HD | United Kingdom | 331604.49 | 154207.259 | Seabank Sgp | Weston Bsp 132kv | 33kV connection | 33 | Western Power Distribution (South West) plc | Solar | Photovoltaic | No | 0 | 3.363 | 3.54 | [12 empty] | No | Connected | 2021-09-14 | 3.54 | 3.363 | 3.54 | 0.048 | 0.05 | 22/06/2016
1470000621955 | Sheriffhales Solar Community Interest Company | Sheriffhales CIC | SHERIFFHALES CIC | SHERIFFHALES FARM | SHIFNAL | SHROPSHIRE | TF11 8QY | United Kingdom | 374816.882 | 312499.623 | IRONBRIDGE 132kV S STN | KETLEY 132kV S STN | 33kV connection | 33 | Western Power Distribution (West Midlands) plc | Solar | Photovoltaic | No | 0 | 2.517 | 2.65 | [12 empty] | No | Connected | 2021-09-14 | 2.65 | 2.517 | 2.65 | 0.026 | 0.027 | 24/06/2016
1170000325292 | Winwick Wind Farm Limited | Winwick Wind Farm | COLD ASHBY ROAD |  | NORTHAMPTON | NORTHAMPTONSHIRE | NN6 6EP | United Kingdom | 464004.106 | 274693.111 | COVENTRY 132kV S STN | DAVENTRY 33KV S STN | 33kV connection | 33 | Western Power Distribution (East Midlands) plc | Wind | Onshore wind turbines | No | 0 | 11.685 | 12.3 | [12 empty] | No | Connected | 2021-09-14 | 12.3 | 11.685 | 12.3 | 0.261 | 0.275 | 09/06/2016
1170000641293 | Basin Bridge Solar Limited | Stoke Golding, Basin Bridge Lane, Basin Bridge Solar Farm | BASIN BRIDGE LANE |  | HINCKLEY | LEICESTERSHIRE | CV13 6JJ | United Kingdom | 439603.818 | 296098.955 | COVENTRY 132kV S STN | HINCKLEY 33kV S STN | MIDDLEFIELD 33 11kV S STN | 11 | Western Power Distribution (East Midlands) plc | Solar | Photovoltaic | No | 0 | 3.8 | 4 | [12 empty] | No | Connected | 2021-09-14 | 4 | 3.8 | 4 | 0.016 | 0.017 | 31/07/2016
2100041327907 | Larigan Power Limited | Pontyclun Larigan Power | COEDCAE LANE INDUSTRIAL ESTATE | COEDCAE LANE | PONTYCLUN | MID GLAMORGAN | CF72 9HG | United Kingdom |  |  | Upper Boat | Pontyclun Primary | Pontyclun 132/11kV | 11 | Western Power Distribution (South Wales) plc | Fossil Gas | Engine (combustion / reciprocating) | No | 0 | 21.584 | 22.72 | [12 empty] | No | Connected | 2021-09-14 | 22.72 | 15.998 | 16.84 | 0.902 | 0.95 | 27/05/2016
1170000579254 | Kappa Solar Limited | LANGAR, Langar Farm | CROPWELL ROAD |  | LANGAR | NOTTINGHAMSHIRE | NG12 3FP | United Kingdom | 470639.531 | 334144.12 | RATCLIFFE ON SOAR 132kV S STN | WILLOUGHBY 33kV S STN | 33kV connection | 33 | Western Power Distribution (East Midlands) plc | Solar | Photovoltaic | No | 0 | 7.6 | 8 | [12 empty] | No | Connected | 2021-09-14 | 8 | 7.6 | 8 | 0.057 | 0.06 | 08/12/2015
1130000083449 | Yorkshire Water Services Limited | Old Whittington Station Lane | STATION LANE | OLD WHITTINGTON | CHESTERFIELD | DERBYSHIRE | S41 9QX | United Kingdom | 439175.794 | 374551.457 | CHESTERFIELD 132kV S STN | CHESTERFIELD 33kV S STN | SHEEPBRIDGE 6 6kV S STN | 11 | Western Power Distribution (East Midlands) plc | Wind | Onshore wind turbines | No | 0 | 0.475 | 0.5 | [12 empty] | No | Connected | 2021-09-14 | 0.5 | 1.058 | 1.114 | 1.045 | 1.1 | 01/08/2016
1470000622267 | Marks And Spencer plc | Wolstanton Retail Park | WOLSTANTON RETAIL PARK | WOLSTATNTON | NEWCASTLE | STAFFORDSHIRE | ST5 0AP | United Kingdom | 385940.659 | 348156.765 | Cellarhead 132kV | NEWCASTLE 132kV S STN | Newcastle 132/11kV | 11 | Western Power Distribution (West Midlands) plc | Fossil oil | Engine (combustion / reciprocating) | No | 0 | 0.363 | 0.382 | [12 empty] | No | Connected | 2021-09-14 | 0.382 | 0.363 | 0.382 | 1.14 | 1.2 | 01/07/2016
none | Waters Wye Associates Ltd | SIMEC Power 1 | Corporation Road |  | Newport |  | NP19 4XE | United Kingdom | 332970.823 | 185685.314 | Uskmouth | Newport South | 33kV connection | 33 | Western Power Distribution (South Wales) plc | Fossil oil | Engine (combustion / reciprocating) | No | 0 | 19.8 | 20.842 | [12 empty] | No | Accecpted to Connect | 2021-09-14 | [6 empty] | 20.842 | 19.8 | 20.842 | 0.12 | 0.126 | 18/08/2016 | N/A
1170000660905 | Equitix ESI CHP (Sheffield ) Limited | Holbrook Community Renewable Energy Centre | ROTHER VALLEY WAY |  | HOLBROOK | SHEFFIELD | S20 3GH | United Kingdom | 444565.473 | 381675.114 | CHESTERFIELD 132kV S STN | WHITWELL 33kV S STN | HALFWAY 33 11kV S STN | 11 | Western Power Distribution (East Midlands) plc | Biomass | Steam turbine (thermal power plant) | Yes | 0 | 5.557 | 5.85 | [12 empty] | No | Connected | 2021-09-14 | 5.85 | 5.557 | 5.85 | 1.425 | 1.5 | 01/07/2016
2200042592435 | Estrans Developments (Severn Beach) Limited | Western Approach Solar Park | SEVERN ROAD | AVONMOUTH | BRISTOL | NORTH SOMERSET | BS35 4NL | United Kingdom | 354569.437 | 184543.885 | Iron Acton S.G.P. | Seabank Bsp | Western Approach | 11 | Western Power Distribution (South West) plc | Solar | Photovoltaic | No | 0 | 3.325 | 3.5 | [12 empty] | No | Connected | 2021-09-14 | 3.5 | 3.325 | 3.5 | 0.028 | 0.03 | 01/03/2016
1470000580165 | NEW NRG 03 Limited | Lower Venn Solar Farm | LOWER VENN | SUTTON ST. NICHOLAS | HEREFORD | HEREFORDSHIRE | HR1 3HL | United Kingdom | 353991.269 | 249550.695 | BISHOPS WOOD 132kV S STN | HEREFORD 66kV S STN | BODENHAM 66 11kV S STN | 11 | Western Power Distribution (West Midlands) plc | Solar | Photovoltaic | No | 0 | 4.275 | 4.5 | [12 empty] | No | Connected | 2021-09-14 | 4.5 | 4.275 | 4.5 | 0.095 | 0.1 | 30/03/2016
1160001357119 | River Island Clothing Company Ltd | RIVER ISLAND 1 | FEN STREET | MAGNA PARK | MILTON KEYNES |  | MK17 8EW | United Kingdom | 491674.242 | 238393.897 | EAST CLAYDON 132KV S STN | BLETCHLEY 33KV S STN | FEN FARM 33 11kV S STN | 11 | Western Power Distribution (East Midlands) plc | Biofuel landfill gas | Gas turbine (OCGT) | No | 0 | 0.988 | 1.04 | [12 empty] | No | Connected | 2021-09-14 | 1.04 | 0.988 | 1.04 | 0.95 | 1 | 29/10/2010
2100041335448 | Conrad (Dowlais) Limited | Dowlais STOR East | Pengarnddu Industrial Estate | Merthyr Tydfil |  |  | CF48 2TA | United Kingdom | 307184.967 | 208804.795 | Upper Boat | Dowlais Grid | 33kV connection | 33 | Western Power Distribution (South Wales) plc | Fossil Gas | Gas turbine (OCGT) | No | 0 | 19.578 | 20.608 | [12 empty] | No | Connected | 2021-09-14 | 20.608 | 20.88 | 21.979 | 0.38 | 0.4 | 31/10/2016
1499999999999 | Heartland Power Ltd | Dunlop Substation | Fort Parkway | Heartlands | Birmingham |  | B1 | United Kingdom | 413008.212 | 290219.349 | NECHELLS EAST 132kV S STN | 132kV connection | 132kV connection | 132 | Western Power Distribution (West Midlands) plc | Fossil Gas | Gas turbine (OCGT) | No | 0 | 94.905 | 99.9 | [12 empty] | No | Connected | 2021-09-14 | 99.9 | 94.905 | 99.9 | 1.9 | 2 | 01/04/2016
1170000625690 | Littlewood Solar Limited | Littlewood farm PV | PLEASLEY |  | MANSFIELD | NOTTINGHAMSHIRE | NG19 8RR | United Kingdom | 453326.819 | 365132.492 | CHESTERFIELD 132kV S STN | MANSFIELD 33kV S STN | 33kV connection | 33 | Western Power Distribution (East Midlands) plc | Solar | Photovoltaic | No | 0 | 3.762 | 3.96 | [12 empty] | No | Connected | 2021-09-14 | 3.96 | 3.61 | 3.8 | 0.028 | 0.03 | 27/03/2017
1170000641489 | WEL Solar Park 10 Ltd | Mill Farm Solar | HIGH DYKE | GREAT PONTON | GRANTHAM | LINCOLNSHIRE | NG33 5DP | United Kingdom | 494806.349 | 331006.084 | BICKER FEN 132kV S STN | GRANTHAM 33kV S STN | 33kV connection | 33 | Western Power Distribution (East Midlands) plc | Solar | Photovoltaic | No | 0 | 4.275 | 4.5 | [12 empty] | No | Connected | 2021-09-14 | 4.5 | 4.275 | 4.5 | 0.048 | 0.05 | 31/03/2016
2200042626953 | AMP GM016 Limited | Saltash Trerule Farm PV | TRERULEFOOT |  | SALTASH | DEVON | PL12 5BL | United Kingdom | 232500.052 | 58302.473 | Landulph S.G.P. | St Germans Bsp | 33kV connection | 33 | Western Power Distribution (South West) plc | Solar | Photovoltaic | No | 0 | 3.591 | 3.78 | [12 empty] | No | Connected | 2021-09-14 | 3.78 | 3.352 | 3.528 | 0.048 | 0.05 | 30/03/2016
2200042627159 | BEE Nancrossa Limited | Penryn Nancrossa Farm PV | NANCROSSA FARM | RAME CROSS | PENRYN | CORNWALL | TR10 9EA | United Kingdom | 172845.9 | 33477.5 | Indian Queens S.G.P. | Rame Bsp | 33kV connection | 33 | Western Power Distribution (South West) plc | Solar | Photovoltaic | No | 0 | 4.699 | 4.9467 | [12 empty] | No | Connected | 2021-09-14 | 4.9467 | 4.75 | 5 | 0.019 | 0.02 | 30/03/2016
1170000594173 | Thornborough Solar Limited | Thornborough Grounds Solar Park | THRONBOROUGH GROUNDS | PADLEY | BOURTON | BUCKINGHAMSHIRE | MK18 2AB | United Kingdom | 473692.663 | 234766.296 | EAST CLAYDON 132KV S STN | STONY STRATFORD 33kV S STN | 33kV connection | 33 | Western Power Distribution (East Midlands) plc | Solar | Photovoltaic | No | 0 | 3.562 | 3.75 | [12 empty] | No | Connected | 2021-09-14 | 3.75 | 3.562 | 3.75 | 0.095 | 0.1 | 30/03/2016
1170000629659 | Tower Hayes Solar Limited | Tower Hayes Solar Park | WEST LAND |  | ELLISTOWN | LEICESTERSHIRE | LE67 1FA | United Kingdom | 444444.048 | 310439.638 | ENDERBY 132kV S STN | COALVILLE 33KV S STN | 33kV connection | 33 | Western Power Distribution (East Midlands) plc | Solar | Photovoltaic | No | 0 | 4.18 | 4.4 | [12 empty] | No | Connected | 2021-09-14 | 4.4 | 4.18 | 4.4 | 0.048 | 0.05 | 13/04/2016
1170000616640 | Thornton Lane Solar Farm Limited | Thornton Lane Solar Farm | STANTON UNDER BARDON |  | MARKFIELD | LEICESTERSHIRE | LE67 9TU | United Kingdom | 446770.359 | 309661.499 | ENDERBY 132kV S STN | COALVILLE 33KV S STN | COALVILLE 11kV S STN | 11 | Western Power Distribution (East Midlands) plc | Solar | Photovoltaic | No | 0 | 2.612 | 2.75 | [12 empty] | No | Connected | 2021-09-14 | 2.75 | 2.612 | 2.75 | 0.095 | 0.1 | 22/03/2016
2200042620241 | Conrad (Water Lane) Limited | Conrad (Water Lane) Limited | Land at the end of Water Lane |  |  | Exeter | EX2 8EE | United Kingdom | 292221.684 | 91412.863 | Exeter Main S.G.P. | Exeter City Bsp | 33kV connection | 33 | Western Power Distribution (South West) plc | Fossil Gas | Gas turbine (OCGT) | No | 0 | 19.115 | 20.121 | [12 empty] | No | Connected | 2021-09-14 | 20.121 | 19.836 | 20.88 | 0.19 | 0.2 | 15/08/2016
2200042433442 | Smart Systems Limited | YATTON ARNOLDS WAY (SMART SYSTEMS) | ARNOLDS WAY | YATTON | BRISTOL |  | BS49 4RH | United Kingdom | 341822.548 | 166189.02 | Bridgwater S.G.P. | Churchill Bsp 132kv | Congresbury | 11 | Western Power Distribution (South West) plc | Wind | Onshore wind turbines | No | 0 | 0.95 | 1 | [12 empty] | No | Connected | 2021-09-14 | 1 | 0.95 | 1 | 3.8 | 4 | 01/05/2016
2200042620260 | SV Alder Solar Park | Taunton Monty's Farm PV | MONTYS FARM | MONTYS LANE | TAUNTON | SOMERSET | TA4 1AA | United Kingdom | 318179.696 | 126578.65 | Taunton S.G.P. | Taunton Main Bsp | 33kV connection | 33 | Western Power Distribution (South West) plc | Solar | Photovoltaic | No | 0 | 3.8 | 4 | [12 empty] | No | Connected | 2021-09-14 | 4 | 4.44 | 4.674 | 0.011 | 0.012 | 25/03/2016
N/A | Derwent Co-Generation Limited | Derwent Power Plant | Spondon | Derby |  |  | DE74 2TU | United Kingdom | 440356.304 | 334336.705 | WILLINGTON 132kV S STN | 132kV connection | 132kV connection | 132 | Western Power Distribution (East Midlands) plc | Fossil Gas | Steam-gas turbine (CCGT) | No | 0 | 224.2 | 236 | [12 empty] | No | Connected | 2021-09-14 | 236 | 224.2 | 236 | 2.85 | 3 | 23/03/2016
1170000640972 | Severn Trent Water Limited | LITTLE EATON WTW | LITTLE EATON SOLAR PARK |  | LITTLE EATON | DERBYSHIRE | DE21 5DB | United Kingdom | 436398.433 | 340717.51 | WILLINGTON 132kV S STN | DERBY 33kV S STN | DARLEY ABBEY 33 11kV S STN | 11 | Western Power Distribution (East Midlands) plc | Solar | Photovoltaic | No | 0 | 0.627 | 0.66 | [12 empty] | No | Connected | 2021-09-14 | 0.66 | 0.57 | 0.6 | 2.612 | 2.75 | 21/03/2016
2100041357831 | BEE Biglis Limited | BARRY BIGLIS FARM | ARGAE LANE | PALMERSTOWN | ST ANDREWS MAJOR | SOUTH GLAMORGAN | CF63 1BL | United Kingdom | 314284.547 | 169520.237 | Aberthaw Power Station | Sully Grid | Sully Grid Primary | 11 | Western Power Distribution (South Wales) plc | Solar | Photovoltaic | No | 0 | 3.933 | 4.14 | [12 empty] | No | Connected | 2021-09-14 | 4.14 | 4.75 | 5 | 0.19 | 0.2 | 30/03/2016
1144444444416 | Corby Power Station | Corby Power | Mitchell Road | Corby | Phoenix Parkway |  | NN17 5QT | United Kingdom | 489743.671 | 291014.97 | GRENDON 132kV S STN | 132kV connection | 132kV connection | 132 | Western Power Distribution (East Midlands) plc | Fossil Gas | Steam-gas turbine (CCGT) | No | 0 | 386.65 | 407 | [12 empty] | No | Connected | 2021-09-14 | 407 | 386.65 | 407 | 2.375 | 2.5 | 01/03/2016
2200042630329 | BEE Chard Limited | CHARD CHAFFCOMBE LANE | HORNSBURY |  | CHARD | SOMERSET | TA20 1RR | United Kingdom | 333561.097 | 109994.326 | Axminster S.G.P. | Woodcote Bsp | Chard | 11 | Western Power Distribution (South West) plc | Solar | Photovoltaic | No | 0 | 2.394 | 2.52 | [12 empty] | No | Connected | 2021-09-14 | 2.52 | 2.85 | 3 | 0.043 | 0.045 | 18/03/2016
1470000597070 | SSR Astley Solar Limited | Astley Farm Solar Farm | SIX ASHES |  | BRIDGNORTH | SHROPSHIRE | WV15 6ER | United Kingdom | 377367.463 | 285553.071 | BISHOPS WOOD 132kV S STN | STOURPORT 132 66 33kV S STN | 33kV connection | 33 | Western Power Distribution (West Midlands) plc | Solar | Photovoltaic | No | 0 | 4.228 | 4.45 | [12 empty] | No | Connected | 2021-09-14 | 4.45 | 4.228 | 4.45 | 0.076 | 0.08 | 31/03/2016
1470000601391 | Severn Trent Water Limited | WORCESTER STW | BROMWICH ROAD |  | WORCESTER | WORCESTERSHIRE | WR2 4ZP | United Kingdom | 384289.744 | 253603.992 | BISHOPS WOOD 132kV S STN | WORCESTER 132kV S STN | Worcester 132/11kV | 11 | Western Power Distribution (West Midlands) plc | Solar | Photovoltaic | No | 0 | 1.425 | 1.5 | [12 empty] | No | Connected | 2021-09-14 | 1.5 | 1.425 | 1.5 | 1.14 | 1.2 | 24/03/2016
1170000561647 | SSOGE Kickles Solar Farm Limited | Kickles Solar Farm | LAKES LANE |  | NEWPORT PAGNELL | MILTON KEYNES | MK16 8EF | United Kingdom | 486119.25 | 244620.313 | EAST CLAYDON 132KV S STN | BRADWELL ABBEY 33kV S STN | NEWPORT PAGNELL 33 11kV S STN | 11 | Western Power Distribution (East Midlands) plc | Solar | Photovoltaic | No | 0 | 3.876 | 4.08 | [12 empty] | No | Connected | 2021-09-14 | 4.08 | 3.876 | 4.08 | 0.048 | 0.05 | 16/03/2016
2100041343411 | CSI Sea View Limited | Nottage Sea View Farm Solar | PYLE ROAD | NOTTAGE | PORTHCAWL | MID GLAMORGAN | CF36 5TB | United Kingdom | 282297.58 | 179024.521 | Pyle Grid | Pyle Bsp | Nottage | 11 | Western Power Distribution (South Wales) plc | Solar | Photovoltaic | No | 0 | 1.398 | 1.472 | [12 empty] | No | Connected | 2021-09-14 | 1.472 | 1.398 | 1.472 | 0.038 | 0.04 | 30/03/2016
2200042603246 | Carnemough Solar Project Limited | Carnemough Farm, Little Hewas, Grampound Road, Truro | LITTLE HEWAS | GRAMPOUND ROAD | TRURO | CORNWALL | TR2 4EZ | United Kingdom | 192038.047 | 52039.792 | Indian Queens S.G.P. | Fraddon Bsp | 33kV connection | 33 | Western Power Distribution (South West) plc | Solar | Photovoltaic | No | 0 | 9.593 | 10.098 | [12 empty] | No | Connected | 2021-09-14 | 10.098 | 9.5 | 10 | 0.057 | 0.06 | 23/03/2016
1170000598201 | Haymaker (Handley Park Solar) Limited | Handley Park Solar Farm |  |  | TOWCESTER | NORTHAMPTONSHIRE | NN12 8PA | United Kingdom | 467329.63 | 246009.006 | EAST CLAYDON 132KV S STN | BRACKLEY 132kV S STN | 33kV connection | 33 | Western Power Distribution (East Midlands) plc | Solar | Photovoltaic | No | 0 | 4.75 | 5 | [12 empty] | No | Connected | 2021-09-14 | 5 | 4.75 | 5 | 0.095 | 0.1 | 24/03/2016
1170000610825 | Desford Lane Solar Farm Limited | Desford Lane Solar, Desford Lane, Desford. LE9 2BF | DESFORD LANE |  | DESFORD | LEICESTERSHIRE | LE9 2BF | United Kingdom | 449938.795 | 304828.144 | ENDERBY 132kV S STN | COALVILLE 33KV S STN | DESFORD 33 11kV S STN | 11 | Western Power Distribution (East Midlands) plc | Solar | Photovoltaic | No | 0 | 4.75 | 5 | [12 empty] | No | Connected | 2021-09-14 | 5 | 4.75 | 5 | 0.142 | 0.15 | 21/03/2016
2200042595320 | AMP GM011 Limited | Kellygreen Solar Park | ST TUDY |  | BODMIN | CORNWALL | PL30 3DF | United Kingdom | 205083.544 | 75673.825 | Indian Queens S.G.P. | St Tudy Bsp | St Tudy | 11 | Western Power Distribution (South West) plc | Solar | Photovoltaic | No | 0 | 3.876 | 4.08 | [12 empty] | No | Connected | 2021-09-14 | 4.08 | 3.618 | 3.808 | 0.067 | 0.07 | 15/03/2016
1170000632615 | Lightsource SPV 95 Limited | The Breck Solar Park | BARROW HILL |  | CHESTERFIELD | DERBYSHIRE | S43 2NP | United Kingdom | 442487.642 | 376195.842 | CHESTERFIELD 132kV S STN | STAVELEY 33kV S STN | 33kV connection | 33 | Western Power Distribution (East Midlands) plc | Solar | Photovoltaic | No | 0 | 3.99 | 4.2 | [12 empty] | No | Connected | 2021-09-14 | 4.2 | 3.99 | 4.2 | 0.068 | 0.072 | 17/03/2016
2100041343945 | INRG (Solar Parks) 29 Limited | Rosedew Solar Farm Llantwit Major |  |  | LLANTWIT MAJOR | VALE OF GLAMORGAN | CF61 1PZ | United Kingdom | 297953.937 | 167587.436 | Aberthaw Power Station | East Aberthaw | 33kV connection | 33 | Western Power Distribution (South Wales) plc | Solar | Photovoltaic | No | 0 | 0.057 | 0.06 | [12 empty] | No | Connected | 2021-09-14 | 0.06 | 3.618 | 3.808 | 0.138 | 0.145 | 17/03/2016
1470000581336 | Gretton Solar Farm Ltd | Lower Stanley Fm | GRETTON |  | WINCHCOMBE | GLOUCESTERSHIRE | GL54 5HQ | United Kingdom | 399914.678 | 231862.159 | PORT HAM 132kV S STN | CHELTENHAM 66kV S STN | ALDERTON 66 11kV S STN | 11 | Western Power Distribution (West Midlands) plc | Solar | Photovoltaic | No | 0 | 3.657 | 3.85 | [12 empty] | No | Connected | 2021-09-14 | 3.85 | 3.657 | 3.85 | 0.048 | 0.05 | 21/03/2016
2200042592922 | West Carclaze SPV Limited | West Carclaze Mica Dam, West Carclaze | WEST CARCLAZE | ST AUSTELL |  | CORNWALL | PL25 5RY | United Kingdom | 201907.614 | 54893.882 | Indian Queens S.G.P. | St Austell Bsp | 33kV connection | 33 | Western Power Distribution (South West) plc | Solar | Photovoltaic | No | 0 | 6.536 | 6.88 | [12 empty] | No | Connected | 2021-09-14 | 6.88 | 6.669 | 7.02 | 0.028 | 0.03 | 31/03/2017
1470000668892 | Garreg Lwyd Energy Ltd | Garreg Lwyd Wind Farm |  |  | FELINDRE | POWYS | LD7 1YR | United Kingdom | 313382.316 | 279958.081 | BISHOPS WOOD 132kV S STN | HEREFORD 66kV S STN | 66kV connection | 66 | Western Power Distribution (West Midlands) plc | Wind | Onshore wind turbines | No | 0 | 32.3 | 34 | [12 empty] | No | Connected | 2021-09-14 | 34 | 32.656 | 34.375 | 0.342 | 0.36 | 03/03/2017
1170000625361 | Misson Solar Limited | Austerfield, Bawtry Road, Norwith Farm, Misson Solar Farm | BAWTRY ROAD |  | AUSTERFIELD | SOUTH YORKSHIRE | DN10 6BU | United Kingdom | 467446.125 | 394328.6 | STAYTHORPE C 132kV S STN | CHECKERHOUSE 33kV S STN | MISSON 33 11kV S STN | 11 | Western Power Distribution (East Midlands) plc | Solar | Photovoltaic | No | 0 | 4.75 | 5 | [12 empty] | No | Connected | 2021-09-14 | 5 | 4.75 | 5 | 0.029 | 0.031 | 31/03/2016
2198765142992 | Parc Cynog Wind Farm Limited | Parc Cynog, Pendine | COLSTON |  | PENDINE | CARMARTHENSHIRE | SA33 4PY | United Kingdom | 225773.158 | 209492.609 | Swansea North Grid | Carmarthen Grid | 33kV connection | 33 | Western Power Distribution (South Wales) plc | Wind | Onshore wind turbines | No | 0 | 7.401 | 7.79 | [12 empty] | No | Connected | 2021-09-14 | 7.79 | 3.895 | 4.1 | 0.048 | 0.05 | 01/02/2001
1170000642320 | National Football Centre Limited | NATIONAL FOOTBALL CENTRE | ST GEORGE'S PARK | NEWBOROUGH ROAD | BURTON UPON TRENT |  | DE13 9PD | United Kingdom | 416460.554 | 323657.886 | DRAKELOW 132kV | BURTON SOUTH 33kV S STN | BARTON UNDER NEEDWOOD 33 11kV S STN | 11 | Western Power Distribution (East Midlands) plc | Solar | Photovoltaic | No | 0 | 0.19 | 0.2 | [12 empty] | No | Connected | 2021-09-14 | 0.2 | 0.228 | 0.24 | 1.615 | 1.7 | 21/03/2016
1170000619925 | Lightsource SPV 139 Limited | Stragglethorpe Road PV Solar Park | MAIN ROAD |  | RADCLIFFE ON TRENT | NOTTINGHAMSHIRE | NG12 2JZ | United Kingdom | 463801.573 | 337271.578 | Stoke Bardolph 132kv | NOTTINGHAM EAST 33kV S STN | 33kV connection | 33 | Western Power Distribution (East Midlands) plc | Solar | Photovoltaic | No | 0 | 3.99 | 4.2 | [12 empty] | No | Connected | 2021-09-14 | 4.2 | 3.99 | 4.2 | 0.04 | 0.042 | 29/03/2016
1470000576726 | Beeches Solar Limited | The Beeches Drayton Manor Farm | DRAYTON MANOR FARM | ALCESTER ROAD | STRATFORD UPON AVON | WARWICKSHIRE | CV37 9RQ | United Kingdom | 415928.651 | 254873.219 | FECKENHAM 66 11kV S STN | Feckenham 66/11kV | Drayton Farm North 66/11kV | 11 | Western Power Distribution (West Midlands) plc | Solar | Photovoltaic | No | 0 | 4.023 | 4.235 | [12 empty] | No | Connected | 2021-09-14 | 4.235 | 4.403 | 4.635 | 0.427 | 0.45 | 31/03/2016
1470000576665 | The Rushes Solar Limited | The Rushes Drayton Manor Farm | DRAYTON MANOR FARM | ALCESTER ROAD | STRATFORD UPON AVON | WARWICKSHIRE | CV37 9RQ | United Kingdom | 415453.991 | 255629.942 | FECKENHAM 66 11kV S STN | Feckenham 66/11kV | Drayton Farm North 66/11kV | 11 | Western Power Distribution (West Midlands) plc | Solar | Photovoltaic | No | 0 | 3.971 | 4.18 | [12 empty] | No | Connected | 2021-09-14 | 4.18 | 3.971 | 4.18 | 0.048 | 0.05 | 31/03/2016
1470000440858 | Helios Solar 2 Limited | Huddlesford House farm (PARK LANE) | WHITTINGTON |  | LICHFIELD | STAFFORDSHIRE | WS13 8PY | United Kingdom | 416124.374 | 309639.817 | RUGELEY 132kV S STN | LICHFIELD 132kV S STN | Lichfield 132/11kV | 11 | Western Power Distribution (West Midlands) plc | Solar | Photovoltaic | No | 0 | 0.95 | 1 | [12 empty] | No | Connected | 2021-09-14 | 1 | 0.95 | 1 | 0.057 | 0.06 | 04/03/2016
1470000575810 | Sheep Shed Solar Limited | Sheep Shed Drayton Manor Farm | DRAYTON MANOR FARM | ALCESTER ROAD | STRATFORD UPON AVON | WARWICKSHIRE | CV37 9RQ | United Kingdom | 416050.766 | 255306.037 | FECKENHAM 66 11kV S STN | Feckenham 66/11kV | Drayton Farm North 66/11kV | 11 | Western Power Distribution (West Midlands) plc | Solar | Photovoltaic | No | 0 | 3.998 | 4.208 | [12 empty] | No | Connected | 2021-09-14 | 4.208 | 3.998 | 4.208 | 0.048 | 0.05 | 31/03/2016
2100041347211 | Drym Developments Limited | Maesgwyn Extension Wind Farm | MAESGWYN | INTER-VALLEY ROAD | GLYNNEATH | WEST GLAMORGAN | SA10 9LR | United Kingdom | 287140.56 | 208803.044 | Swansea North Grid | Ystradgynlais Grid | 33kV connection | 33 | Western Power Distribution (South Wales) plc | Wind | Onshore wind turbines | No | 0 | 5.168 | 5.44 | [12 empty] | No | Connected | 2021-09-14 | 5.44 | 5 | 5.263 | 0.285 | 0.3 | 09/03/2016
1470000576629 | Brookside Solar Farm Limited | Brookside Drayton Manor Fm | DRAYTON MANOR FARM | ALCESTER ROAD | STRATFORD UPON AVON | WARWICKSHIRE | CV37 9RQ | United Kingdom | 415508.552 | 254767.265 | FECKENHAM 66 11kV S STN | Feckenham 66/11kV | Drayton Farm North 66/11kV | 11 | Western Power Distribution (West Midlands) plc | Solar | Photovoltaic | No | 0 | 3.919 | 4.125 | [12 empty] | No | Connected | 2021-09-14 | 4.125 | 3.919 | 4.125 | 0.048 | 0.05 | 31/03/2016
1470000576647 | Leys Solar Energy CIC | The Leys Drayton Manor Fm | DRAYTON MANOR FARM | ALCESTER ROAD | STRATFORD UPON AVON | WARWICKSHIRE | CV37 9RQ | United Kingdom | 416225.076 | 255269.187 | FECKENHAM 66 11kV S STN | Feckenham 66/11kV | Drayton Farm North 66/11kV | 11 | Western Power Distribution (West Midlands) plc | Solar | Photovoltaic | No | 0 | 4.731 | 4.98 | [12 empty] | No | Connected | 2021-09-14 | 4.98 | 3.971 | 4.18 | 0.048 | 0.05 | 31/03/2016
2200042616565 | Wick Farm Grid Limited | Weston-Super-Mare Wick Farm, Brean Road, Lympsham | BREAN ROAD |  | LYMPSHAM | WESTON-SUPER-MARE | BS24 0HD | United Kingdom | 331595.898 | 154210.733 | Seabank Sgp | Weston Bsp 132kv | 33kV connection | 33 | Western Power Distribution (South West) plc | Solar | Photovoltaic | No | 0 | 3.8 | 4 | [12 empty] | No | Connected | 2021-09-14 | 4 | 7.6 | 8 | 0.095 | 0.1 | 11/03/2016
2100041349812 | Sunventures 8 Limited | CALDICOT Southbrook Solar Farm | SOUTHBROOK FARM | SUDBROOK ROAD | CALDICOT | GWENT | NP26 5SR | United Kingdom | 350640.11 | 187686.367 | Uskmouth | Sudbrook | Sudbrook Primary | 11 | Western Power Distribution (South Wales) plc | Solar | Photovoltaic | No | 0 | 3.23 | 3.4 | [12 empty] | No | Connected | 2021-09-14 | 3.4 | 3.876 | 4.08 | 0.048 | 0.05 | 31/03/2016
1170000627457 | Oxcroft Solar Ltd | Oxcroft Solar Farm | STANFREE |  | CHESTERFIELD | DERBYSHIRE | S44 6AG | United Kingdom | 446877.29 | 374082.513 | CHESTERFIELD 132kV S STN | WHITWELL 33kV S STN | 33kV connection | 33 | Western Power Distribution (East Midlands) plc | Solar | Photovoltaic | No | 0 | 4.275 | 4.5 | [12 empty] | No | Connected | 2021-09-14 | 4.5 | 4.275 | 4.5 | 0.807 | 0.85 | 22/03/2016
1170000636512 | Lincoln Skegness Solar Farm Limited | Lincoln Farm Solar | WAINFLEET ROAD | IRBY-IN-THE-MARSH | SKEGNESS | LINCOLNSHIRE | PE24 5AT | United Kingdom | 547893.132 | 362598.651 | BICKER FEN 132kV S STN | SKEGNESS 33kV S STN | 33kV connection | 33 | Western Power Distribution (East Midlands) plc | Solar | Photovoltaic | No | 0 | 8.36 | 8.8 | [12 empty] | No | Connected | 2021-09-14 | 8.8 | 8.36 | 8.8 | 0.076 | 0.08 | 17/03/2016
1170000606448 | Brian Henton | HOUGHTON ON THE HILL INGARSBY PV REDVERS FARM | REDVERS FARM | UPPINGHAM ROAD | HOUGHTON ON THE HILL | LEICESTERSHIRE | LE7 9HG | United Kingdom | 467763.256 | 304444.867 | ENDERBY 132kV S STN | LEICESTER EAST 33kV S STN | THURNBY 33 11kV S STN | 11 | Western Power Distribution (East Midlands) plc | Solar | Photovoltaic | No | 0 | 1.995 | 2.1 | [12 empty] | No | Connected | 2021-09-14 | 2.1 | 1.995 | 2.1 | 0.048 | 0.05 | 31/03/2016
1430000005115 | Viridis Energy (Norgen) Limited | Generation Site | AUST ROAD | OLVESTON | BRISTOL | AVON | BS35 4DE | United Kingdom | 359728.827 | 188118.645 | IRON ACTON 132kV S STN | CHIPPING SODBURY 132kV S STN | ALVESTON 33 11kV S STN | 11 | Western Power Distribution (West Midlands) plc | Biofuel landfill gas | Gas turbine (OCGT) | No | 0 | 2.47 | 2.6 | [12 empty] | No | Connected | 2021-09-14 | 2.6 | 2.47 | 2.6 | 0.085 | 0.09 | 22/04/1997
2100041352550 | Sunventures 1 Ltd | CRUMLIN, PENTREYGROES FARM, CRUMLIN PV SOLAR PARK. | MAES-YR-HAF FARM | CROESPENMAEN | CRUMLIN | GWENT | NP11 3BT | United Kingdom | 320191.515 | 198088.854 | Rassau G.S.P. | Crumlin | Crumlin Primary | 11 | Western Power Distribution (South Wales) plc | Solar | Photovoltaic | No | 0 | 3.458 | 3.64 | [12 empty] | No | Connected | 2021-09-14 | 3.64 | 3.618 | 3.808 | 0.038 | 0.04 | 25/04/2016
1170000604910 | Blaby Solar Farm Limited | BLABY BLABY SOLAR FARM LEICESTER ROAD | LEICESTER ROAD |  | BLABY | LEICESTERSHIRE | LE8 5QW | United Kingdom | 458905.052 | 296610.593 | ENDERBY 132kV S STN | WIGSTON 132KV (M42) 132kV S STN | WIGSTON 11kV S STN | 11 | Western Power Distribution (East Midlands) plc | Solar | Photovoltaic | No | 0 | 2.85 | 3 | [12 empty] | No | Connected | 2021-09-14 | 3 | 2.85 | 3 | 0.043 | 0.045 | 01/03/2016
1144444444434 | Conrad (Redfield) Limited | Redfield Road 1 STOR | Ts2 | Pinewood Business Park Coleshill Road | Birmingham |  | B37 7HG | United Kingdom | 455323.096 | 337729.069 | RATCLIFFE ON SOAR 132kV S STN | NOTTINGHAM 33kV S STN | 33kV connection | 33 | Western Power Distribution (East Midlands) plc | Storage other | Battery | No | 0 | 19.578 | 20.608 | [12 empty] | No | Connected | 2021-09-14 | 20.608 | 19.836 | 20.88 | 0.76 | 0.8 | 03/06/2016
2100041343607 | BEE Derwen Limited | Derwen Solar Farm, Land at Cwm Y Derwyn Farm | CWM Y DERWYN FARM |  | BARRY | SOUTH GLAMORGAN | CF62 3AA | United Kingdom | 307936.596 | 168964.958 | Aberthaw Power Station | East Aberthaw | 33kV connection | 33 | Western Power Distribution (South Wales) plc | Solar | Photovoltaic | No | 0 | 3.534 | 3.72 | [12 empty] | No | Connected | 2021-09-14 | 3.72 | 3.8 | 4 | 0.048 | 0.05 | 29/02/2016
1170000545886 | LMP Thrapston Ltd | Distribution Centre, A14, Islip, Northamptonshire NN14 3JW | ISLIP ROAD |  | ISLIP | NORTHAMPTONSHIRE | NN14 3JW | United Kingdom | 497983.887 | 278438.69 | GRENDON 132kV S STN | IRTHLINGBOROUGH 33kV S STN | THRAPSTON 33 11kV S STN | 11 | Western Power Distribution (East Midlands) plc | Solar | Photovoltaic | No | 0 | 0.437 | 0.46 | [12 empty] | No | Connected | 2021-09-14 | 0.46 | 0.427 | 0.45 | 2.375 | 2.5 | 07/01/2016
2100041321817 | SunE Waycock Road Solar Limited | Barry Jesus College PV Generation | WAYCOCK ROAD |  | BARRY | SOUTH GLAMORGAN | CF62 3AA | United Kingdom | 309011.002 | 169455.405 | Aberthaw Power Station | Barry Grid | 33kV connection | 33 | Western Power Distribution (South Wales) plc | Solar | Photovoltaic | No | 0 | 4.987 | 5.25 | [12 empty] | No | Connected | 2021-09-14 | 5.25 | 4.845 | 5.1 | 0.028 | 0.03 | 31/03/2016
1170000627518 | SPF Thirty Acres Ltd | Thirty Acres Farm | CARTER LANE | WARSOP VALE | MANSFIELD | NOTTINGHAMSHIRE | NG20 8XT | United Kingdom | 453628.659 | 367855.053 | CHESTERFIELD 132kV S STN | MANSFIELD 33kV S STN | ACREAGE LANE 33 11kV S STN | 11 | Western Power Distribution (East Midlands) plc | Solar | Photovoltaic | No | 0 | 2.85 | 3 | [12 empty] | No | Connected | 2021-09-14 | 3 | 2.85 | 3 | 0.028 | 0.03 | 31/03/2016
1170000610807 | Ashby Solar Farm Limited | Ashby Farm Solar Measham Road Ashby De La Zouch LE65 2UN | MEASHAM ROAD | WILLESLEY WOODSITE | ASHBY DE LA ZOUCH | LEICESTERSHIRE | LE65 2UN | United Kingdom | 434667.649 | 313827.974 | DRAKELOW 132kV | GRESLEY 33kV S STN | WILLESLEY 33 11kV S STN | 11 | Western Power Distribution (East Midlands) plc | Solar | Photovoltaic | No | 0 | 4.75 | 5 | [12 empty] | No | Connected | 2021-09-14 | 5 | 4.75 | 5 | 0.095 | 0.1 | 01/03/2016
2100041339187 | SESMP110 Lower House Solar Farm | USK LOWER HOUSE FARM | KEMEYS COMMANDER |  | USK | GWENT | NP15 1JU | United Kingdom | 334950.99 | 204188.867 | Rassau G.S.P. | Abergavenny | 66kV connection | 66 | Western Power Distribution (South Wales) plc | Solar | Photovoltaic | No | 0 | 6.196 | 6.5225 | [12 empty] | No | Connected | 2021-09-14 | 6.5225 | 6.27 | 6.6 | 0.142 | 0.15 | 15/03/2016
1170000628186 | First Renewable PSI Limited | Asfordby South Solar Site, Welby Lane | WELBY LANE |  | MELTON MOWBRAY | LEICESTERSHIRE | LE14 3JL | United Kingdom | 472180.215 | 320940.994 | GRENDON 132kV S STN | MELTON MOWBRAY 33kV S STN | HOLWELL 33 11kV S STN | 11 | Western Power Distribution (East Midlands) plc | Solar | Photovoltaic | No | 0 | 4.75 | 5 | [12 empty] | No | Connected | 2021-09-14 | 5 | 4.75 | 5 | 0.19 | 0.2 | 30/03/2016
1170000614402 | Stretton Solar Limited | Morton, Evershill Lane, Land North Of Averill Farm | EVERSHILL LANE | MORTON | ALFRETON | DERBYSHIRE | DE55 6HA | United Kingdom | 440214.101 | 362419.426 | CHESTERFIELD 132kV S STN | CHESTERFIELD 33kV S STN | DANESMOOR 33 11kV S STN | 11 | Western Power Distribution (East Midlands) plc | Solar | Photovoltaic | No | 0 | 3.61 | 3.8 | [12 empty] | No | Connected | 2021-09-14 | 3.8 | 3.61 | 3.8 | 0.067 | 0.07 | 23/03/2016
1170000628168 | AMP GM024 Limited | Asfordby North Solar Site, Welby lane | WELBY LANE | ASFORDBY | MELTON MOWBRAY | LEICESTERSHIRE | LE14 3JL | United Kingdom | 472173.892 | 320940.951 | GRENDON 132kV S STN | MELTON MOWBRAY 33kV S STN | HOLWELL 33 11kV S STN | 11 | Western Power Distribution (East Midlands) plc | Solar | Photovoltaic | No | 0 | 4.75 | 5 | [12 empty] | No | Connected | 2021-09-14 | 5 | 4.75 | 5 | 0.19 | 0.2 | 30/03/2016
1170000617236 | Severn Trent Water Limited | Loughborough Sewage Works, | FESTIVAL DRIVE - SWINGBRIDGE ROAD |  | LOUGHBOROUGH | LEICESTERSHIRE | LE11 5TP | United Kingdom | 453091.536 | 321037.7 | RATCLIFFE ON SOAR 132kV S STN | LOUGHBOROUGH 132kV S STN (M32) | LOUGHBOROUGH 11kV S STN | 11 | Western Power Distribution (East Midlands) plc | Solar | Photovoltaic | No | 0 | 1.501 | 1.58 | [12 empty] | No | Connected | 2021-09-14 | 1.58 | 1.501 | 1.58 | 0.836 | 0.88 | 01/03/2005
1170000614981 | KS SPV 49 Ltd | Drakelow Solar Farm | DRAKELOW |  | BURTON ON TRENT | DERBYSHIRE | DE14 3DP | United Kingdom | 422578.748 | 320056.478 | DRAKELOW 132kV | BURTON SOUTH 33kV S STN | 33kV connection | 33 | Western Power Distribution (East Midlands) plc | Solar | Photovoltaic | No | 0 | 4.75 | 5 | [12 empty] | No | Connected | 2021-09-14 | 5 | 4.75 | 5 | 0.048 | 0.05 | 31/03/2016
1470000512778 | Lawn Lane Solar Limited | The Rutts and Old Wood | LAWN LANE | COVEN | WOLVERHAMPTON | WEST MIDLANDS | WV9 5BB | United Kingdom | 390443.08 | 304802.752 | Bushbury D 132kV | BUSHBURY C 132kV S STN | Bushbury B-C 132/33/11kV | 11 | Western Power Distribution (West Midlands) plc | Solar | Photovoltaic | No | 0 | 3.648 | 3.84 | [12 empty] | No | Connected | 2021-09-14 | 3.84 | 3.648 | 3.84 | 0.036 | 0.038 | 30/03/2016
2200042599608 | RS Collacott Limited | Collacott Solar Newton Tracey | NEWTON TRACEY |  | BARNSTAPLE | DEVON | EX31 3QF | United Kingdom | 250874.237 | 130268.493 | Alverdiscott S.G.P. | East Yelland Bsp | Fremington | 11 | Western Power Distribution (South West) plc | Solar | Photovoltaic | No | 0 | 3.99 | 4.2 | [12 empty] | No | Connected | 2021-09-14 | 4.2 | 3.99 | 4.2 | 0.048 | 0.05 | 16/03/2016
1170000628335 | Sunventures 2 Ltd | Ingles Hill (Ashby) Solar Farm, Burton Road, LE65 2TE | BURTON ROAD |  | ASHBY DE LA ZOUCH | LEICESTERSHIRE | LE65 2TE | United Kingdom | 434477.782 | 317638.683 | DRAKELOW 132kV | GRESLEY 33kV S STN | ASHBY 33 11kV S STN | 11 | Western Power Distribution (East Midlands) plc | Solar | Photovoltaic | No | 0 | 2.375 | 2.5 | [12 empty] | No | Connected | 2021-09-14 | 2.5 | 2.375 | 2.5 | 0.033 | 0.035 | 29/01/2016
1170000597661 | Folly Lane Solar Limited | Folly Lane, Stickney | STICKNEY |  | BOSTON | LINCOLNSHIRE | PE22 8BL | United Kingdom | 532727.211 | 357890.898 | WALPOLE 132kV S STN | BOSTON 33kV S STN | STICKNEY 33 11kV S STN | 11 | Western Power Distribution (East Midlands) plc | Solar | Photovoltaic | No | 0 | 3.515 | 3.7 | [12 empty] | No | Connected | 2021-09-14 | 3.7 | 3.515 | 3.7 | 0.085 | 0.09 | 09/02/2016
2200042601355 | Parklands Solar Limited | Bristol Oakham Solar Park, Oakham Farm, Over Lane, Almondsbury, | OVER LANE | ALMONDSBURY | BRISTOL | NORTH SOMERSET | BS32 4BS | United Kingdom | 359969.217 | 183326.787 | Iron Acton S.G.P. | Bradley Stoke Bsp | 33kV connection | 33 | Western Power Distribution (South West) plc | Solar | Photovoltaic | No | 0 | 3.684 | 3.8775 | [12 empty] | No | Connected | 2021-09-14 | 3.8775 | 3.684 | 3.878 | 0.048 | 0.05 | 17/02/2016
1170000615888 | Sun and Soil Renewable 18 Ltd | Morton, Padleywood Solar Farm | PADLEYWOOD LANE | MORTON | ALFRETON | DERBYSHIRE | DE55 6HB | United Kingdom | 440862.017 | 362138.565 | CHESTERFIELD 132kV S STN | CHESTERFIELD 33kV S STN | DANESMOOR 33 11kV S STN | 11 | Western Power Distribution (East Midlands) plc | Solar | Photovoltaic | No | 0 | 3.61 | 3.8 | [12 empty] | No | Connected | 2021-09-14 | 3.8 | 3.61 | 3.8 | 0.142 | 0.15 | 31/03/2016
1470000294586 | Jaguar Land Rover Limited | Jaguar Land Rover i54 | OFF WODASTON ROAD |  | WOLVERHAMPTON |  | WV6 | United Kingdom | 390530.934 | 304089.372 | Bushbury D 132kV | BUSHBURY C 132kV S STN | I54 Busines Park 33/11kv | 11 | Western Power Distribution (West Midlands) plc | Solar | Photovoltaic | No | 0 | 5.7 | 6 | [12 empty] | No | Connected | 2021-09-14 | 6 | 5.7 | 6 | 9.5 | 10 | 10/03/2014
1470000535890 | Inrg (Solar Parks) 14 Ltd | Lower fields (Mount) farm | MOUNT FARM | LONGDON HILL | EVESHAM | WORCESTERSHIRE | WR11 7RP | United Kingdom | 404984.259 | 239881.059 | FECKENHAM 66 11kV S STN | Feckenham 66/11kV | 66kV connection | 66 | Western Power Distribution (West Midlands) plc | Solar | Photovoltaic | No | 0 | 16.15 | 17 | [12 empty] | No | Connected | 2021-09-14 | 17 | 16.15 | 17 | 0.033 | 0.035 | 23/03/2016
1430000014262 | Severn Trent Water Limited | Barnhurst STW | OXLEY MOOR ROAD |  | WOLVERHAMPTON | WEST MIDLANDS | WV9 5HN | United Kingdom | 389896.518 | 301589.814 | Bushbury D 132kV | BUSHBURY C 132kV S STN | Bushbury B-C 132/33/11kV | 11 | Western Power Distribution (West Midlands) plc | Solar | Photovoltaic | No | 0 | 2.531 | 2.664 | [12 empty] | No | Connected | 2021-09-14 | 2.664 | 2.531 | 2.664 | 1.615 | 1.7 | 03/03/2016
1470000473765 | Mercia Waste Management | Hartlebury EFW | OAK DRIVE | HARTLEBURY TRADING ESTATE | KIDDERMINSTER | WORCESTERSHIRE | DY10 4JB | United Kingdom | 385919.186 | 269845.382 | BISHOPS WOOD 132kV S STN | 132kV connection | 132kV connection | 132 | Western Power Distribution (West Midlands) plc | Waste | Steam-gas turbine (CCGT) | No | 0 | 23.75 | 25 | [12 empty] | No | Connected | 2021-09-14 | 25 | 23.75 | 25 | 3.8 | 4 | 01/04/2016
2200042552646 | Batsworthy Cross Wind Farm Limited | Batsworthy Cross, Knowstone, South Molton | KNOWSTONE |  | SOUTH MOLTON | NORTH DEVON | EX36 4RZ | United Kingdom | 281376.112 | 121474.253 | Alverdiscott S.G.P. | Barnstaple Bsp | 33kV connection | 33 | Western Power Distribution (South West) plc | Wind | Onshore wind turbines | No | 0 | 17.527 | 18.45 | [12 empty] | No | Connected | 2021-09-14 | 18.45 | 17.1 | 18 | 0.095 | 0.1 | 19/02/2016
1170000628326 | Sunventures 4 Ltd | NAILSTONE SOLAR PARK, CROWN FARM, NAILSTONE, NUNEATON, LEICESTERSHIRE, CV13 0QL | CROWN FARM | BAGWORTH ROAD | NAILSTONE | LEICESTERSHIRE | CV13 0QL | United Kingdom | 442971.898 | 307838.967 | ENDERBY 132kV S STN | COALVILLE 33KV S STN | NAILSTONE 33 11kV S STN | 11 | Western Power Distribution (East Midlands) plc | Solar | Photovoltaic | No | 0 | 3.618 | 3.808 | [12 empty] | No | Connected | 2021-09-14 | 3.808 | 4.18 | 4.4 | 0.048 | 0.05 | 29/01/2016
1460000610619 | Shropshire Waste Management Limited | BETTON ABBOTS LANDFILL | BETTON ABBOTS LANDFILL SITE | BETTON ABBOTS | SHREWSBURY | SHROPSHIRE | SY5 6JD | United Kingdom |  |  | SHREWSBURY 132kV S STN | Shrewsbury 132/33kV | 11kV Connection | 11 | Western Power Distribution (West Midlands) plc | Biofuel landfill gas | Gas turbine (OCGT) | No | 0 | 1.302 | 1.37 | [12 empty] | No | Connected | 2021-09-14 | 1.37 | 1.302 | 1.37 | 0.048 | 0.05 | 28/01/2016
1170000622982 | Peak Pipes | Peak Pipes Systems, Fusion Group LTD | FUSION GROUP LIMITED | SMECKLEY WOOD CLOSE | CHESTERFIELD | DERBYSHIRE | S41 9PZ | United Kingdom | 445396 | 357125 | CHESTERFIELD 132kV S STN | ALFRETON 33kV S STN | BLACKWELL 33 11kV S STN | 11 | Western Power Distribution (East Midlands) plc | Solar | Photovoltaic | No | 0 | 0.048 | 0.05 | [12 empty] | No | Connected | 2021-09-14 | 0.05 | 0.048 | 0.05 | 1.425 | 1.5 | 03/02/2012
1170000529003 | Millclose Solar Limited | The Walnut Yard, Langley Priory Diseworth | LANGLEY PRIORY |  | DISEWORTH | DERBYSHIRE | DE74 2QQ | United Kingdom | 443289.207 | 322512.157 | ENDERBY 132kV S STN | COALVILLE 33KV S STN | WORTHINGTON 33 11kV S STN | 11 | Western Power Distribution (East Midlands) plc | Solar | Photovoltaic | No | 0 | 1.425 | 1.5 | [12 empty] | No | Connected | 2021-09-14 | 1.5 | 1.425 | 1.5 | 0.095 | 0.1 | 01/12/2015
2200042619539 | Ernesettle Community Solar Limited | Ernesettle | ERNESETTLE LANE | ERNESETTLE | PLYMOUTH | DEVON | PL5 2EY | United Kingdom | 244502.911 | 59890.909 | Landulph S.G.P. | Ernesettle Bsp | Ernesettle B & S | 11 | Western Power Distribution (South West) plc | Solar | Photovoltaic | No | 0 | 3.021 | 3.18 | [12 empty] | No | Connected | 2021-09-14 | 3.18 | 3.325 | 3.5 | 0.095 | 0.1 | 01/04/2016
1470000552530 | Sunventures 3 Ltd | BOX ROAD SOLAR PARK | CAM |  | DURSLEY | GLOUCESTERSHIRE | GL2 7AG | United Kingdom | 375261.552 | 202257.362 | IRON ACTON 132kV S STN | RYEFORD 132kV S STN | DURSLEY 33 11kV S STN | 11 | Western Power Distribution (West Midlands) plc | Solar | Photovoltaic | No | 0 | 1.425 | 1.5 | [12 empty] | No | Connected | 2021-09-14 | 1.5 | 1.425 | 1.5 | 0.048 | 0.05 | 01/02/2016
1470000568033 | G Owens & Son | Green Farm Solar | ALLENSMORE |  | HEREFORD | HEREFORDSHIRE | HR2 9AH | United Kingdom |  |  | BISHOPS WOOD 132kV S STN | HEREFORD 66kV S STN | HEREFORD SOUTH 66 11kV S STN | 11 | Western Power Distribution (West Midlands) plc | Solar | Photovoltaic | No | 0 | 0.95 | 1 | [12 empty] | No | Connected | 2021-09-14 | 1 | 0.95 | 1 | 0.1 | 0.105 | 01/03/2016
1470000405603 | Birmingham Bio Power Ltd | Birmingham Bio Power Ltd | SPEEDWELL ROAD | TYSELEY | BIRMINGHAM |  | B25 8HU | United Kingdom | 410967.493 | 285065.182 | NECHELLS EAST 132kV S STN | Boughton Rd 132/11kV | Boughton Road 132/11kv | 11 | Western Power Distribution (West Midlands) plc | Biomass | Steam turbine (thermal power plant) | No | 0 | 9.025 | 9.5 | [12 empty] | No | Connected | 2021-09-14 | 9.5 | 9.785 | 10.3 | 2.375 | 2.5 | 25/01/2016
2100041322192 | Cadoxton Reserve Power Limited | Barry Sully Moors | SULLY MOORS ROAD |  | BARRY | SOUTH GLAMORGAN | CF64 5RP | United Kingdom | 314567.249 | 168729.942 | Aberthaw Power Station | Barry Grid | 33kV connection | 33 | Western Power Distribution (South Wales) plc | Fossil Gas | Engine (combustion / reciprocating) | No | 0 | 15.2 | 16 | [12 empty] | No | Connected | 2021-09-14 | 16 | 15.2 | 16 | 0.166 | 0.175 | 01/02/2016
1170000619785 | EBS Wymeswold Limited | Wymeswold Solar Farm | BURTON LANE |  | WYMESWOLD | LEICESTERSHIRE | LE12 6UA | United Kingdom | 460171.97 | 322432.451 | RATCLIFFE ON SOAR 132kV S STN | WILLOUGHBY 33kV S STN | WILLOUGHBY 11kV S STN | 11 | Western Power Distribution (East Midlands) plc | Solar | Photovoltaic | No | 0 | 1.62 | 1.705 | [12 empty] | No | Connected | 2021-09-14 | 1.705 | 1.62 | 1.705 | 0.038 | 0.04 | 07/03/2016
1470000533253 | Troughton Farm Solar Limited | Troughton Farm | TREDINGTON COURT | TREDINGTON | TEWKESBURY | GLOUCESTERSHIRE | GL20 7BW | United Kingdom | 391496.332 | 228680.796 | PORT HAM 132kV S STN | 132kV connection | 132kV connection | 132 | Western Power Distribution (West Midlands) plc | Solar | Photovoltaic | No | 0 | 23.427 | 24.66 | [12 empty] | No | Connected | 2021-09-14 | 24.66 | 23.75 | 25 | 0.057 | 0.06 | 23/03/2016
1170000527761 | GPP Langstone LLP | Ashby-de-la-Zouch, Lount Solar Park |  |  | ASHBY DA LAN ZOUCH | LEICESTERSHIRE | LE65 1DS | United Kingdom | 437789.042 | 317752.618 | DRAKELOW 132kV | GRESLEY 33kV S STN | ASHBY 33 11kV S STN | 11 | Western Power Distribution (East Midlands) plc | Solar | Photovoltaic | No | 0 | 2.185 | 2.3 | [12 empty] | No | Connected | 2021-09-14 | 2.3 | 2.185 | 2.3 | 0.048 | 0.05 | 31/10/2015
1170000609494 | Pearmat Solar 2 Ltd | Short Hazel Solar Farm, Manchester Lane, Hartshorne | MANCHESTER LANE | HARTSHORNE | SWADLINCOTE | DERBYSHIRE | DE11 7BD | United Kingdom | 432947.027 | 320001.221 | DRAKELOW 132kV | Burton 33kV | WOODVILLE 33/11kV | 11 | Western Power Distribution (East Midlands) plc | Solar | Photovoltaic | No | 0 | 4.75 | 5 | [12 empty] | No | Connected | 2021-09-14 | 5 | 4.75 | 5 | 0.119 | 0.125 | 01/02/2016
1170000582708 | Marchington Solar Limited | Marchington Solar Farm | MORETON LANE |  | DRAYCOTT IN THE CLAY | STAFFORDSHIRE | DE6 5GX | United Kingdom | 415671.91 | 330731.135 | WILLINGTON 132kV S STN | UTTOXETER 33kV S STN | 33kV connection | 33 | Western Power Distribution (East Midlands) plc | Solar | Photovoltaic | No | 0 | 4.218 | 4.44 | [12 empty] | No | Connected | 2021-09-14 | 4.44 | 4.218 | 4.44 | 0.025 | 0.026 | 01/03/2016
1170000615007 | Holtwood Solar Limited | Holtwood Farm Solar Park | DOVERIDGE |  | HOLTWOOD | DERBYSHIRE | DE6 5JW | United Kingdom | 413208.56 | 332737.345 | WILLINGTON 132kV S STN | UTTOXETER 33kV S STN | 33kV connection | 33 | Western Power Distribution (East Midlands) plc | Solar | Photovoltaic | No | 0 | 4.322 | 4.55 | [12 empty] | No | Connected | 2021-09-14 | 4.55 | 4.322 | 4.55 | 0.08 | 0.084 | 01/03/2016
2200042475735 | AEE Renewables UK 16 Limited | NETHERMILL SOLAR FARM, WILLAND | HALBERTON ROAD | WILLAND | CULLOMPTON | DEVON | EX15 2QQ | United Kingdom | 302207.847 | 112062.257 | Exeter Main S.G.P. | Tiverton Bsp | Tiverton Junction | 11 | Western Power Distribution (South West) plc | Solar | Photovoltaic | No | 0 | 3.8 | 4 | [12 empty] | No | Connected | 2021-09-14 | 4 | 3.8 | 4 | 0.048 | 0.05 | 20/03/2015
1170000614857 | Alkane Energy CM Limited | Ex-Summit Colliery Site Kirkby in Ashfield | KIRKBY EX-SUMMIT COLLIERY |  | KIRKBY IN ASHFIELD |  | NG17 8EP | United Kingdom | 450373.982 | 357015.961 | CHESTERFIELD 132kV S STN | ANNESLEY 33kV S STN | ANNESLEY (KIRKBY) 11kV S STN | 11 | Western Power Distribution (East Midlands) plc | Biofuel landfill gas | Gas turbine (OCGT) | No | 0 | 5.7 | 6 | [12 empty] | No | Connected | 2021-09-14 | 6 | 5.7 | 6 | 0.048 | 0.05 | 31/03/2016
1470000542806 | Actrees Solar Power Limited | Actrees farm | ALKINGTON |  | BERKELEY | GLOUCESTERSHIRE | GL13 9PP | United Kingdom | 371155.994 | 198046.271 | IRON ACTON 132kV S STN | RYEFORD 132kV S STN | 33kV connection | 33 | Western Power Distribution (West Midlands) plc | Solar | Photovoltaic | No | 0 | 4.275 | 4.5 | [12 empty] | No | Connected | 2021-09-14 | 4.5 | 4.275 | 4.5 | 0.019 | 0.02 | 15/01/2016
1170000614420 | Little Irchester Solar Limited | LITTLE IRCHESTER HIGHAM ROAD | HIGHAM ROAD | LITTLE IRCHESTER | WELLINGBOROUGH | NORTHAMPTONSHIRE | NN8 2DU | United Kingdom | 490917.002 | 266296.557 | GRENDON 132kV S STN | WELLINGBOROUGH 132kV S STN | Wellingborough 132/11kv (Reserve) | 11 | Western Power Distribution (East Midlands) plc | Solar | Photovoltaic | No | 0 | 4.75 | 5 | [12 empty] | No | Connected | 2021-09-14 | 5 | 4.75 | 5 | 0.095 | 0.1 | 30/03/2016
1100050385920 | CLP Envirogas Ltd | Cotesbach Landfill Generation | WATLING STREET | SHAWELL |  |  | NULL | United Kingdom | 453715.139 | 280827.884 | COVENTRY 132kV S STN | RUGBY 132kV S STN | RUGBY 11kV S STN | 11 | Western Power Distribution (East Midlands) plc | Biofuel landfill gas | Gas turbine (OCGT) | No | 0 | 4.845 | 5.1 | [12 empty] | No | Connected | 2021-09-14 | 5.1 | 4.845 | 5.1 | 0.095 | 0.1 | 15/11/2007
1160000776817 | CLP Envirogas Ltd | Cotesbach Landfill Generation | COTESBACH LANDFILL, | GIBBET LANE | SHAWELL NR LUTTERWORTH | LEICESTER | LE17 6AA | United Kingdom | 453715.139 | 280827.884 | COVENTRY 132kV S STN | RUGBY 132kV S STN | RUGBY 11kV S STN | 11 | Western Power Distribution (East Midlands) plc | Biofuel landfill gas | Gas turbine (OCGT) | No | 0 | 1.995 | 2.1 | [12 empty] | No | Connected | 2021-09-14 | 2.1 | 4.085 | 4.3 | 0.095 | 0.1 | 28/10/2010
2200042537470 | Clean Earth Ground Mount PV Ltd | Narrow Lane Solar | NARROW LANE | SUMMERCOURT | NEWQUAY | CORNWALL | TR8 5EE | United Kingdom | 189884.121 | 56888.925 | Indian Queens S.G.P. | Fraddon Bsp | Fraddon | 11 | Western Power Distribution (South West) plc | Solar | Photovoltaic | No | 0 | 1.52 | 1.6 | [12 empty] | No | Connected | 2021-09-14 | 1.6 | 1.425 | 1.5 | 0.043 | 0.045 | 15/09/2015
1170000601991 | Sune Elton Farm Solar Limited | Shelton Lodge | ELTON |  | NOTTINGHAM | NOTTINGHAMSHIRE | NG13 9LG | United Kingdom | 476849.054 | 339535.856 | STAYTHORPE C 132kV S STN | HAWTON 33kV S STN | 33kV connection | 33 | Western Power Distribution (East Midlands) plc | Solar | Photovoltaic | No | 0 | 3.325 | 3.5 | [12 empty] | No | Connected | 2021-09-14 | 3.5 | 3.325 | 3.5 | 0.039 | 0.041 | 22/12/2015
1170000586508 | West End Farm PV Limited | West End Farm | TOWN STREET | TRESWELL | RETFORD | NOTTINGHAMSHIRE | DN22 0EG | United Kingdom | 477049.152 | 378763.647 | STAYTHORPE C 132kV S STN | CHECKERHOUSE 33kV S STN | 33kV connection | 33 | Western Power Distribution (East Midlands) plc | Solar | Photovoltaic | No | 0 | 7.03 | 7.4 | [12 empty] | No | Connected | 2021-09-14 | 7.4 | 7.03 | 7.4 | 0.057 | 0.06 | 18/12/2015
2100041320691 | Pant Y Moch Renewables Limited | Pant Y Moch farm, Mynydd Emroc | PENYCAE |  | PORT TALBOT | WEST GLAMORGAN | SA13 2UT | United Kingdom | 277743.863 | 190485.772 | Swansea North Grid | Briton Ferry Grid | 33kV connection | 33 | Western Power Distribution (South Wales) plc | Solar | Photovoltaic | No | 0 | 9.485 | 9.984 | [12 empty] | No | Connected | 2021-09-14 | 9.984 | 4.218 | 4.44 | 0.024 | 0.025 | 01/11/2015
2100041275356 | Lightsource SPV 105 Limited | Maes Bach Solar Farm | WILLOWFORD ROAD |  | TONTEG | MID GLAMORGAN | CF38 1SL | United Kingdom | 310472.161 | 185195.598 | Upper Boat | Upper Boat Bsp | Upper Boat Primary | 11 | Western Power Distribution (South Wales) plc | Solar | Photovoltaic | No | 0 | 3.325 | 3.5 | [12 empty] | No | Connected | 2021-09-14 | 3.5 | 3.325 | 3.5 | 0.237 | 0.25 | 16/12/2015
1170000567550 | Sun and Soil Renewable 21 Ltd | Yeldersley Ladyhole Solar Farm | YELDERSLEY |  | ASHBOURNE | DERBYSHIRE | DE6 1LR | United Kingdom | 420777.957 | 345621.13 | WILLINGTON 132kV S STN | WINSTER 33kV S STN | ASHBOURNE 33 11kV S STN | 11 | Western Power Distribution (East Midlands) plc | Solar | Photovoltaic | No | 0 | 2.375 | 2.5 | [12 empty] | No | Connected | 2021-09-14 | 2.5 | 2.375 | 2.5 | 0.142 | 0.15 | 22/03/2016
2100041329978 | Trecastle Renewables Limited | Trecastle Solar Farm | TYLA COCH SOLAR | TRECASTLE FARM | PONTYCLUN | MID GLAMORGAN | CF72 9LY | United Kingdom | 302585.519 | 181500.667 | Upper Boat | Pontyclun Primary | Pontyclun 132/11kV | 11 | Western Power Distribution (South Wales) plc | Solar | Photovoltaic | No | 0 | 3.796 | 3.996 | [12 empty] | No | Connected | 2021-09-14 | 3.996 | 3.8 | 4 | 0.048 | 0.05 | 16/12/2015
1170000568962 | Exeter RP Limited | Ripley, Asher Lane, Asher Lane STOR Site | ASHER LANE |  | RIPLEY | DERBYSHIRE | DE5 3SW | United Kingdom | 439426.428 | 351799.49 | WILLINGTON 132kV S STN | HEANOR 33kV S STN | RIPLEY 33 11kV S STN | 11 | Western Power Distribution (East Midlands) plc | Fossil Gas | Engine (combustion / reciprocating) | Yes | 0 | 4.75 | 5 | [12 empty] | No | Connected | 2021-09-14 | 5 | 4.75 | 5 | 0.142 | 0.15 | 14/12/2015
2100041329072 | Llancadle Solar Farm Limited | Llancadle - Llancadle Solar Farm | LLANCADLE ROAD |  | LLANCADLE | VALE OF GLAMORGAN | CF62 3AQ | United Kingdom | 303112.328 | 168619.07 | Aberthaw Power Station | East Aberthaw | 33kV connection | 33 | Western Power Distribution (South Wales) plc | Solar | Photovoltaic | No | 0 | 3.705 | 3.9 | [12 empty] | No | Connected | 2021-09-14 | 3.9 | 3.705 | 3.9 | 0.19 | 0.2 | 01/12/2015
1170000579928 | AVERILL FARM LIMITED | Averill Farm | MORTON |  | ALFRETON | DERBYSHIRE | DE55 6HB | United Kingdom | 440487.169 | 361420.862 | CHESTERFIELD 132kV S STN | CHESTERFIELD 33kV S STN | 33kV connection | 33 | Western Power Distribution (East Midlands) plc | Solar | Photovoltaic | No | 0 | 3.557 | 3.744 | [12 empty] | No | Connected | 2021-09-14 | 3.744 | 3.557 | 3.744 | 0.04 | 0.042 | 16/12/2015
1170000598043 | F&S Manor Farm Limited | Manor Farm Solar Farm | RAVESTONE LANE |  | HORTON | NORTHAMPTONSHIRE | NN7 2BH | United Kingdom | 483572.08 | 253438.218 | GRENDON 132kV S STN | NORTHAMPTON EAST 33kV S STN | 33kV connection | 33 | Western Power Distribution (East Midlands) plc | Solar | Photovoltaic | No | 0 | 3.8 | 4 | [12 empty] | No | Connected | 2021-09-14 | 4 | 3.8 | 4 | 0.019 | 0.02 | 23/12/2015
1470000540552 | Beegreen Solar Ltd | Yorkley farm |  |  | YORKLEY | GLOUCESTERSHIRE | GL15 4TY | United Kingdom | 363295.831 | 204948.741 | PORT HAM 132kV S STN | LYDNEY 33kV S STN | 33kV connection | 33 | Western Power Distribution (West Midlands) plc | Solar | Photovoltaic | No | 0 | 4.75 | 5 | [12 empty] | No | Connected | 2021-09-14 | 5 | 4.75 | 5 | 0.048 | 0.05 | 16/12/2015
2200042326059 | Capital Stage Cullompton Limited | Cullompton, Westcott, | WESTCOTT |  | CULLOMPTON | DEVON | EX15 1SA | United Kingdom | 301785.916 | 103740.467 | Exeter Main S.G.P. | Tiverton Bsp | 33kV connection | 33 | Western Power Distribution (South West) plc | Solar | Photovoltaic | No | 0 | 3.42 | 3.6 | [12 empty] | No | Connected | 2021-09-14 | 3.6 | 3.878 | 4.082 | 0.057 | 0.06 | 21/12/2015
1170000592237 | FIM Solar Distribution LLP | Wymeswold Narrow Lane PV | NARROW LANE |  | WYMESWOLD | LEICESTERSHIRE | LE12 6SE | United Kingdom | 462656.843 | 323156.217 | RATCLIFFE ON SOAR 132kV S STN | WILLOUGHBY 33kV S STN | 33kV connection | 33 | Western Power Distribution (East Midlands) plc | Solar | Photovoltaic | No | 0 | 3.914 | 4.12 | [12 empty] | No | Connected | 2021-09-14 | 4.12 | 3.914 | 4.12 | 0.095 | 0.1 | 21/12/2015
1170000602071 | Lightsource SPV 193 Ltd | RATCLIFFE CULEY RATCLIFFE HOUSE FARM | RATCLIFFE CULEY |  | ATHERSTONE | LEICESTERSHIRE | CV9 3LZ | United Kingdom | 433507.136 | 298880.441 | LEA MARSTON 132kV S STN | TAMWORTH 33kV S STN | ATHERSTONE 33 11kV S STN | 11 | Western Power Distribution (East Midlands) plc | Solar | Photovoltaic | No | 0 | 1.9 | 2 | [12 empty] | No | Connected | 2021-09-14 | 2 | 1.9 | 2 | 0.048 | 0.05 | 18/12/2015
2100041330928 | KS SPV 53 Limited | Hafod Y Dafal Solar Farm, Aberbeeg | HAFOD-Y-DAFAL | ABERBEEG | ABERTILLERY | GWENT | NP13 2ER | United Kingdom | 319994.46 | 203688.99 | Rassau G.S.P. | Crumlin | 33kV connection | 33 | Western Power Distribution (South Wales) plc | Solar | Photovoltaic | No | 0 | 5.928 | 6.24 | [12 empty] | No | Connected | 2021-09-14 | 6.24 | 5.928 | 6.24 | 0.095 | 0.1 | 15/12/2015
1170000552730 | Stragglethorpe Energy Limited | Stragglethorpe Anaerobic Digestion Plant | FIELDS FARM | NOTTINGHAM ROAD | NOTTINGHAM | NOTTINGHAMSHIRE | NG12 2JS | United Kingdom |  |  | Stoke Bardolph 132kv | NOTTINGHAM EAST 33kV S STN | COTGRAVE 33 11kV S STN | 11 | Western Power Distribution (East Midlands) plc | Biomass | Steam turbine (thermal power plant) | No | 0 | 0.95 | 1 | [12 empty] | No | Connected | 2021-09-14 | 1 | 0.95 | 1 | 0.19 | 0.2 | 15/12/2015
1470000558220 | Severn Trent Water Limited | BROMSGROVE SEWAGE TREATMENT WORKS | SEWAGE WORKS | ASTON ROAD | BROMSGROVE | WORCESTERSHIRE | B60 3EX | United Kingdom | 395818.806 | 268681.64 | BISHOPS WOOD 132kV S STN | UPTON WARREN 132kV S STN | Upton Warren 132/66/11kV | 11 | Western Power Distribution (West Midlands) plc | Solar | Photovoltaic | No | 0 | 1.311 | 1.38 | [12 empty] | No | Connected | 2021-09-14 | 1.38 | 1.311 | 1.38 | 0.285 | 0.3 | 10/12/2015
2200042591636 | CSI Wick Road Solar PV Limited | Wick Road Solar Farm | BRISTOL ROAD | HEWISH | WESTON-SUPER-MARE | NORTH SOMERSET | BS24 6RD | United Kingdom | 339100.73 | 163233.8 | Bridgwater S.G.P. | Churchill Bsp 132kv | Westwick | 11 | Western Power Distribution (South West) plc | Solar | Photovoltaic | No | 0 | 7.03 | 7.4 | [12 empty] | No | Connected | 2021-09-14 | 7.4 | 7.03 | 7.4 | 0.095 | 0.1 | 17/12/2015
2200042414867 | TGC Solar Carditch Drove Limited | Congresbury Carditch Drove | CARDITCH DROVE | CONGRESBURY | BRISTOL | NORTH SOMERSET | BS49 5JX | United Kingdom | 342763.996 | 161395.95 | Bridgwater S.G.P. | Churchill Bsp 132kv | 33kV connection | 33 | Western Power Distribution (South West) plc | Solar | Photovoltaic | No | 0 | 4.104 | 4.32 | [12 empty] | No | Connected | 2021-09-14 | 4.32 | 4.104 | 4.32 | 0.024 | 0.025 | 18/12/2015
1170000527558 | Grantham Solar Farm Limited | pasture farm | GONERBY LANE | ALLINGTON | GRANTHAM | LINCOLNSHIRE | NG32 2DU | United Kingdom | 488401.917 | 339775.539 | BICKER FEN 132kV S STN | GRANTHAM NORTH 132KV S STN | GRANTHAM NORTH 11kV S STN | 11 | Western Power Distribution (East Midlands) plc | Solar | Photovoltaic | No | 0 | 3.8 | 4 | [12 empty] | No | Connected | 2021-09-14 | 4 | 3.8 | 4 | 0.048 | 0.05 | 17/12/2015
1470000548427 | Lightsource SPV 39 Ltd | Sheriffhales Solar Farm | SHERIFFHALES | SHIFNAL | TELFORD | SHROPSHIRE | TF11 8QY | United Kingdom | 374816.882 | 312499.623 | IRONBRIDGE 132kV S STN | KETLEY 132kV S STN | 33kV connection | 33 | Western Power Distribution (West Midlands) plc | Solar | Photovoltaic | No | 0 | 6.507 | 6.85 | [12 empty] | No | Connected | 2021-09-14 | 6.85 | 6.507 | 6.85 | 0.048 | 0.05 | 15/12/2015
2100041330236 | Court Solarfarm Limited | Court Solar Farm, Treoes, Bridgend | TREOES |  | BRIDGEND | VALE OF GLAMORGAN | CF35 5DD | United Kingdom | 294750.977 | 178444.071 | Pyle Grid | Waterton Industrial Grid | Waterton Industrial Primary | 11 | Western Power Distribution (South Wales) plc | Solar | Photovoltaic | No | 0 | 1.9 | 2 | [12 empty] | No | Connected | 2021-09-14 | 2 | 1.9 | 2 | 0.019 | 0.02 | 28/01/2016
1470000552441 | Upper Wick Solar Park Ltd | Upper Wick Solar Farm | MANOR FARM | UPPER WICK | DURSLEY | GLOUCESTERSHIRE | GL11 6DE | United Kingdom | 372218.694 | 196470.731 | IRON ACTON 132kV S STN | RYEFORD 132kV S STN | 33kV connection | 33 | Western Power Distribution (West Midlands) plc | Solar | Photovoltaic | No | 0 | 3.99 | 4.2 | [12 empty] | No | Connected | 2021-09-14 | 4.2 | 3.99 | 4.2 | 0.048 | 0.05 | 18/12/2015
1170000606670 | Debdale Solar Ltd | Debdale Solar PV | DEBDALE LANE |  | MANSFIELD | NOTTINGHAMSHIRE | NG19 7EZ | United Kingdom |  |  | CHESTERFIELD 132kV S STN | MANSFIELD 33kV S STN | MANSFIELD 11kV S STN | 11 | Western Power Distribution (East Midlands) plc | Solar | Photovoltaic | No | 0 | 3.61 | 3.8 | [12 empty] | No | Connected | 2021-09-14 | 3.8 | 3.61 | 3.8 | 0.067 | 0.07 | 21/03/2016
1170000587282 | Canopus Farm Solar Limited | Canopus Farm | FRITH BANK |  | BOSTON | LINCOLNSHIRE | PE22 7BD | United Kingdom | 530576.449 | 347622.123 | WALPOLE 132kV S STN | BOSTON 33kV S STN | 33kV connection | 33 | Western Power Distribution (East Midlands) plc | Solar | Photovoltaic | No | 0 | 4.389 | 4.62 | [12 empty] | No | Connected | 2021-09-14 | 4.62 | 4.389 | 4.62 | 0.048 | 0.05 | 10/12/2015
2200042446975 | SunE Project6 Limited | Steer Point, Brixton, Devon | STEER POINT |  | BRIXTON | DEVON | PL8 2DQ | United Kingdom | 255828.155 | 53167.591 | Abham S.G.P. | Plympton Bsp | 33kV connection | 33 | Western Power Distribution (South West) plc | Solar | Photovoltaic | No | 0 | 3.715 | 3.91 | [12 empty] | No | Connected | 2021-09-14 | 3.91 | 3.715 | 3.91 | 0.019 | 0.02 | 18/12/2015
2200042437368 | MTS Francis Court Solar Limited | Exeter, Francis Court Farm | POLTIMORE |  | EXETER | DEVON | EX4 0BQ | United Kingdom | 296609.419 | 97966.867 | Exeter Main S.G.P. | Sowton Bsp | 33kV connection | 33 | Western Power Distribution (South West) plc | Solar | Photovoltaic | No | 0 | 1.938 | 2.04 | [12 empty] | No | Connected | 2021-09-14 | 2.04 | 3.23 | 3.4 | 0.028 | 0.03 | 17/12/2015
1170000604050 | BRAFIELD SOLAR LIMITED | Brafield on the Green Solar Park | HORTON ROAD | BRAFIELD ON THE GREEN | NORTHAMPTON | NORTHAMPTONSHIRE | NN7 2BA | United Kingdom | 482409.1 | 257097.411 | GRENDON 132kV S STN | NORTHAMPTON EAST 33kV S STN | 33kV connection | 33 | Western Power Distribution (East Midlands) plc | Solar | Photovoltaic | No | 0 | 3.562 | 3.75 | [12 empty] | No | Connected | 2021-09-14 | 3.75 | 3.562 | 3.75 | 0.095 | 0.1 | 31/03/2016
2200042563230 | Sigma Solar Limited | CREWKERNE SOLAR FARM CREWKERNE | LOWER SEVERALLS FARM |  | CREWKERNE | SOMERSET | TA18 7NX | United Kingdom | 345730.316 | 111305.981 | Axminster S.G.P. | Woodcote Bsp | 33kV connection | 33 | Western Power Distribution (South West) plc | Solar | Photovoltaic | No | 0 | 3.876 | 4.08 | [12 empty] | No | Connected | 2021-09-14 | 4.08 | 7.91 | 8.326 | 0.048 | 0.05 | 08/12/2015
2200042574231 | Chelwood Solar Limited | CHELWOOD 33KV SOLAR FARM | CHELWOOD |  | BRISTOL | EAST SOMERSET | BS39 4NW | United Kingdom | 364359.552 | 161111.797 | Seabank Sgp | Radstock Bsp 132kv | 33kV connection | 33 | Western Power Distribution (South West) plc | Solar | Photovoltaic | No | 0 | 3.678 | 3.872 | [12 empty] | No | Connected | 2021-09-14 | 3.872 | 3.678 | 3.872 | 0.043 | 0.045 | 10/12/2015
1170000594270 | St Solar Invest Leicestershire 2 Limited | Lindridge Farm Solar Park | LINDRIDGE LANE | DESFORD | LEICESTER | LEICESTERSHIRE | LE9 9FD | United Kingdom | 446012.061 | 305142.893 | ENDERBY 132kV S STN | COALVILLE 33KV S STN | 33kV connection | 33 | Western Power Distribution (East Midlands) plc | Solar | Photovoltaic | No | 0 | 3.762 | 3.96 | [12 empty] | No | Connected | 2021-09-14 | 3.96 | 3.762 | 3.96 | 0.048 | 0.05 | 29/12/2015
1170000605240 | Sywell Solar Limited | Sywell PV | SYWELL ROAD | MEARS ASHBY | NORTHAMPTON | NORTHAMPTONSHIRE | NN6 0DL | United Kingdom | 483887.78 | 268451.32 | GRENDON 132kV S STN | WELLINGBOROUGH 33kV S STN | 33kV connection | 33 | Western Power Distribution (East Midlands) plc | Solar | Photovoltaic | No | 0 | 9.5 | 10 | [12 empty] | No | Connected | 2021-09-14 | 10 | 9.5 | 10 | 0.095 | 0.1 | 03/12/2015
2200042582455 | Lightsource SPV 135 Limited | WELLINGTON RED HILL FARM | WHITE BALL |  | WELLINGTON | SOMERSET | TA21 0LX | United Kingdom | 308862.809 | 118093.154 | Taunton S.G.P. | Taunton Main Bsp | 33kV connection | 33 | Western Power Distribution (South West) plc | Solar | Photovoltaic | No | 0 | 4.531 | 4.77 | [12 empty] | No | Connected | 2021-09-14 | 4.77 | 3.75 | 3.947 | 0.048 | 0.05 | 09/12/2015
2200042569161 | Capital Stage Tonedale LLP | WELLINGTON TONEDALE FARM | LINDEN HILL |  | WELLINGTON | SOMERSET | TA21 0DW | United Kingdom | 312186.613 | 120902.868 | Taunton S.G.P. | Taunton Main Bsp | 33kV connection | 33 | Western Power Distribution (South West) plc | Solar | Photovoltaic | No | 0 | 3.8 | 4 | [12 empty] | No | Connected | 2021-09-14 | 4 | 4.362 | 4.592 | 0.475 | 0.5 | 03/12/2015
2200042244682 | Sunsave 7 (Luscott Barton) Limited | Luscott Barton, Ashford, Barnstaple, | ASHFORD |  | BARNSTAPLE | DEVON | EX31 4DE | United Kingdom | 251941.033 | 136788.402 | Alverdiscott S.G.P. | East Yelland Bsp | 33kV connection | 33 | Western Power Distribution (South West) plc | Solar | Photovoltaic | No | 0 | 3.876 | 4.08 | [12 empty] | No | Connected | 2021-09-14 | 4.08 | 3.876 | 4.08 | 0.057 | 0.06 | 30/11/2015
2100041240353 | Sunsave 23 (Yerbeston) Limited | Yerbeston Solar Farm | YERBESTON |  | KILGETTY | DYFED | SA68 0NS | United Kingdom | 207035.966 | 209101.88 | Pembroke Power Station | Haverfordwest Grid | 33kV connection | 33 | Western Power Distribution (South Wales) plc | Solar | Photovoltaic | No | 0 | 4.731 | 4.98 | [12 empty] | No | Connected | 2021-09-14 | 4.98 | 4.75 | 5 | 0.048 | 0.05 | 27/11/2015
2200042475442 | Second Energy Limited | Shepton Mallet, Pylle Solar Park, Lower Easton Farm, Pylle, | LOWER EASTON FARM | PYLLE | SHEPTON MALLET |  | BA4 6SY | United Kingdom | 362968.437 | 138819.606 | Seabank Sgp | Radstock Bsp 132kv | 33kV connection | 33 | Western Power Distribution (South West) plc | Solar | Photovoltaic | No | 0 | 7.524 | 7.92 | [12 empty] | No | Connected | 2021-09-14 | 7.92 | 7.524 | 7.92 | 0.048 | 0.05 | 27/11/2015
1170000544492 | Stonehaven Wind Turbine Limited | Off Bagworth Rd, Barlestone | STONEHAVEN FARM | BAGWORTH ROAD | NEWBOLD VERDON | LEICESTERSHIRE | LE9 9NB | United Kingdom | 444629.4 | 305897.54 | ENDERBY 132kV S STN | COALVILLE 33KV S STN | OSBASTON 33 11kV S STN | 11 | Western Power Distribution (East Midlands) plc | Wind | Onshore wind turbines | No | 0 | 1.425 | 1.5 | [12 empty] | No | Connected | 2021-09-14 | 1.5 | 1.425 | 1.5 | 0.033 | 0.035 | 15/09/2015
2200042591361 | John Wainwright & Co Limited | Rockingham Business Park - BRISTOL | ROCKINGHAM BUSINESS PARK | SMOKE LANE | BRISTOL |  | BS11 0FJ | United Kingdom | 352529.181 | 180905.624 | Seabank Sgp | Avonmouth Bsp | Avonmouth | 11 | Western Power Distribution (South West) plc | Solar | Photovoltaic | No | 0 | 0.19 | 0.2 | [12 empty] | No | Connected | 2021-09-14 | 0.2 | 0.19 | 0.2 | 0.95 | 1 | 26/11/2015
1170000586614 | Fields Farm Solar Limited | Field Farm Solar Farm | OFF KINETON LANE |  | SOUTHAM | WARWICKSHIRE | CV47 2DG | United Kingdom | 440399.648 | 260974.16 | BERKSWELL 132kV S STN | HARBURY 33kV S STN | 33kV connection | 33 | Western Power Distribution (East Midlands) plc | Solar | Photovoltaic | No | 0 | 4.18 | 4.4 | [12 empty] | No | Connected | 2021-09-14 | 4.4 | 4.18 | 4.4 | 0.048 | 0.05 | 01/02/2016
1470000360867 | Renishaw Plc | New Mills | NEW MILLS |  | WOTTON UNDER EDGE | GLOUCESTERSHIRE | GL12 8JR | United Kingdom | 373727.498 | 192934.229 | IRON ACTON 132kV S STN | RYEFORD 132kV S STN | HAMMERLEY DOWN 33 11kV S STN | 11 | Western Power Distribution (West Midlands) plc | Solar | Photovoltaic | No | 0 | 0.253 | 0.266 | [12 empty] | No | Connected | 2021-09-14 | 0.266 | 0.465 | 0.49 | 2.85 | 3 | 18/03/2015
1470000520306 | Sunsave 38 (Cheshire Coppice) Ltd | TELFORD, CHESHIRE COPPICE SOLAR | ADMASTON |  | TELFORD | SHROPSHIRE | TF5 0BS | United Kingdom | 362342.215 | 314356.819 | SHREWSBURY 132kV S STN | Shrewsbury 132/33kV | DOTHILL 33 11kV S STN | 11 | Western Power Distribution (West Midlands) plc | Solar | Photovoltaic | No | 0 | 3.876 | 4.08 | [12 empty] | No | Connected | 2021-09-14 | 4.08 | 3.876 | 4.08 | 0.028 | 0.03 | 15/12/2015
1170000579272 | SPF Somersall Ltd | Somersall Mill Solar Park Doveridge | GROVE LANE | DOVERIDGE | ASHBOURNE | DERBYSHIRE | DE6 5PB | United Kingdom | 413277.275 | 334093.768 | WILLINGTON 132kV S STN | UTTOXETER 33kV S STN | MARCHINGTON 33 11kV S STN | 11 | Western Power Distribution (East Midlands) plc | Solar | Photovoltaic | No | 0 | 1.9 | 2 | [12 empty] | No | Connected | 2021-09-14 | 2 | 1.9 | 2 | 0.095 | 0.1 | 16/12/2015
1170000596551 | Solardev 2 Ltd | Kirton End | WASHDYLE LANE | KIRTON | BOSTON | LINCOLNSHIRE | PE20 1PR | United Kingdom | 528463.902 | 338870.005 | WALPOLE 132kV S STN | BOSTON 33kV S STN | KIRTON 33 11kV S STN | 11 | Western Power Distribution (East Midlands) plc | Solar | Photovoltaic | No | 0 | 2.565 | 2.7 | [12 empty] | No | Connected | 2021-09-14 | 2.7 | 2.565 | 2.7 | 0.095 | 0.1 | 20/11/2015
2200042598650 | Exeter City Council | Exeter - Livestock Market Matford Park Rd - HV Connection | MATFORD PARK ROAD | MATFORD BUSINESS PARK | EXETER | DEVON | EX2 8FD | United Kingdom | 292564.214 | 89707.095 | Exeter Main S.G.P. | Exeter City Bsp | Marsh Barton | 11 | Western Power Distribution (South West) plc | Solar | Photovoltaic | No | 0 | 1.425 | 1.5 | [12 empty] | No | Connected | 2021-09-14 | 1.5 | 1.425 | 1.5 | 0.285 | 0.3 | 18/12/2015
2100041265818 | Cynon Power Limited | ABERDARE Aberaman Generation Substation | ABERAMAN INDUSTRIAL ESTATE | ABERAMAN | ABERDARE | MID GLAMORGAN | CF44 6DA | United Kingdom | 302138.734 | 200785.199 | Upper Boat | Mountain Ash Grid | 33kV connection | 33 | Western Power Distribution (South Wales) plc | Biofuel landfill gas | Gas turbine (OCGT) | No | 0 | 15.2 | 16 | [12 empty] | No | Connected | 2021-09-14 | 16 | 16.72 | 17.6 | 0.214 | 0.225 | 16/11/2015
1170000598708 | Snowdome Group Limited | TAMWORTH Snowdome River Drive | RIVER DRIVE |  | TAMWORTH | STAFFORDSHIRE | B79 7ND | United Kingdom | 420881.365 | 303486.946 | LEA MARSTON 132kV S STN | TAMWORTH TOWN 132kV S STN | TAMWORTH TOWN 11kV S STN | 11 | Western Power Distribution (East Midlands) plc | Solar | Photovoltaic | No | 0 | 0.228 | 0.24 | [12 empty] | No | Connected | 2021-09-14 | 0.24 | 0.228 | 0.24 | 1.235 | 1.3 | 30/11/2015
1170000580621 | Anesco Stud Farm Limited | Rufford Solar Stud Farm | STUD FARM |  | RUFFORD | NEWARK | NG22 9HB | United Kingdom | 464847.675 | 362074.351 | CHESTERFIELD 132kV S STN | CLIPSTONE 33kV S STN | BILSTHORPE 33 11kV S STN | 11 | Western Power Distribution (East Midlands) plc | Solar | Photovoltaic | No | 0 | 1.9 | 2 | [12 empty] | No | Connected | 2021-09-14 | 2 | 1.9 | 2 | 0.048 | 0.05 | 01/12/2015
1170000558626 | J Sainsbury plc | TAMWORTH, Distribution Centre Relay Park | RELAY DRIVE | STONYDELPH | TAMWORTH | STAFFORDSHIRE | B77 5PR | United Kingdom | 423895.614 | 301319.477 | LEA MARSTON 132kV S STN | TAMWORTH 33kV S STN | TAMWORTH GRID 11kV S STN | 11 | Western Power Distribution (East Midlands) plc | Solar | Photovoltaic | No | 0 | 2.232 | 2.35 | [12 empty] | No | Connected | 2021-09-14 | 2.35 | 2.232 | 2.35 | 0.636 | 0.67 | 10/11/2015
2200042278956 | Steadfast Molland Solar Limited | South Molton Bommertown Farm, Commertown Cross Roads | BOTTREAUX MILL |  | SOUTH MOLTON | DEVON | EX36 3PS | United Kingdom | 282212.186 | 125549.446 | Taunton S.G.P. | Taunton Main Bsp | 33kV connection | 33 | Western Power Distribution (South West) plc | Solar | Photovoltaic | No | 0 | 3.876 | 4.08 | [12 empty] | No | Connected | 2021-09-14 | 4.08 | 3.876 | 4.08 | 0.057 | 0.06 | 04/12/2015
1170000598061 | Temple Normanton Solar Limited | TEMPLE NORMANTON SOLAR FARM | HASSOCKY LANE | TEMPLE NORMANTON | CHESTERFIELD | DERBYSHIRE | S42 5DG | United Kingdom | 441772.801 | 368199.908 | CHESTERFIELD 132kV S STN | CHESTERFIELD 33kV S STN | GRASSMOOR 33 11kV S STN | 11 | Western Power Distribution (East Midlands) plc | Solar | Photovoltaic | No | 0 | 4.75 | 5 | [12 empty] | No | Connected | 2021-09-14 | 5 | 4.75 | 5 | 0.142 | 0.15 | 18/12/2015
1170000474393 | Push Energy (Decoy) Ltd | Decoy Farm Organic Recycling Ltd | AD PLANT | SPALDING ROAD | PETERBOROUGH | CAMBRIDGESHIRE | PE6 0LX | United Kingdom | 525404.817 | 321105.873 | WALPOLE 132kV S STN | SPALDING CLAY LAKE 33kV S STN | 33kV connection | 33 | Western Power Distribution (East Midlands) plc | Biofuel biogas from anaerobic digestion (excluding landfill & sewage) | Engine (combustion / reciprocating) | Yes | 0 | 18 | 18.947 | [12 empty] | No | Accecpted to Connect | 2021-09-14 | [6 empty] | 18.947 | 18 | 18.947 | 0 | 0 | 06/08/2013 | N/A
1470000132031 | Severn Trent Water Limited | Tittesworth Reservoir | TITTESWORTH WATER TREATMENT WORKS |  | LEEK | STAFFORDSHIRE | ST13 8TQ | United Kingdom |  |  | Cellarhead 132kV | WHITFIELD 132 33kV S STN | LEEK 33 11kV S STN | 11 | Western Power Distribution (West Midlands) plc | Fossil oil | Engine (combustion / reciprocating) | No | 0 | 2.148 | 2.261 | [12 empty] | No | Connected | 2021-09-14 | 2.261 | 1.335 | 1.405 | 0.855 | 0.9 | 01/12/2012
1170000597963 | Coventry University | Energy Centre, Whitefriars Street, Coventry, CV1 2HF | WHITEFRIARS STREET |  | COVENTRY |  | CV1 2HF | United Kingdom | 433801.259 | 278778.01 | BERKSWELL 132kV S STN | COVENTRY CENTRAL 33kV S STN | COX STREET 33 6 6kV S STN | 6.6 | Western Power Distribution (East Midlands) plc | Solar | Photovoltaic | No | 0 | 0.037 | 0.039 | [12 empty] | No | Connected | 2021-09-14 | 0.039 | 0.475 | 0.5 | 4.18 | 4.4 | 22/03/2017
1470000446799 | Norbar Torque Tools Ltd | Wildmere Road | WILDMERE ROAD |  | BANBURY | OXFORDSHIRE | OX16 3JU | United Kingdom | 446606.916 | 242151.378 | EAST CLAYDON 132KV S STN | BANBURY 132kV S STN | Banbury 132/11kV | 11 | Western Power Distribution (West Midlands) plc | Solar | Photovoltaic | No | 0 | 0 | 0 | [12 empty] | No | Connected | 2021-09-14 | 0 | 0.95 | 1 | 0.931 | 0.98 | 42074
1470000545462 | Screwfix Direct Ltd | STANLEY MATTHEWS WAY | STANLEY MATTHEWS WAY | TRENTHAM LAKES SOUTH | STOKE-ON-TRENT | STAFFORDSHIRE | ST4 8GR | United Kingdom | 388515.994 | 342058.006 | Cellarhead 132kV | BOOTHEN 132kV S STN | Boothen 132/33/11kV | 11 | Western Power Distribution (West Midlands) plc | Solar | Photovoltaic | No | 0 | 1.506 | 1.585 | [12 empty] | No | Connected | 2021-09-14 | 1.585 | 1.411 | 1.485 | 1.206 | 1.27 | 01/01/2010
1100050591713 | Novera Energy Generation No.2 Limited | PARK STREET | PARK ROAD | NEWHALL | SWADLINCOTE | DERBYSHIRE | DE11 0TX | United Kingdom | 427712.399 | 320304.137 | DRAKELOW 132kV | GRESLEY 33kV S STN | GRESLEY 11kV S STN | 11 | Western Power Distribution (East Midlands) plc | Biofuel landfill gas | Gas turbine (OCGT) | No | 0 | 1.548 | 1.63 | [12 empty] | No | Connected | 2021-09-14 | 1.63 | 1.235 | 1.3 | 0.048 | 0.05 | 29/06/2001
1470000544510 | Severn Trent Water Limited | TRIMPLEY WATER TREATMENT WORKS | TRIMPLEY SOLAR PARK |  | TRIMPLEY | WORCESTERSHIRE | DY12 1PJ | United Kingdom | 377178.966 | 278960.338 | BISHOPS WOOD 132kV S STN | STOURPORT 132 66 33kV S STN | WRIBBENHALL 33 11kV S STN | 11 | Western Power Distribution (West Midlands) plc | Solar | Photovoltaic | No | 0 | 0.375 | 0.395 | [12 empty] | No | Connected | 2021-09-14 | 0.395 | 0.375 | 0.395 | 5.225 | 5.5 | 24/03/2016
1170000541757 | Blankney Estates Ltd | NAVENBY, The Grange | TEMPLE GRANGE | NAVENBY | LINCOLN | LINCOLNSHIRE | LN5 0AU | United Kingdom | 502885.397 | 357857.126 | WEST BURTON 132kV S STN | LINCOLN MAIN No 1 33kV S STN | METHERINGHAM 33 11kV S STN | 11 | Western Power Distribution (East Midlands) plc | Biofuel landfill gas | Gas turbine (OCGT) | No | 0 | 0.19 | 0.2 | [12 empty] | No | Connected | 2021-09-14 | 0.2 | 0.19 | 0.2 | 1.425 | 1.5 | 27/11/2015
1470000544014 | DPD Group UK Limited | DPD Group UK Limited | BROADWELL ROAD |  | OLDBURY |  | B69 4DA | United Kingdom | 399689.061 | 289615.613 | OLDBURY 132kV | Oldbury B 132kV | Oldbury B 11kV | 11 | Western Power Distribution (West Midlands) plc | Solar | Photovoltaic | No | 0 | 0.95 | 1 | [12 empty] | No | Connected | 2021-09-14 | 1 | 0.474 | 0.499 | 1.197 | 1.26 | 01/11/2016
1170000448710 | Crow Trees Solar Farm Ltd | SUTTON IN ASHFIELD Crow Trees Solar Farm Pinxton Lane | PINXTON LANE | FULWOOD | SUTTON IN ASHFIELD | NOTTINGHAMSHIRE | NG17 1JF | United Kingdom | 447050.847 | 356954.733 | CHESTERFIELD 132kV S STN | PINXTON 132kV S STN | PINXTON 11kV S STN | 11 | Western Power Distribution (East Midlands) plc | Solar | Photovoltaic | No | 0 | 3.334 | 3.51 | [12 empty] | No | Connected | 2021-09-14 | 3.51 | 3.334 | 3.51 | 0.021 | 0.022 | 21/12/2015
1170000409701 | Push Energy (Hall Farm) Limited | Hall Farm Solar Farm | MAIN STREET | NEWBOLD VERDON | LEICESTER | LEICESTERSHIRE | LE9 9NL | United Kingdom | 443179.569 | 303237.998 | ENDERBY 132kV S STN | COALVILLE 33KV S STN | 33kV connection | 33 | Western Power Distribution (East Midlands) plc | Solar | Photovoltaic | No | 0 | 10.001 | 10.527 | [12 empty] | No | Connected | 2021-09-14 | 10.527 | 5.001 | 5.264 | 5.846 | 6.154 | 04/12/2015
1425047000009 | Solvay Solutions UK Limited | OLDBURY, Station Road | LANGLEY | OLDBURY |  |  | B69 4LU | United Kingdom | 399435 | 288258.776 | Oldbury 132kV | Birchfield Lane 132/11kV | Albright and wilson - Oldbury | 11 | Western Power Distribution (West Midlands) plc | Fossil Gas | Engine (combustion / reciprocating) | Yes | 0 | 1.425 | 1.5 | [12 empty] | No | Connected | 2021-09-14 | 1.5 | 1.425 | 1.5 | 3.8 | 4 | 28/09/2015
1170000474409 | Decoy Farm Power Limited | CROWLAND SPALDING ROAD | EXPORT MPAN CB04 AD PLANT | SPALDING ROAD | PETERBOROUGH | LINCOLNSHIRE | PE6 0LX | United Kingdom | 526143.158 | 312768.963 | WALPOLE 132kV S STN | SPALDING CLAY LAKE 33kV S STN | 33kV connection | 33 | Western Power Distribution (East Midlands) plc | Biofuel biogas from anaerobic digestion (excluding landfill & sewage) | Engine (combustion / reciprocating) | No | 0 | 2.85 | 3 | [12 empty] | No | Connected | 2021-09-14 | 3 | 2.85 | 3 | 0.19 | 0.2 | 22/10/2015
1100050222473 | Enviroenergy Ltd | London Road Heat Station | 12 LONDON ROAD |  | NOTTINGHAM | NOTTINGHAMSHIRE | NG2 3AB | United Kingdom | 457845.667 | 339445.586 | Stoke Bardolph 132kv | NOTTINGHAM EAST 33kV S STN | 33kV connection | 33 | Western Power Distribution (East Midlands) plc | Solar | Photovoltaic | No | 0 | 45.619 | 48.02 | [12 empty] | No | Connected | 2021-09-14 | 48.02 | 11.4 | 12 | 5.795 | 6.1 | 01/01/1993
1170000576625 | Tollgate Solar Limited | TOLLGATE SOLAR FARM, TOLLGATE FARM, BANBURY ROAD, WARWICKSHIRE, CV33 9QJ, | BANBURY ROAD | BISHOPS TACHBROOK | LEAMINGTON SPA | WARWICKSHIRE | CV33 9QJ | United Kingdom | 431153.615 | 259564.911 | BERKSWELL 132kV S STN | WARWICK 33kV S STN | BANBURY ROAD 33 11kV S STN | 11 | Western Power Distribution (East Midlands) plc | Solar | Photovoltaic | No | 0 | 2.875 | 3.026 | [12 empty] | No | Connected | 2021-09-14 | 3.026 | 3.325 | 3.5 | 0.085 | 0.09 | 07/03/2016
2200042538749 | West London Energy Recovery Limited | Severnside Energy Recovery Centre | SEVERN ROAD | AVONMOUTH | HALLEN | NORTH SOMERSET | BS10 7SP | United Kingdom | 353798 | 182656 | Seabank Sgp | 132kV connection | 132kV connection | 132 | Western Power Distribution (South West) plc | Waste | Steam turbine (thermal power plant) | No | 0 | 45.618 | 48.019 | [12 empty] | No | Connected | 2021-09-14 | 48.019 | 38 | 40 | 3.705 | 3.9 | 01/03/2016
1170000474445 | Push Energy (Decoy) Ltd | CROWLAND SPALDING ROAD | SPALDING ROAD | CROWLAND | PETERBOROUGH | LINCOLNSHIRE | PE6 0LX | United Kingdom | 526143.158 | 312768.963 | WALPOLE 132kV S STN | SPALDING CLAY LAKE 33kV S STN | 33kV connection | 33 | Western Power Distribution (East Midlands) plc | Solar | Photovoltaic | No | 0 | 3.99 | 4.2 | [12 empty] | No | Connected | 2021-09-14 | 4.2 | 3.99 | 4.2 | 0.095 | 0.1 | 22/10/2015
2100041309935 | Ridgeway Solar Energy Limited | Red Court Farm, Llysonnen Rd, Carmarthen | LLYSONNEN ROAD |  | CARMARTHEN | DYFED | SA33 5DR | United Kingdom | 237675.554 | 219249.887 | Swansea North Grid | Carmarthen Grid | 33kV connection | 33 | Western Power Distribution (South Wales) plc | Solar | Photovoltaic | No | 0 | 4.531 | 4.77 | [12 empty] | No | Connected | 2021-09-14 | 4.77 | 4.56 | 4.8 | 0.028 | 0.03 | 19/10/2015
2200042543001 | Mendennick Solar Limited | TORPOINT MENDENNICK | MENDENNICK |  | TORPOINT | CORNWALL | PL11 3AX | United Kingdom | 240830.099 | 53052.9 | Landulph S.G.P. | St Germans Bsp | Torpoint Antony | 11 | Western Power Distribution (South West) plc | Solar | Photovoltaic | No | 0 | 1.9 | 2 | [12 empty] | No | Connected | 2021-09-14 | 2 | 2.204 | 2.32 | 0.043 | 0.045 | 17/10/2015
1470000479206 | SSOGE Ring O Bells Solar Farm Limited | Ring O bells Solar Farm | RING O BELLS FARM | PUCKLECHURCH ROAD | HINTON | SOUTH GLOUCESTERSHIRE | SN14 8HJ | United Kingdom | 372475.872 | 176999.275 | IRON ACTON 132kV S STN | CHIPPING SODBURY 132kV S STN | 33kV connection | 33 | Western Power Distribution (West Midlands) plc | Solar | Photovoltaic | No | 0 | 4.75 | 5 | [12 empty] | No | Connected | 2021-09-14 | 5 | 4.75 | 5 | 0.048 | 0.05 | 03/12/2015
none | Lark Connections Limited | Clay Cross - EfW | 20 Bridge Street | Clay Cross | Chesterfield |  | S45 9NY | United Kingdom | 441045.635 | 369968.028 | CHESTERFIELD 132kV S STN | CHESTERFIELD 33kV S STN | 33kV connection | 33 | Western Power Distribution (East Midlands) plc | Solar | Photovoltaic | No | 0 | 16.8 | 17.684 | [12 empty] | No | Accecpted to Connect | 2021-09-14 | [6 empty] | 17.684 | 16.8 | 17.684 | 0.03 | 0.032 | 16/08/2018 | N/A
1430000013871 | Wienerberger Limited | Waresley Unit 100 | UNIT 100 | HARTLEBURY TRADING ESTATE | KIDDERMINSTER | WORCESTERSHIRE | DY10 4JB | United Kingdom | 385487.716 | 270268.556 | BISHOPS WOOD 132kV S STN | STOURPORT 132 66 33kV S STN | Stourport 132/66/33/11kV | 11 | Western Power Distribution (West Midlands) plc | Biofuel landfill gas | Gas turbine (OCGT) | No | 0 | 1.799 | 1.894 | [12 empty] | No | Connected | 2021-09-14 | 1.894 | 2.47 | 2.6 | 2.09 | 2.2 | 24/11/2003
1170000549240 | Copley Solar Limited | Copley Farm | DODDINGTON LANE | CLAYPOLE | NEWARK | NOTTINGHAMSHIRE | NG23 5AT | United Kingdom | 484947.484 | 347622.321 | STAYTHORPE C 132kV S STN | HAWTON 33kV S STN | 33kV connection | 33 | Western Power Distribution (East Midlands) plc | Solar | Photovoltaic | No | 0 | 20.235 | 21.3 | [12 empty] | No | Connected | 2021-09-14 | 21.3 | 20.235 | 21.3 | 0.237 | 0.25 | 04/12/2015
1470000534577 | Tulip Ltd | George Henry Road | TULIP LTD | GEORGE HENRY ROAD | TIPTON | WEST MIDLANDS | DY4 7BZ | United Kingdom | 398071.837 | 292995.575 | OCKER HILL C 132kV S STN | Ocker Hill B 132/33/11kV | 11kV Connection | 11 | Western Power Distribution (West Midlands) plc | Solar | Photovoltaic | No | 0 | 0.598 | 0.63 | [12 empty] | No | Connected | 2021-09-14 | 0.63 | 0.598 | 0.63 | 1.911 | 2.012 | 01/11/2015
1170000437160 | Kegworth Solar LLP | KEGWORTH SOLAR LLP | WHATTON ROAD | KEGWORTH | DERBY | DERBYSHIRE | DE74 2HT | United Kingdom | 448107.578 | 325796.083 | WILLINGTON 132kV S STN | SPONDON B 33kV S STN | CASTLE DONINGTON 33 11kV S STN | 11 | Western Power Distribution (East Midlands) plc | Solar | Photovoltaic | No | 0 | 1.235 | 1.3 | [12 empty] | No | Connected | 2021-09-14 | 1.3 | 1.235 | 1.3 | 0.038 | 0.04 | 23/10/2015
2200042477110 | Margate PV Limited | Margate PV | COOKSLAND ROAD |  | BODMIN | CORNWALL | PL31 1HF | United Kingdom | 208722.654 | 66792.207 | Indian Queens S.G.P. | St Tudy Bsp | Callywith | 11 | Western Power Distribution (South West) plc | Solar | Photovoltaic | No | 0 | 2.85 | 3 | [12 empty] | No | Connected | 2021-09-14 | 3 | 2.85 | 3 | 0.043 | 0.045 | 01/10/2015
1470000529629 | Tulip Ltd | tulip bacon ltd | OAKLEY GREEN | WESTERLEIGH | BRISTOL |  | BS37 8QZ | United Kingdom | 369253.898 | 178919.079 | IRON ACTON 132kV S STN | CHIPPING SODBURY 132kV S STN | OXBRIDGE 33 11kV S STN | 11 | Western Power Distribution (West Midlands) plc | Solar | Photovoltaic | No | 0 | 0.199 | 0.21 | [12 empty] | No | Connected | 2021-09-14 | 0.21 | 0.199 | 0.21 | 2.85 | 3 | 01/10/2015
1170000549278 | FCC Buckinghamshire Limited | Greatmoor Energy From Waste | WOODHAM |  | AYLESBURY | BUCKINGHAMSHIRE | HP18 0AF | United Kingdom | 470364.29 | 222403.468 | EAST CLAYDON 132KV S STN | East Claydon 33kV | 33kV connection | 33 | Western Power Distribution (East Midlands) plc | Waste | Steam turbine (thermal power plant) | No | 0 | 25.84 | 27.2 | [12 empty] | No | Connected | 2021-09-14 | 27.2 | 25.84 | 27.2 | 3.135 | 3.3 | 05/11/2015
1470000529600 | Grange Solar Limited | The Grange Solar Farm | MALSWICK |  | NEWENT | GLOUCESTERSHIRE | GL18 1HE | United Kingdom | 374479.862 | 224936.504 | BISHOPS WOOD 132kV S STN | HEREFORD 66kV S STN | NEWENT 66 11kV S STN | 11 | Western Power Distribution (West Midlands) plc | Solar | Photovoltaic | No | 0 | 4.218 | 4.44 | [12 empty] | No | Connected | 2021-09-14 | 4.44 | 4.218 | 4.44 | 0.048 | 0.05 | 30/03/2016
1470000529638 | Rymes Solar Ltd | The Rymes | MALSWICK |  | NEWENT | GLOUCESTERSHIRE | GL19 3AJ | United Kingdom | 374790.184 | 224580.946 | BISHOPS WOOD 132kV S STN | HEREFORD 66kV S STN | NEWENT 66 11kV S STN | 11 | Western Power Distribution (West Midlands) plc | Solar | Photovoltaic | No | 0 | 3.762 | 3.96 | [12 empty] | No | Connected | 2021-09-14 | 3.96 | 3.762 | 3.96 | 0.048 | 0.05 | 28/01/2017
2200042479395 | Trethosa Solar Limited | Trethosa Solar Farm | TRETHOSA | ST. STEPHEN | ST. AUSTELL | CORNWALL | PL26 7QH | United Kingdom | 193932.033 | 54446.192 | Indian Queens S.G.P. | Fraddon Bsp | Drinnick. | 11 | Western Power Distribution (South West) plc | Solar | Photovoltaic | No | 0 | 3.409 | 3.588 | [12 empty] | No | Connected | 2021-09-14 | 3.588 | 3.409 | 3.588 | 0.043 | 0.045 | 29/09/2015
1170000569850 | Arkwright Solar Limited | Arkwright Solar Farm | TOM LANE | DUCKMANTON | CHESTERFIELD | DERBYSHIRE | S44 5HF | United Kingdom | 443755.227 | 372295.581 | CHESTERFIELD 132kV S STN | CHESTERFIELD 33kV S STN | 33kV connection | 33 | Western Power Distribution (East Midlands) plc | Solar | Photovoltaic | No | 0 | 5.7 | 6 | [12 empty] | No | Connected | 2021-09-14 | 6 | 5.7 | 6 | 0.57 | 0.6 | 15/12/2015
2200042567396 | Tulip Ltd | Newton Maragte Ind Est | TULIP LIMITED | NEWTONS MARGATE INDUSTRIAL EST | BODMIN | CORNWALL | PL31 1HF | United Kingdom | 208584.267 | 66873.221 | Indian Queens S.G.P. | St Tudy Bsp | Callywith | 11 | Western Power Distribution (South West) plc | Solar | Photovoltaic | No | 0 | 1.102 | 1.16 | [12 empty] | No | Connected | 2021-09-14 | 1.16 | 1.33 | 1.4 | 5.7 | 6 | 23/09/2015
2100041221068 | Peak Gen Power 6 Limited | PeakGen Barry STOR, Penarth | SULLY MOORS ROAD |  | PENARTH | SOUTH GLAMORGAN | CF64 5RP | United Kingdom | 314605.25 | 168671.243 | Aberthaw Power Station | Cardiff West Grid | 33kV connection | 33 | Western Power Distribution (South Wales) plc | Fossil oil | Engine (combustion / reciprocating) | No | 0 | 19 | 20 | [12 empty] | No | Connected | 2021-09-14 | 20 | 19 | 20 | 0.475 | 0.5 | 22/09/2015
2100041260313 | Sunsave 29 (Court Colman) Limited | BRIDGEND Court Colman | PEN Y FAI |  | BRIDGEND | MID GLAMORGAN | CF31 4NG | United Kingdom | 288216.613 | 181864.8 | Pyle Grid | Bridgend Grid | 33kV connection | 33 | Western Power Distribution (South Wales) plc | Solar | Photovoltaic | No | 0 | 14.212 | 14.96 | [12 empty] | No | Connected | 2021-09-14 | 14.96 | 14.25 | 15 | 0.048 | 0.05 | 21/09/2015
1470000478736 | Upper Huntingford Solar Limited | Upper Huntingford Solar Farm | CHARFIELD |  | WOTTON-UNDER-EDGE | GLOUCESTERSHIRE | GL12 8EY | United Kingdom | 372068.828 | 193765.411 | IRON ACTON 132kV S STN | RYEFORD 132kV S STN | 33kV connection | 33 | Western Power Distribution (West Midlands) plc | Solar | Photovoltaic | No | 0 | 6.26 | 6.59 | [12 empty] | No | Connected | 2021-09-14 | 6.59 | 6.26 | 6.59 | 0.038 | 0.04 | 05/10/2015
1170000443800 | Dove View Solar Farm Ltd | Dove View Soalr Farm Moisty Lane Marchington | MOISTY LANE |  | MARCHINGTON | STAFFORDSHIRE | ST14 8JY | United Kingdom | 411499.758 | 331333.024 | WILLINGTON 132kV S STN | UTTOXETER 33kV S STN | MARCHINGTON 33 11kV S STN | 11 | Western Power Distribution (East Midlands) plc | Solar | Photovoltaic | No | 0 | 3.429 | 3.61 | [12 empty] | No | Connected | 2021-09-14 | 3.61 | 3.429 | 3.61 | 0.022 | 0.023 | 11/12/2015
1170000540832 | Beeswax Dyson Farming Ltd | A D Plant Beeches Lane | CARRINGTON |  | BOSTON | LINCOLNSHIRE | PE22 7JD | United Kingdom | 530536.802 | 354359.368 | WALPOLE 132kV S STN | BOSTON 33kV S STN | STICKNEY 33 11kV S STN | 11 | Western Power Distribution (East Midlands) plc | Biomass | Steam turbine (thermal power plant) | No | 0 | 2.85 | 3 | [12 empty] | No | Connected | 2021-09-14 | 3 | 2.85 | 3 | 0.332 | 0.35 | 10/09/2015
2200042169723 | TGC Solar Slade Limited | KINGSBRIDGE Slade Farm |  |  | KINGSBRIDGE | DEVON | TQ7 2HE | United Kingdom | 274263.524 | 45556.96 | Abham S.G.P. | Paignton Bsp | 33kV connection | 33 | Western Power Distribution (South West) plc | Solar | Photovoltaic | No | 0 | 3.581 | 3.77 | [12 empty] | No | Connected | 2021-09-14 | 3.77 | 3.581 | 3.77 | 0.024 | 0.025 | 14/09/2015
2200042533420 | Denzell Downs Limited | Denzell Downs Wind Farm Near St Columb | ST MAWGAN |  | NEWQUAY | CORNWALL | TR8 4RJ | United Kingdom | 189744.382 | 67184.736 | Indian Queens S.G.P. | Fraddon Bsp | 33kV connection | 33 | Western Power Distribution (South West) plc | Wind | Onshore wind turbines | No | 0 | 9.5 | 10 | [12 empty] | No | Connected | 2021-09-14 | 10 | 10 | 10.526 | 0.142 | 0.15 | 01/09/2015
1170000559860 | Calow Solar Limited | Lodge Farm Solar Farm | TOP ROAD |  | CALOW | DERBYSHIRE | S44 5TE | United Kingdom | 441846.912 | 370357.175 | CHESTERFIELD 132kV S STN | CHESTERFIELD 33kV S STN | 33kV connection | 33 | Western Power Distribution (East Midlands) plc | Solar | Photovoltaic | No | 0 | 4.275 | 4.5 | [12 empty] | No | Connected | 2021-09-14 | 4.5 | 4.275 | 4.5 | 0.048 | 0.05 | 01/10/2015
1170000552883 | Mercer Farming Ltd | BLAKENHALL PARK SOLAR PV, GREEN LANE | GREEN LANE | BARTON UNDER NEEDWOOD | BURTON ON TRENT | STAFFORDSHIRE | DE13 8AW | United Kingdom | 417315.312 | 317314.683 | DRAKELOW 132kV | BURTON SOUTH 33kV S STN | BARTON UNDER NEEDWOOD 33 11kV S STN | 11 | Western Power Distribution (East Midlands) plc | Solar | Photovoltaic | No | 0 | 1.425 | 1.5 | [12 empty] | No | Connected | 2021-09-14 | 1.5 | 1.425 | 1.5 | 0.427 | 0.45 | 09/09/2015
1470000501650 | Capital Stage Hall Farm Limited | Hall Farm PV | AWRE |  | NEWNHAM | GLOUCESTERSHIRE | GL14 1ES | United Kingdom | 369371.015 | 208311.239 | PORT HAM 132kV S STN | LYDNEY 33kV S STN | 33kV connection | 33 | Western Power Distribution (West Midlands) plc | Solar | Photovoltaic | No | 0 | 4.75 | 5 | [12 empty] | No | Connected | 2021-09-14 | 5 | 4.75 | 5 | 0.014 | 0.015 | 09/09/2015
1470000520148 | Big Bear Plastic Products Limited | FANTASTIC WORKS | WASSAGE WAY |  | DROITWICH |  | WR9 0NX | United Kingdom | 388676.401 | 265106.283 | BISHOPS WOOD 132kV S STN | STOURPORT 132 66 33kV S STN | DROITWICH 66 11kV S STN | 11 | Western Power Distribution (West Midlands) plc | Solar | Photovoltaic | No | 0 | 0 | 0 | [12 empty] | No | Connected | 2021-09-14 | 0 | 0.142 | 0.15 | 1.14 | 1.2 | 42248
1170000560625 | Lafarge Cement UK | Works Lane | WORKS LANE | BARNSTONE | NOTTINGHAM | NOTTINGHAMSHIRE | NG13 9JT | United Kingdom | 473676.804 | 335186.987 | RATCLIFFE ON SOAR 132kV S STN | WILLOUGHBY 33kV S STN | BINGHAM 33 11kV S STN | 11 | Western Power Distribution (East Midlands) plc | Biofuel landfill gas | Gas turbine (OCGT) | No | 0 | 0.475 | 0.5 | [12 empty] | No | Connected | 2021-09-14 | 0.5 | 0.475 | 0.5 | 1.52 | 1.6 | 01/04/2014
2100041172084 | Peak Gen Power 5 Limited | Peak Gen Llandarcy STOR | D'ARCY BUSINESS PARK | LLANDARCY | NEATH | WEST GLAMORGAN | SA10 6FG | United Kingdom | 271780.393 | 196149.918 | Swansea North Grid | Tir John Power Station | 33kV connection | 33 | Western Power Distribution (South Wales) plc | Fossil oil | Engine (combustion / reciprocating) | No | 0 | 19 | 20 | [12 empty] | No | Connected | 2021-09-14 | 20 | 19 | 20 | 0.475 | 0.5 | 24/08/2015
2200042534080 | Cornwall Energy Recovery Limited | Cornwall Energy Recovery Centre, Rostowrack Farm, St Dennis, Cornwall, |  |  | ST. AUSTELL | CORNWALL | PL26 8DY | United Kingdom | 194549.091 | 57035.703 | Indian Queens S.G.P. | 132kV connection | 132kV connection | 132 | Western Power Distribution (South West) plc | Waste | Steam turbine (thermal power plant) | No | 0 | 25.398 | 26.735 | [12 empty] | No | Connected | 2021-09-14 | 26.735 | 24.1 | 25.368 | 5.51 | 5.8 | 01/04/2016
none | Arl 029 Limited | Arl 029 Limited | Over Lane |  | Almondsbury |  | BS32 4BW | United Kingdom | 360621.608 | 183605.269 | Iron Acton S.G.P. | Bradley Stoke Bsp | Almondsbury | 33 | Western Power Distribution (South West) plc | Biofuel landfill gas | Gas turbine (OCGT) | No | 0 | 16 | 16.842 | [12 empty] | No | Accecpted to Connect | 2021-09-14 | [6 empty] | 16.842 | 8 | 8.421 | 3.7 | 3.895 | 29/01/2019 | N/A
2200042222401 | Barton Close Farm Solar Park Limited | Braunton Barton Close Farm Solar Park | MAINS DOWN LANE | SPEACOMBE | BRAUNTON | DEVON | EX33 1HX | United Kingdom | 247776.791 | 141531.084 | Alverdiscott S.G.P. | East Yelland Bsp | Georgeham | 11 | Western Power Distribution (South West) plc | Solar | Photovoltaic | No | 0 | 3.919 | 4.125 | [12 empty] | No | Connected | 2021-09-14 | 4.125 | 3.919 | 4.125 | 0.043 | 0.045 | 19/08/2015
1170000366280 | Severn Trent Wind Power Ltd | STOKE LANE, STOKE BARDOLPH | STOKE LANE | STOKE BARDOLPH | BURTON JOYCE | NOTTINGHAMSHIRE | NG14 5HL | United Kingdom | 463001.157 | 342032.771 | Stoke Bardolph 132kv | NOTTINGHAM EAST 33kV S STN | COLWICK 33 11kV S STN | 11 | Western Power Distribution (East Midlands) plc | Wind | Onshore wind turbines | No | 0 | 1.425 | 1.5 | [12 empty] | No | Connected | 2021-09-14 | 1.5 | 1.425 | 1.5 | 0.309 | 0.325 | 01/09/2015
1470000508790 | Sandwell and Birmingham Hospitals NHS Trust | Sandwell General Hospital | LYNDON |  | WEST BROMWICH | WEST MIDLANDS | B71 4HJ | United Kingdom | 400832.371 | 292184.056 | OCKER HILL C 132kV S STN | Black Lake 132/11kV | 11kV Connection | 11 | Western Power Distribution (West Midlands) plc | Fossil oil | Engine (combustion / reciprocating) | No | 0 | 1.71 | 1.8 | [12 empty] | No | Connected | 2021-09-14 | 1.8 | 1.71 | 1.8 | 1.52 | 1.6 | 01/09/2015
1170000530969 | Kelmarsh Wind Farm Limited | Kelmarsh Wind Farm | KELMARSH | MARKET HARBOROUGH | NORTHAMPTON | NORTHAMPTONSHIRE | NN6 9NA | United Kingdom | 471985.115 | 279082.401 | GRENDON 132kV S STN | KIBWORTH 33KV S STN | 33kV connection | 33 | Western Power Distribution (East Midlands) plc | Wind | Onshore wind turbines | No | 0 | 11.685 | 12.3 | [12 empty] | No | Connected | 2021-09-14 | 12.3 | 11.685 | 12.3 | 0.237 | 0.25 | 25/01/2016
1470000459014 | H Weston & Sons Limited | WESTONS CIDER | MUCH MARCLE |  | LEDBURY | HEREFORDSHIRE | HR8 2LY | United Kingdom | 364870.886 | 233166.443 | BISHOPS WOOD 132kV S STN | HEREFORD 66kV S STN | DYMOCK 66 11kV S STN | 11 | Western Power Distribution (West Midlands) plc | Solar | Photovoltaic | No | 0 | 0.048 | 0.05 | [12 empty] | No | Connected | 2021-09-14 | 0.05 | 0.048 | 0.05 | 1.425 | 1.5 | 01/08/2013
2100041290967 | FIM Solar Distribution LLP | Oak Cottage,Wiston, Haverfordwest | WISTON |  | HAVERFORDWEST | DYFED | SA62 4PR | United Kingdom | 203448.827 | 217321.958 | Pembroke Power Station | Haverfordwest Grid | 33kV connection | 33 | Western Power Distribution (South Wales) plc | Solar | Photovoltaic | No | 0 | 4.361 | 4.59 | [12 empty] | No | Connected | 2021-09-14 | 4.59 | 4.361 | 4.59 | 0.057 | 0.06 | 24/08/2015
1170000439886 | Six Hills Lane (Ragdale) Limited | Ragdale PV Solar Park, Six Hills Road, Ragdale, Melton Mowbray, LE14 3PP | SIX HILLS ROAD | RAGDALE | MELTON MOWBRAY | LEICESTERSHIRE | LE14 3PP | United Kingdom | 465732.827 | 320403.467 | RATCLIFFE ON SOAR 132kV S STN | WILLOUGHBY 33kV S STN | 33kV connection | 33 | Western Power Distribution (East Midlands) plc | Solar | Photovoltaic | No | 0 | 12.663 | 13.33 | [12 empty] | No | Connected | 2021-09-14 | 13.33 | 12.663 | 13.33 | 0.779 | 0.82 | 23/03/2015
1170000550681 | Helios Solar 1 Limited | COTON PARK GENERATION, Linton | COTON LANE | LINTON | SWADLINCOTE | DERBYSHIRE | DE12 6RE | United Kingdom | 427274.049 | 317796.566 | DRAKELOW 132kV | GRESLEY 33kV S STN | GRESLEY 11kV S STN | 11 | Western Power Distribution (East Midlands) plc | Solar | Photovoltaic | No | 0 | 3.325 | 3.5 | [12 empty] | No | Connected | 2021-09-14 | 3.5 | 3.325 | 3.5 | 0.095 | 0.1 | 01/08/2015
1470000294201 | Rodbaston Ltd | Turbine 2 South Staffordshire College | SOUTH STAFFORDSHIRE COLLEGE | RODBASTON | STAFFORD | STAFFORDSHIRE | ST19 5PH | United Kingdom |  |  | Bushbury D 132kV | BUSHBURY C 132kV S STN | FOUR ASHES 33 11kV S STN | 11 | Western Power Distribution (West Midlands) plc | Wind | Onshore wind turbines | No | 0 | 1.9 | 2 | [12 empty] | No | Connected | 2021-09-14 | 2 | 1.9 | 2 | 0.033 | 0.035 | 21/08/2015
1470000294196 | Rodbaston Ltd | Rodbaston Turbine 1 | SOUTH STAFFORDSHIRE COLLEGE | RODBASTON | STAFFORD | STAFFORDSHIRE | ST19 5PH | United Kingdom | 392388.414 | 311201.946 | Bushbury D 132kV | BUSHBURY C 132kV S STN | FOUR ASHES 33 11kV S STN | 11 | Western Power Distribution (West Midlands) plc | Wind | Onshore wind turbines | No | 0 | 1.9 | 2 | [12 empty] | No | Connected | 2021-09-14 | 2 | 1.9 | 2 | 0.033 | 0.035 | 20/08/2015
1470000423843 | Heaths of Stockton | STOCKTON HEATHS OF STOCKTON | STOCKTON |  | NEWPORT |  | TF10 9BA | United Kingdom | 376878.488 | 316985.776 | IRONBRIDGE 132kV S STN | KETLEY 132kV S STN | NEWPORT 33 11kV S STN | 11 | Western Power Distribution (West Midlands) plc | Biofuel landfill gas | Gas turbine (OCGT) | No | 0 | 1.472 | 1.55 | [12 empty] | No | Connected | 2021-09-14 | 1.55 | 1.472 | 1.55 | 0.142 | 0.15 | 01/08/2015
1460001514751 | Infinis (Re-Gen) Limited | POPLARS LANDFILL | LEACROFT LANE | CHURCHBRIDGE | CANNOCK | STAFFORDSHIRE | WS11 8JX | United Kingdom |  |  | RUGELEY 132kV S STN | CANNOCK 132kV S STN | Cannock 132/11kV | 11 | Western Power Distribution (West Midlands) plc | Biofuel landfill gas | Gas turbine (OCGT) | No | 0 | 3.705 | 3.9 | [12 empty] | No | Connected | 2021-09-14 | 3.9 | 3.705 | 3.9 | 0.014 | 0.015 | 09/08/2006
none | Tnei | menear farm Solar and Electricity Storage | Menear Road |  | St Austell |  | PL25 3TD | United Kingdom | 201542.212 | 54328.456 | Indian Queens S.G.P. | St Austell Bsp | 33kV connection | 33 | Western Power Distribution (South West) plc | Solar | Photovoltaic | No | 0 | 15.98 | 16.821 | [12 empty] | No | Accecpted to Connect | 2021-09-14 | [6 empty] | 16.821 | 15 | 15.789 | 5 | 5.263 | 12/04/2021 | N/A
2100041288620 | Associated British Ports | Port of Swansea | KINGS DOCK |  | SWANSEA |  | SA1 1QR | United Kingdom | 267404.495 | 192787.284 | Swansea North Grid | Tir John Power Station | Tir John Primary | 6.6 | Western Power Distribution (South Wales) plc | Solar | Photovoltaic | No | 0 | 0.931 | 0.98 | [12 empty] | No | Connected | 2021-09-14 | 0.98 | 0.893 | 0.94 | 3.325 | 3.5 | 18/04/2007
2200042530847 | Serpentine Park Limited | PV Farm, Millbrook, Torpoint | MILLBROOK |  | TORPOINT | CORNWALL | PL10 1HB | United Kingdom | 243415.584 | 52716.189 | Landulph S.G.P. | St Germans Bsp | Torpoint Antony | 11 | Western Power Distribution (South West) plc | Solar | Photovoltaic | No | 0 | 0.941 | 0.99 | [12 empty] | No | Connected | 2021-09-14 | 0.99 | 0.95 | 1 | 0.043 | 0.045 | 15/10/2015
1470000494686 | TB Resort Operations Limited | Belfry Resort | THE BELFRY RESOR | LICHFIELD ROAD | BIRMINGHAM |  | B76 9PR | United Kingdom | 418116.263 | 295170.293 | LEA MARSTON 132kV S STN | HAMS HALL SOUTH 132kV S STN | Hams Hall South 132/11kV | 11 | Western Power Distribution (West Midlands) plc | Solar | Photovoltaic | No | 0 | 0.09 | 0.095 | [12 empty] | No | Connected | 2021-09-14 | 0.095 | 0.09 | 0.095 | 1.188 | 1.25 | 31/08/2015
1170000395963 | New Albion Wind Limited | New Albion Wind Farm | RUSHTON |  | KETTERING | NORTHAMPTONSHIRE | NN14 1QP | United Kingdom | 484793.29 | 283955.425 | GRENDON 132kV S STN | KETTERING 33kV S STN | 33kV connection | 33 | Western Power Distribution (East Midlands) plc | Wind | Onshore wind turbines | No | 0 | 15.295 | 16.1 | [12 empty] | No | Connected | 2021-09-14 | 16.1 | 15.295 | 16.1 | 0.171 | 0.18 | 10/08/2015
2199989612680 | Dwr Cymru Welsh Water | Elan Valley NFFO Hydro Electric Generating Facility | ELAN VALLEY |  | RHAYADER | POWYS | LD6 5HP | United Kingdom | 292559.958 | 264540.887 | Rassau G.S.P. | Abergavenny | Rhayader | 11 | Western Power Distribution (South Wales) plc | Hydro (to be confirmed) | Hydro power system | No | 0 | 3.8 | 4 | [12 empty] | No | Connected | 2021-09-14 | 4 | 2.587 | 2.723 | 0.024 | 0.025 | 10/03/1997
2100041270349 | GPP Langstone LLP | Aberporth Solar Farm | ABERPORTH |  | CARDIGAN | CEREDIGION | SA43 2BS | United Kingdom | 224839.903 | 250288.652 | Swansea North Grid | Rhos Grid | Blaenporth | 11 | Western Power Distribution (South Wales) plc | Solar | Photovoltaic | No | 0 | 1.13 | 1.19 | [12 empty] | No | Connected | 2021-09-14 | 1.19 | 1.14 | 1.2 | 0.048 | 0.05 | 24/03/2015
2200042473436 | Freathy Solar Park Limited | Freathy Solar Park | THE ANTHONY ESTATE | FREATHY | TORPOINT | CORNWALL | PL11 3AZ | United Kingdom | 239907.01 | 52857.726 | Landulph S.G.P. | St Germans Bsp | Torpoint Antony | 11 | Western Power Distribution (South West) plc | Solar | Photovoltaic | No | 0 | 3.562 | 3.75 | [12 empty] | No | Connected | 2021-09-14 | 3.75 | 3.923 | 4.13 | 0.043 | 0.045 | 24/06/2015
1170000532140 | Ollerton Solar Limited C/O Anesco | Ollerton Solar Farm | MANSFIELD ROAD | EDWINSTOWE | NEWARK | NOTTINGHAMSHIRE | NG22 9DX | United Kingdom | 464156.892 | 367155.246 | CHESTERFIELD 132kV S STN | CLIPSTONE 33kV S STN | THORESBY 33 11kV S STN | 11 | Western Power Distribution (East Midlands) plc | Solar | Photovoltaic | No | 0 | 3.8 | 4 | [12 empty] | No | Connected | 2021-09-14 | 4 | 3.8 | 4 | 0.015 | 0.016 | 01/09/2015
1170000117953 | Dalby Wind Park Ltd | Dalby Wind Park Ltd | PADDY LANE | OLD DALBY | MELTON MOWBRAY | LEICESTERSHIRE | LE14 3LY | United Kingdom | 465396.419 | 324095.606 | RATCLIFFE ON SOAR 132kV S STN | WILLOUGHBY 33kV S STN | 33kV connection | 33 | Western Power Distribution (East Midlands) plc | Wind | Onshore wind turbines | No | 0 | 7.268 | 7.65 | [12 empty] | No | Connected | 2021-09-14 | 7.65 | 7.268 | 7.65 | 0.475 | 0.5 | 06/10/2015
1470000484855 | Hollingsworth & Vose Co Ltd | Postlip Mills | POSTLIP MILLS | WINCHCOMBE | CHELTENHAM |  | GL54 5BB | United Kingdom | 400886.077 | 227034.872 | PORT HAM 132kV S STN | CHELTENHAM 66kV S STN | ALDERTON 66 11kV S STN | 11 | Western Power Distribution (West Midlands) plc | Solar | Photovoltaic | No | 0 | 0.237 | 0.25 | [12 empty] | No | Connected | 2021-09-14 | 0.25 | 0.237 | 0.25 | 1.9 | 2 | 01/07/2015
1470000431037 | BFS Group Limited | BIDVEST | DORCUS ROAD |  | BANBURY | OXFORDSHIRE | OX16 4XJ | United Kingdom | 447136.096 | 240753.676 | EAST CLAYDON 132KV S STN | BANBURY 132kV S STN | Banbury 132/11kV | 11 | Western Power Distribution (West Midlands) plc | Solar | Photovoltaic | No | 0 | 1.045 | 1.1 | [12 empty] | No | Connected | 2021-09-14 | 1.1 | 0.997 | 1.05 | 1.52 | 1.6 | 01/07/2015
2200042334139 | Devonport Royal Dockyard Limited | PLYMOUTH DEVONPORT ROYAL DOCKYARD NORTH/CENTRAL INTAKE | BABCOCK INTERNATIONAL GROUP | H M DOCKYARD | PLYMOUTH | DEVON | PL1 4SG | United Kingdom |  |  | Landulph | Ernesettle | North Intake | 33 | Western Power Distribution (South West) plc | Waste | Engine (combustion / reciprocating) | Yes | 0 | 73.15 | 77 | [12 empty] | No | Connected | 2021-09-14 | 77 | 22.705 | 23.9 | 33.25 | 35 | 01/04/1991
2200042534104 | Southwestern Sustainability Limited | HARTNOLLFARM A.D. PLANT, HALBERTON | POST HILL |  | TIVERTON | DEVON | EX16 4NG | United Kingdom | 299591.14 | 112855.692 | Exeter Main S.G.P. | Tiverton Bsp | Tiverton Junction | 11 | Western Power Distribution (South West) plc | Biofuel biogas from anaerobic digestion (excluding landfill & sewage) | Engine (combustion / reciprocating) | Yes | 0 | 1.14 | 1.2 | [12 empty] | No | Connected | 2021-09-14 | 1.2 | 1.14 | 1.2 | 0.285 | 0.3 | 01/08/2015
2200042511659 | Second Generation Yardwall Limited | MARK YARDWALL MANOR FARM SOLAR PARK | YARDWALL ROAD | MARK | HIGHBRIDGE | SOMERSET | TA9 4QE | United Kingdom | 336313.618 | 146997.241 | Bridgwater S.G.P. | Bridgwater Grid Bsp | Watchfield | 11 | Western Power Distribution (South West) plc | Solar | Photovoltaic | No | 0 | 2.66 | 2.8 | [12 empty] | No | Connected | 2021-09-14 | 2.8 | 2.375 | 2.5 | 0.043 | 0.045 | 28/05/2015
1470000342877 | Geoff Taylor | Rickfield Farm | HOOK NORTON ROAD | MILCOMBE | BANBURY | OXFORDSHIRE | OX15 4RZ | United Kingdom | 440449.91 | 234130.099 | FECKENHAM 66 11kV S STN | Feckenham 66/11kV | BLOXHAM 66 11kV S STN | 11 | Western Power Distribution (West Midlands) plc | Solar | Photovoltaic | No | 0 | 0.95 | 1 | [12 empty] | No | Connected | 2021-09-14 | 1 | 0.95 | 1 | 0.048 | 0.05 | 30/09/2013
2100041256901 | Pennant Walters (Hirwaun) Ltd | Mynydd Y Gynnon Farm, Hirwaun | HIRWAUN COMMON | HIRWAUN | ABERDARE | MID GLAMORGAN | CF44 9UL | United Kingdom | 296086.678 | 204456.36 | Upper Boat | 132kV connection | 132kV connection | 132 | Western Power Distribution (South Wales) plc | Wind | Onshore wind turbines | No | 0 | 21.375 | 22.5 | [12 empty] | No | Connected | 2021-09-14 | 22.5 | 22.8 | 24 | 0.475 | 0.5 | 12/03/2015
2100041270232 | Cuckoo Solar Limited | Cuckoo Grove West | SLADE HALL FARM | DOUGLAS JAMES WAY | HAVERFORDWEST | DYFED | SA61 2UX | United Kingdom | 192802.556 | 216608.537 | Pembroke Power Station | Haverfordwest Grid | Haverfordwest Power Stn | 11 | Western Power Distribution (South Wales) plc | Solar | Photovoltaic | No | 0 | 4.56 | 4.8 | [12 empty] | No | Connected | 2021-09-14 | 4.8 | 4.56 | 4.8 | 0.017 | 0.018 | 19/03/2015
1170000510252 | Her Majesty's Government Communications Centre Estates | HANSLOPE PARK | FOREIGN AND COMMONWEALTH OFFICE | HANSLOPE PARK | MILTON KEYNES | BUCKINGHAMSHIRE | MK19 7BH | United Kingdom | 481439.714 | 245741.601 | EAST CLAYDON 132KV S STN | BRADWELL ABBEY 33kV S STN | HANSLOPE PARK 33 11kV S STN | 11 | Western Power Distribution (East Midlands) plc | Solar | Photovoltaic | No | 0 | 0.033 | 0.035 | [12 empty] | No | Connected | 2021-09-14 | 0.035 | 0.033 | 0.035 | 5.225 | 5.5 | 11/01/2015
2200042527064 | Sunsave 19 (Wambrook) Limited | Wambrook Solar Farm | WAMBROOK |  | CHARD | SOMERSET | TA20 3DF | United Kingdom | 330787.983 | 108944.922 | Axminster S.G.P. | Woodcote Bsp | Chard | 11 | Western Power Distribution (South West) plc | Solar | Photovoltaic | No | 0 | 3.876 | 4.08 | [12 empty] | No | Connected | 2021-09-14 | 4.08 | 3.876 | 4.08 | 0.028 | 0.03 | 01/06/2015
1470000455863 | Solar Energy Renewables LLP | EVESHAM Salford Lodge Solar | PITCHILL |  | EVESHAM | WORCESTERSHIRE | WR11 8SN | United Kingdom | 404568.241 | 250930.431 | FECKENHAM 66 11kV S STN | Feckenham 66/11kV | BEVINGTON 66 11kV S STN | 11 | Western Power Distribution (West Midlands) plc | Solar | Photovoltaic | No | 0 | 4.75 | 5 | [12 empty] | No | Connected | 2021-09-14 | 5 | 4.75 | 5 | 0.237 | 0.25 | 29/06/2015
2200042461110 | Autumnus Energy Limited | Treswarrow 5MWp Solar Farm | TRELIGHTS |  | PORT ISAAC | CORNWALL | PL29 3TN | United Kingdom | 198279.07 | 77922.311 | Indian Queens S.G.P. | St Tudy Bsp | Polzeath | 11 | Western Power Distribution (South West) plc | Solar | Photovoltaic | No | 0 | 4.56 | 4.8 | [12 empty] | No | Connected | 2021-09-14 | 4.8 | 4.75 | 5 | 0.014 | 0.015 | 17/03/2015
2100041286890 | Biogen Uk Ltd | Bryn Pica Waste | LANDFILL SITE | LLWYDCOED | ABERDARE | MID GLAMORGAN | CF44 0BX | United Kingdom | 300913 | 205358.927 | Swansea North Grid | Hirwaun Grid | Aberdare | 11 | Western Power Distribution (South Wales) plc | Biofuel biogas from anaerobic digestion (excluding landfill & sewage) | Engine (combustion / reciprocating) | Yes | 0 | 1.13 | 1.189 | [12 empty] | No | Connected | 2021-09-14 | 1.189 | 1.045 | 1.1 | 0.237 | 0.25 | 25/05/2015
2100041217850 | Beegreen Solar Ltd | Sedbury Solar Park | IMPORT MPAN | SEDBURY | CHEPSTOW | GWENT | NP16 7EY | United Kingdom | 355425.499 | 193264.914 | Uskmouth | Sudbrook | Chepstow | 11 | Western Power Distribution (South Wales) plc | Solar | Photovoltaic | No | 0 | 4.75 | 5 | [12 empty] | No | Connected | 2021-09-14 | 5 | 4.75 | 5 | 0.067 | 0.07 | 25/03/2015
2200042416127 | Aton Energy Solar UK 1 Limited | Taunton Poundpool Lane Solar Park, Withymead | HELLAND | NORTH CURRY | TAUNTON | SOMERSET | TA3 6DU | United Kingdom | 332784.148 | 124558.562 | Bridgwater S.G.P. | Bridgwater Grid Bsp | Creech St Michael | 11 | Western Power Distribution (South West) plc | Solar | Photovoltaic | No | 0 | 0.95 | 1 | [12 empty] | No | Connected | 2021-09-14 | 1 | 0.95 | 1 | 0.043 | 0.045 | 01/11/2014
none | Fpc Industry & Enterprise 2 Ltd | Severn Road, | Almondsbury |  | Bristol |  | BS11 | United Kingdom | 348427.945 | 176924.867 | Seabank Sgp | Portishead New Bsp | 33kV connection | 33 | Western Power Distribution (South West) plc | Fossil Gas | Engine (combustion / reciprocating) | No | 0 | 15 | 15.789 | [12 empty] | No | Accecpted to Connect | 2021-09-14 | [6 empty] | 15.789 | 15 | 15.789 | 0.5 | 0.526 | 17/12/2019 | N/A
1170000400781 | Krannich Solar Farm 1 Limited | Moat Farm, Barnby Moor | GREAT NORTH ROAD | BARNBY MOOR | RETFORD | NOTTINGHAMSHIRE | DN22 8QS | United Kingdom | 466859.296 | 384893.36 | STAYTHORPE C 132kV S STN | CHECKERHOUSE 33kV S STN | 33kV connection | 33 | Western Power Distribution (East Midlands) plc | Solar | Photovoltaic | No | 0 | 3.8 | 4 | [12 empty] | No | Connected | 2021-09-14 | 4 | 3.8 | 4 | 0.071 | 0.075 | 31/03/2015
2100041115918 | GP Biotec Ltd | GP Biotec Ltd | BIO DIGESTER | TALGARTH | BRECON | POWYS | LD3 0DL | United Kingdom | 316022.099 | 234988.767 | Rassau G.S.P. | Abergavenny | Glasbury | 11 | Western Power Distribution (South Wales) plc | Biomass | Steam turbine (thermal power plant) | No | 0 | 1.425 | 1.5 | [12 empty] | No | Connected | 2021-09-14 | 1.5 | 1.425 | 1.5 | 0.095 | 0.1 | 25/03/2015
2200042462188 | Tenth Solar Project Limited | Callington Newton Barton, Newton Ferrers Estate | ROAD FROM JUNCTION EAST OF KEASON TO JUN |  | NEWBRIDGE | CORNWALL | PL17 7HS | United Kingdom | 235896.619 | 66578.092 | Landulph S.G.P. | Landulph Bsp | 33kV connection | 33 | Western Power Distribution (South West) plc | Solar | Photovoltaic | No | 0 | 15.675 | 16.5 | [12 empty] | No | Connected | 2021-09-14 | 16.5 | 15.675 | 16.5 | 0.123 | 0.13 | 30/03/2015
2100041278161 | Gelliwern Solar Limited | Gelliwern Isaf Solar Farm, Felindre, Swansea | GELLI WERN ISAF | FELINDRE | SWANSEA | WEST GLAMORGAN | SA5 7PJ | United Kingdom | 262438.19 | 201597.4 | Swansea North Grid | Swansea North Bsp | 33kV connection | 33 | Western Power Distribution (South Wales) plc | Solar | Photovoltaic | No | 0 | 4.75 | 5 | [12 empty] | No | Connected | 2021-09-14 | 5 | 4.75 | 5 | 0.024 | 0.025 | 27/03/2015
1170000468024 | Push Energy (Rolleston) Limited | Rolleston Park |  |  | TUTBURY | STAFFORDSHIRE | DE13 9HQ | United Kingdom | 421336.018 | 327252.798 | DRAKELOW 132kV | Burton 33kV | 33kV connection | 33 | Western Power Distribution (East Midlands) plc | Solar | Photovoltaic | No | 0 | 15.2 | 16 | [12 empty] | No | Connected | 2021-09-14 | 16 | 15.2 | 16 | 0.752 | 0.792 | 30/03/2015
2200042473472 | Roskrow Solar Limited | Roskrow, Penryn, Cornwall | ROSKROW |  | PENRYN | CORNWALL | TR10 9AT | United Kingdom | 176524.678 | 35449.459 | Indian Queens S.G.P. | Rame Bsp | 33kV connection | 33 | Western Power Distribution (South West) plc | Solar | Photovoltaic | No | 0 | 5.432 | 5.7184 | [12 empty] | No | Connected | 2021-09-14 | 5.7184 | 8.425 | 8.868 | 0.057 | 0.06 | 27/03/2015
1170000487151 | Egmanton Solar Park Limited | Cobb Farm | WESTON ROAD |  | EGMANTON | NOTTINGHAMSHIRE | NG22 0HH | United Kingdom | 474873.209 | 368815.079 | STAYTHORPE C 132kV S STN | CHECKERHOUSE 33kV S STN | 33kV connection | 33 | Western Power Distribution (East Midlands) plc | Solar | Photovoltaic | No | 0 | 9.5 | 10 | [12 empty] | No | Connected | 2021-09-14 | 10 | 9.5 | 10 | 0.048 | 0.05 | 27/03/2015
1170000474107 | AMP GM001 | GRANGE FARM SUTTON ST JAMES | FISHERGATE | SUTTON ST JAMES | SPALDING | LINCOLNSHIRE | PE12 0EZ | United Kingdom | 539054.962 | 319036.103 | WALPOLE 132kV S STN | SOUTH HOLLAND 33kV S STN | 33kV connection | 33 | Western Power Distribution (East Midlands) plc | Solar | Photovoltaic | No | 0 | 9.5 | 10 | [12 empty] | No | Connected | 2021-09-14 | 10 | 9.5 | 10 | 0.057 | 0.06 | 25/03/2015
1170000446606 | Haymaker (Homestead) Ltd | Homestead Solar Farm | WATLING STREET | POTTERSPURY | TOWCESTER | NORTHAMPTONSHIRE | NN12 6LH | United Kingdom | 474012.336 | 245755.581 | EAST CLAYDON 132KV S STN | STONY STRATFORD 33kV S STN | 33kV connection | 33 | Western Power Distribution (East Midlands) plc | Solar | Photovoltaic | No | 0 | 14.25 | 15 | [12 empty] | No | Connected | 2021-09-14 | 15 | 14.25 | 15 | 0.095 | 0.1 | 24/03/2015
1470000437758 | Sune Sundorne Grove Solar Ltd | Sundorne Solar Farm | SUNDORNE GROVE |  | SHREWSBURY | SHROPSHIRE | SY1 4TH | United Kingdom | 352192.339 | 315258.692 | SHREWSBURY 132kV S STN | Shrewsbury 132/33kV | 33kV connection | 33 | Western Power Distribution (West Midlands) plc | Solar | Photovoltaic | No | 0 | 16.15 | 17 | [12 empty] | No | Connected | 2021-09-14 | 17 | 16.15 | 17 | 0.475 | 0.5 | 31/03/2015
2200042461306 | Garvinack Solar Farm Limited | TRURO GARVINACK FARM | TREGAVETHAN |  | TRURO | CORNWALL | TR4 9EP | United Kingdom | 177285.029 | 48403.971 | Indian Queens S.G.P. | Truro Bsp | 33kV connection | 33 | Western Power Distribution (South West) plc | Solar | Photovoltaic | No | 0 | 6.745 | 7.1 | [12 empty] | No | Connected | 2021-09-14 | 7.1 | 6.745 | 7.1 | 0.146 | 0.154 | 20/03/2015
2200042461324 | Power Quinn Limited | CAMELFORD OTTERHAM DOWN 132KV | OTTERHAM |  | CAMELFORD | CORNWALL | PL32 9SW | United Kingdom | 215837.355 | 90188.885 | Indian Queens S.G.P. | 132kV connection | 132kV connection | 132 | Western Power Distribution (South West) plc | Wind | Onshore wind turbines | No | 0 | 3.895 | 4.1 | [12 empty] | No | Connected | 2021-09-14 | 4.1 | 3.895 | 4.1 | 0.048 | 0.05 | 01/12/2014
1470000452073 | Solar Energy Renewables LLP | Willows PV Array | CHADBURY ROAD | LENCHWICK | EVESHAM | WORCESTERSHIRE | WR11 4TG | United Kingdom | 402985.534 | 247260.747 | FECKENHAM 66 11kV S STN | Feckenham 66/11kV | EVESHAM 66 11kV S STN | 11 | Western Power Distribution (West Midlands) plc | Solar | Photovoltaic | No | 0 | 4.75 | 5 | [12 empty] | No | Connected | 2021-09-14 | 5 | 4.75 | 5 | 0.043 | 0.045 | 20/08/2015
1470000452019 | Salop Design & Engineering Co Ltd | Ennerdale Road | BRIXTON WAY | HARLESCOTT | SHREWSBURY |  | SY1 3LB | United Kingdom | 350588.394 | 315522.625 | SHREWSBURY 132kV S STN | Shrewsbury 132/33kV | SPRING GARDENS 33 11kV S STN | 11 | Western Power Distribution (West Midlands) plc | Solar | Photovoltaic | No | 0 | 0.237 | 0.25 | [12 empty] | No | Connected | 2021-09-14 | 0.25 | 0.237 | 0.25 | 0.95 | 1 | 23/03/2015
2100041264099 | Crug Mawr Solar Farm Limited | CARDIGAN CRUG MAWR FARM | PENPARC |  | CARDIGAN | DYFED | SA43 1RD | United Kingdom | 220672.721 | 246990.967 | Swansea North Grid | Rhos Grid | 33kV connection | 33 | Western Power Distribution (South Wales) plc | Solar | Photovoltaic | No | 0 | 5.757 | 6.06 | [12 empty] | No | Connected | 2021-09-14 | 6.06 | 5.7 | 6 | 0.024 | 0.025 | 25/03/2015
2100041268846 | Shoals Hook Solar (UK) Limited | HAVERFORDWEST SHOALS HOOK SOLAR FARM |  |  | HAVERFORDWEST | DYFED | SA62 4PZ | United Kingdom | 197824.968 | 216601.381 | Pembroke Power Station | Haverfordwest Grid | 33kV connection | 33 | Western Power Distribution (South Wales) plc | Solar | Photovoltaic | No | 0 | 11.514 | 12.12 | [12 empty] | No | Connected | 2021-09-14 | 12.12 | 11.4 | 12 | 0.057 | 0.06 | 27/03/2015
2200042475201 | Bowerhouse Solar Limited | HEWISH ROOKERY FARM | NYE | HEWISH | WESTON-SUPER-MARE | NORTH SOMERSET | BS24 6TL | United Kingdom | 340519.091 | 161701.882 | Bridgwater S.G.P. | Churchill Bsp 132kv | 33kV connection | 33 | Western Power Distribution (South West) plc | Solar | Photovoltaic | No | 0 | 6.412 | 6.749 | [12 empty] | No | Connected | 2021-09-14 | 6.749 | 6.412 | 6.749 | 0.048 | 0.05 | 27/03/2015
2100041269840 | Golden Hill Solar Limited | Golden Hill Solar Park | MYLETTS HILL | GOLDEN HILL | PEMBROKE | DYFED | SA71 4SZ | United Kingdom | 199145.304 | 202395.012 | Pembroke Power Station | Golden Hill Grid | Golden Hill Primary | 11 | Western Power Distribution (South Wales) plc | Solar | Photovoltaic | No | 0 | 4.797 | 5.05 | [12 empty] | No | Connected | 2021-09-14 | 5.05 | 6.65 | 7 | 0.095 | 0.1 | 26/03/2015
2200042475832 | SunE Burthy Farm Solar Limited | Burthy Farm, Summercourt, Newquay | SUMMERCOURT |  | NEWQUAY | CORNWALL | TR8 5BN | United Kingdom | 190560.186 | 55769.638 | Indian Queens S.G.P. | Fraddon Bsp | 33kV connection | 33 | Western Power Distribution (South West) plc | Solar | Photovoltaic | No | 0 | 9.528 | 10.03 | [12 empty] | No | Connected | 2021-09-14 | 10.03 | 9.5 | 10 | 0.028 | 0.03 | 20/03/2015
1170000463160 | Glebe Farm SPV Limited | Glebe Farm Solar Park | WYMINGTON ROAD |  | PODINGTON | NORTHAMPTONSHIRE | NN29 7HP | United Kingdom | 496486.117 | 262610.608 | GRENDON 132kV S STN | WELLINGBOROUGH 33kV S STN | 33kV connection | 33 | Western Power Distribution (East Midlands) plc | Solar | Photovoltaic | No | 0 | 24.7 | 26 | [12 empty] | No | Connected | 2021-09-14 | 26 | 24.7 | 26 | 0.38 | 0.4 | 20/03/2015
2200042480656 | Wilton Solar Farm Limited | Wilton Solar Farm, Trerulefoot, Saltash | TRERULEFOOT |  | SALTASH | CORNWALL | PL12 5BX | United Kingdom | 231346.035 | 58574.378 | Landulph S.G.P. | St Germans Bsp | 33kV connection | 33 | Western Power Distribution (South West) plc | Solar | Photovoltaic | No | 0 | 7.106 | 7.48 | [12 empty] | No | Connected | 2021-09-14 | 7.48 | 7.106 | 7.48 | 0.076 | 0.08 | 23/03/2015
1170000424913 | Haymaker (Mount Mill) Limited | Mount Mill Solar Farm Stratford Road Wicken Milton Keynes MK19 6DG | STRATFORD ROAD | WICKEN | MILTON KEYNES | BUCKINGHAMSHIRE | MK19 6DG | United Kingdom | 475654.385 | 238576 | EAST CLAYDON 132KV S STN | STONY STRATFORD 33kV S STN | 33kV connection | 33 | Western Power Distribution (East Midlands) plc | Solar | Photovoltaic | No | 0 | 9.69 | 10.2 | [12 empty] | No | Connected | 2021-09-14 | 10.2 | 9.69 | 10.2 | 0.095 | 0.1 | 18/03/2015
2100041270320 | SunE Hill Farm Solar Limited | PENRHIWARWYDD FARM MYNYDDISWYN | MYNYDDISLWYN |  | NEWPORT | GWENT | NP11 7BB | United Kingdom | 319279.234 | 192209.489 | Rassau G.S.P. | Crumlin | 33kV connection | 33 | Western Power Distribution (South Wales) plc | Solar | Photovoltaic | No | 0 | 5.814 | 6.12 | [12 empty] | No | Connected | 2021-09-14 | 6.12 | 5.814 | 6.12 | 0.095 | 0.1 | 20/03/2015
2200042484882 | Coombe Solar Limited | Woodmanton Solar Farm, Coombe Farm, Exe View Road, Exmouth | EXE VIEW ROAD | LYMPSTONE | EXMOUTH | DEVON | EX8 5AZ | United Kingdom | 301497.396 | 85055.774 | Exeter Main S.G.P. | Exmouth Bsp | 33kV connection | 33 | Western Power Distribution (South West) plc | Solar | Photovoltaic | No | 0 | 5.652 | 5.95 | [12 empty] | No | Connected | 2021-09-14 | 5.95 | 5.652 | 5.95 | 0.048 | 0.05 | 23/03/2015
2200042469893 | OGE Newnham Estate Solar Limited | Newnham Farm, Newnham Estate, Plymouth, | NEWNHAM ESTATE |  | PLYMOUTH | DEVON | PL7 5BN | United Kingdom | 255863.127 | 58501.337 | Abham S.G.P. | Plympton Bsp | 33kV connection | 33 | Western Power Distribution (South West) plc | Solar | Photovoltaic | No | 0 | 8.512 | 8.96 | [12 empty] | No | Connected | 2021-09-14 | 8.96 | 8.512 | 8.96 | 0.095 | 0.1 | 27/03/2015
1170000467527 | Federal Estates Ltd | CHELVESTON, The Airfield | THE AIRFIELD | CHELVESTON | WYMINGTON | NORTHAMPTONSHIRE | NN9 6AR | United Kingdom | 500660.715 | 268832.806 | GRENDON 132kV S STN | IRTHLINGBOROUGH 33kV S STN | 33kV connection | 33 | Western Power Distribution (East Midlands) plc | Solar | Photovoltaic | No | 0 | 38 | 40 | [12 empty] | No | Connected | 2021-09-14 | 40 | 38 | 40 | 0.095 | 0.1 | 10/03/2015
2100041265525 | WSE Chapel Hill Limited | PEMBROKESHIRE YERBESTON SOLAR PARK | CHAPEL HILL |  | ST TWYNELLS | DYFED | SA71 5HY | United Kingdom | 195944.95 | 197990.307 | Pembroke Power Station | Golden Hill Grid | 33kV connection | 33 | Western Power Distribution (South Wales) plc | Solar | Photovoltaic | No | 0 | 6.84 | 7.2 | [12 empty] | No | Connected | 2021-09-14 | 7.2 | 7.6 | 8 | 0.095 | 0.1 | 23/03/2015
1170000478351 | Solein Walmoor Limited | Walmoor Farm Retford | GROVE |  | RETFORD | NOTTINGHAMSHIRE | DN22 0RN | United Kingdom | 472138.696 | 378977.974 | STAYTHORPE C 132kV S STN | CHECKERHOUSE 33kV S STN | ORDSALL RD 33 11kV S STN | 11 | Western Power Distribution (East Midlands) plc | Solar | Photovoltaic | No | 0 | 2.85 | 3 | [12 empty] | No | Connected | 2021-09-14 | 3 | 2.85 | 3 | 0.095 | 0.1 | 27/03/2015
2200042473454 | ST Solarinvest Devon 1 Limited | Parkview Solar, Land North of Parkfield Cottages, | PARKFIELD CROSS TO NEILGATE CORNER |  | ASHBURTON | DEVON | TQ13 7ND | United Kingdom | 276295.872 | 68684.343 | Abham S.G.P. | Totnes Bsp | 33kV connection | 33 | Western Power Distribution (South West) plc | Solar | Photovoltaic | No | 0 | 4.813 | 5.066 | [12 empty] | No | Connected | 2021-09-14 | 5.066 | 4.813 | 5.066 | 0.048 | 0.05 | 31/03/2015
2200042481924 | PV Growth Ltd | TAUNTON RACECOURSE PV SITE | TAUNTON RACECOURSE PV | ORCHARD PORTMAN | TAUNTON | SOMERSET | TA3 7BL | United Kingdom | 323792.859 | 121873.856 | Taunton S.G.P. | Taunton Main Bsp | Trull | 11 | Western Power Distribution (South West) plc | Solar | Photovoltaic | No | 0 | 1.411 | 1.485 | [12 empty] | No | Connected | 2021-09-14 | 1.485 | 1.425 | 1.5 | 0.048 | 0.05 | 12/03/2015
2100041260642 | Abergelli Solar Limited | Abergelli Farm, Swansea | FELINDRE |  | SWANSEA | WEST GLAMORGAN | SA5 7NN | United Kingdom | 264993.701 | 201947.6 | Swansea North Grid | Swansea North Bsp | 33kV connection | 33 | Western Power Distribution (South Wales) plc | Solar | Photovoltaic | No | 0 | 5.913 | 6.2238 | [12 empty] | No | Connected | 2021-09-14 | 6.2238 | 6.398 | 6.735 | 0.138 | 0.145 | 13/03/2015
2200042457499 | Ashlawn Solar Limited | Ashlawn Farm, Pill Road, Rooksbridge, | PILL ROAD | ROOKSBRIDGE | AXBRIDGE | SOMERSET | BS26 2TS | United Kingdom | 337015.532 | 151303.244 | Bridgwater S.G.P. | Churchill Bsp 132kv | 33kV connection | 33 | Western Power Distribution (South West) plc | Solar | Photovoltaic | No | 0 | 4.624 | 4.8675 | [12 empty] | No | Connected | 2021-09-14 | 4.8675 | 4.731 | 4.98 | 0.048 | 0.05 | 27/03/2015
2200042484855 | FIM Solar Generation I LLP | Higher Bye Farm, Watchet |  |  | WATCHET | SOMERSET | TA23 0JS | United Kingdom | 305028.678 | 142199.929 | Taunton S.G.P. | Bowhays Cross Bsp | 33kV connection | 33 | Western Power Distribution (South West) plc | Solar | Photovoltaic | No | 0 | 5.529 | 5.82 | [12 empty] | No | Connected | 2021-09-14 | 5.82 | 5.529 | 5.82 | 0.048 | 0.05 | 18/03/2015
2100041251267 | Pen Y Cae Solar Limited | Pen Y Cae Solar Farm, Ammanford | SARON ROAD |  | CAPEL HENDRE | DYFED | SA18 3LH | United Kingdom | 259949.268 | 211501.153 | Swansea North Grid | Ammanford Grid | 33kV connection | 33 | Western Power Distribution (South Wales) plc | Solar | Photovoltaic | No | 0 | 5.673 | 5.9712 | [12 empty] | No | Connected | 2021-09-14 | 5.9712 | 5.672 | 5.971 | 0.043 | 0.045 | 13/03/2015
2100041251285 | Saron Solar Limited | Saron Solar Farm, Ammanford | SARON |  | AMMANFORD | WEST GLAMORGAN | SA18 3BJ | United Kingdom | 260707.838 | 212806.851 | Swansea North Grid | Ammanford Grid | 33kV connection | 33 | Western Power Distribution (South Wales) plc | Solar | Photovoltaic | No | 0 | 5.287 | 5.5656 | [12 empty] | No | Connected | 2021-09-14 | 5.5656 | 5.287 | 5.565 | 0.043 | 0.045 | 13/03/2015
2200042475178 | New Banwell Solar Limited | Towerhead Farm, Banwell, |  |  | BANWELL | NORTH SOMERSET | BS29 6PQ | United Kingdom | 340704.771 | 159626.994 | Bridgwater S.G.P. | Churchill Bsp 132kv | 33kV connection | 33 | Western Power Distribution (South West) plc | Solar | Photovoltaic | No | 0 | 6.175 | 6.5 | [12 empty] | No | Connected | 2021-09-14 | 6.5 | 6.175 | 6.5 | 0.048 | 0.05 | 16/03/2015
2100041272870 | Sune Little Neath Solar Limited | Little Neath, Wogaston Farm | RHOSCROWTHER | ANGLE | PEMBROKE | DYFED | SA71 5AA | United Kingdom | 191595 | 200849 | Pembroke Power Station | Haverfordwest Grid | 33kV connection | 33 | Western Power Distribution (South Wales) plc | Solar | Photovoltaic | No | 0 | 4.845 | 5.1 | [12 empty] | No | Connected | 2021-09-14 | 5.1 | 4.75 | 5 | 0.028 | 0.03 | 12/03/2015
2200042475424 | Lightsource SPV 97 Limited | Bystock Farm, Exmouth | HIGHER MARLEY ROAD |  | EXMOUTH | DEVON | EX8 5QG | United Kingdom | 302317.186 | 84299.764 | Exeter Main S.G.P. | Exmouth Bsp | 33kV connection | 33 | Western Power Distribution (South West) plc | Solar | Photovoltaic | No | 0 | 3.344 | 3.52 | [12 empty] | No | Connected | 2021-09-14 | 3.52 | 3.344 | 3.52 | 0.332 | 0.35 | 23/03/2015
1170000443260 | Radstone P.V. Ltd | Hall Farm | RADSTONE |  | BRACKLEY | NORTHAMPTONSHIRE | NN13 5PY | United Kingdom | 458223.276 | 239749.635 | EAST CLAYDON 132KV S STN | BRACKLEY 132kV S STN | Brackley 11kv | 11 | Western Power Distribution (East Midlands) plc | Solar | Photovoltaic | No | 0 | 4.75 | 5 | [12 empty] | No | Connected | 2021-09-14 | 5 | 4.75 | 5 | 0.019 | 0.02 | 27/03/2015
2100041257269 | Hendai Solar Limited | Hendai Farm, Heol Adam, Gelligaer | HEOL ADAM | GELLIGAER | HENGOED | MID GLAMORGAN | CF82 8FU | United Kingdom | 311915.941 | 197865.442 | Upper Boat | Dowlais Grid | 33kV connection | 33 | Western Power Distribution (South Wales) plc | Solar | Photovoltaic | No | 0 | 9.5 | 10 | [12 empty] | No | Connected | 2021-09-14 | 10 | 9.5 | 10 | 0.057 | 0.06 | 10/02/2015
2200042420889 | Lightsource SPV 110 Limited | Northmoor, Whitstone, nr Holsworthy, | WHITSTONE |  | HOLSWORTHY | DEVON | EX22 6TD | United Kingdom | 226976.462 | 97436.377 | Alverdiscott S.G.P. | 132kV connection | 132kV connection | 132 | Western Power Distribution (South West) plc | Solar | Photovoltaic | No | 0 | 13.081 | 13.77 | [12 empty] | No | Connected | 2021-09-14 | 13.77 | 13.351 | 14.054 | 0.19 | 0.2 | 20/03/2015
2200042350168 | Strawberry Fields Farm Shop Limited | STRAWBERRY FIELDS LIFTON DOWN LIFTON | FARM SHOP |  | LIFTON | DEVON | PL16 0DE | United Kingdom | 237797.671 | 85587.157 | Alverdiscott S.G.P. | Pyworthy Bsp | Lifton | 11 | Western Power Distribution (South West) plc | Wind | Onshore wind turbines | No | 0 | 0.997 | 1.05 | [12 empty] | No | Connected | 2021-09-14 | 1.05 | 0.997 | 1.05 | 0.332 | 0.35 | 30/03/2014
2200042486036 | Grove Farm Solar Farm Limited | TOLLAND GROVE FARM SOLAR FARM | TOLLAND |  | TAUNTON | SOMERSET | TA4 3RN | United Kingdom | 311764.37 | 131454.519 | Taunton S.G.P. | Taunton Main Bsp | Lydeard St Lawrence Primary | 11 | Western Power Distribution (South West) plc | Solar | Photovoltaic | No | 0 | 3.07 | 3.232 | [12 empty] | No | Connected | 2021-09-14 | 3.232 | 3.068 | 3.23 | 0.048 | 0.05 | 25/03/2015
1170000467581 | Nowhere Solar Limited | NOWHERE FARM FISHMERE END KIRTON | FISHMERE END |  | KIRTON | LINCOLNSHIRE | PE20 2HX | United Kingdom | 527617.296 | 337947.722 | WALPOLE 132kV S STN | BOSTON 33kV S STN | 33kV connection | 33 | Western Power Distribution (East Midlands) plc | Solar | Photovoltaic | No | 0 | 6.175 | 6.5 | [12 empty] | No | Connected | 2021-09-14 | 6.5 | 6.175 | 6.5 | 0.028 | 0.03 | 31/03/2015
2200042457995 | Greenfields (A) Limited | Hawkers Farm, Yeo Moor, Theale, | YEO MOOR DRIVE |  | THEALE | SOMERSET | BS28 4SN | United Kingdom | 346889.597 | 147584.714 | Bridgwater S.G.P. | Street Bsp | 33kV connection | 33 | Western Power Distribution (South West) plc | Solar | Photovoltaic | No | 0 | 11.325 | 11.9213 | [12 empty] | No | Connected | 2021-09-14 | 11.9213 | 9.9 | 10.421 | 0.38 | 0.4 | 13/03/2015
2100041227102 | Dafen Reserve Power Ltd | Dafen Reserve Power Llethri Rd Dafen | LLETHRI ROAD | DAFEN | LLANELLI | DYFED | SA14 8EU | United Kingdom | 252864 | 202219 | Swansea North Grid | Trostre Grid | Westfa | 11 | Western Power Distribution (South Wales) plc | Fossil Gas | Engine (combustion / reciprocating) | No | 0 | 9.5 | 10 | [12 empty] | No | Connected | 2021-09-14 | 10 | 9.5 | 10 | 0.119 | 0.125 | 05/03/2015
2200042443361 | Trickey Warren Solar Limited | Trickey Warren, Churchstanton, Taunton |  |  | CULMHEAD |  | TA3 7DY | United Kingdom | 321207.329 | 115641.814 | Taunton S.G.P. | Taunton Main Bsp | 33kV connection | 33 | Western Power Distribution (South West) plc | Solar | Photovoltaic | No | 0 | 3.705 | 3.9 | [12 empty] | No | Connected | 2021-09-14 | 3.9 | 3.705 | 3.9 | 0.048 | 0.05 | 28/02/2015
1170000445133 | Blue Planet Solar Park II Limited | Babworth Estate Solar Farm | SMEATH LANE | BASSETLAW | RETFORD | NOTTINGHAMSHIRE | DN22 7PX | United Kingdom | 471511.216 | 383694.999 | STAYTHORPE C 132kV S STN | CHECKERHOUSE 33kV S STN | 33kV connection | 33 | Western Power Distribution (East Midlands) plc | Solar | Photovoltaic | No | 0 | 7.6 | 8 | [12 empty] | No | Connected | 2021-09-14 | 8 | 7.6 | 8 | 0.048 | 0.05 | 10/03/2015
1470000426134 | Tower Hill Farm Renewables Limited | Land at Tower Hill Farm | TYTHERINGTON HILL | TYTHERINGTON | WOTTON-UNDER-EDGE | GLOUCESTERSHIRE | GL12 8QA | United Kingdom | 367184.59 | 188990.506 | IRON ACTON 132kV S STN | CHIPPING SODBURY 132kV S STN | 33kV connection | 33 | Western Power Distribution (West Midlands) plc | Solar | Photovoltaic | No | 0 | 8.55 | 9 | [12 empty] | No | Connected | 2021-09-14 | 9 | 8.55 | 9 | 0.095 | 0.1 | 24/03/2015
1170000489283 | SSB Cotgrave Ltd | Blackberry Solar Farm South | MAIN ROAD |  | COTGRAVE | NOTTINGHAMSHIRE | NG12 3HQ | United Kingdom |  |  | Stoke Bardolph 132kv | NOTTINGHAM EAST 33kV S STN | COTGRAVE 33 11kV S STN | 11 | Western Power Distribution (East Midlands) plc | Solar | Photovoltaic | No | 0 | 4.674 | 4.92 | [12 empty] | No | Connected | 2021-09-14 | 4.92 | 4.674 | 4.92 | 0.076 | 0.08 | 29/07/2015
2200042459566 | Hurcott Solar Limited | Hurcott, Dillington Estate, Ilminster, | BOXSTONE HILL | HURCOTT | ILMINSTER | SOMERSET | TA19 0JS | United Kingdom | 339031.214 | 115844.093 | Axminster S.G.P. | Woodcote Bsp | 33kV connection | 33 | Western Power Distribution (South West) plc | Solar | Photovoltaic | No | 0 | 7.106 | 7.48 | [12 empty] | No | Connected | 2021-09-14 | 7.48 | 7.5 | 7.895 | 0.028 | 0.03 | 12/03/2015
2100041254978 | Hendre Fawr Solar Limited | ABERDARE HENDRE FAWR SOLAR FARM | MOUNT ROAD | RHIGOS | ABERDARE | MID GLAMORGAN | CF44 9RX | United Kingdom | 290653.145 | 205939.368 | Swansea North Grid | Hirwaun Grid | 33kV connection | 33 | Western Power Distribution (South Wales) plc | Solar | Photovoltaic | No | 0 | 9.31 | 9.8 | [12 empty] | No | Connected | 2021-09-14 | 9.8 | 9.69 | 10.2 | 0.028 | 0.03 | 06/03/2015
1470000429775 | Cambridge Solar Power Ltd | CAMBRIDGE SOLAR POWER | BRISTOL ROAD | CAMBRIDGE | GLOUCESTER | GLOUCESTERSHIRE | GL2 7AN | United Kingdom | 375234.829 | 204448.554 | IRON ACTON 132kV S STN | RYEFORD 132kV S STN | 33kV connection | 33 | Western Power Distribution (West Midlands) plc | Solar | Photovoltaic | No | 0 | 28.5 | 30 | [12 empty] | No | Connected | 2021-09-14 | 30 | 28.5 | 30 | 0.035 | 0.037 | 31/03/2015
2100041258607 | Singrug Limited | BLACKWOOD CWM CAE SINGRUG FARM | MYNYDDISLWYN |  | BLACKWOOD | GWENT | NP12 2BG | United Kingdom | 319617.922 | 193891.343 | Rassau G.S.P. | Crumlin | 33kV connection | 33 | Western Power Distribution (South Wales) plc | Solar | Photovoltaic | No | 0 | 8.407 | 8.85 | [12 empty] | No | Connected | 2021-09-14 | 8.85 | 9.5 | 10 | 0.095 | 0.1 | 02/03/2015
1170000489210 | SSB Radcliffe Ltd | Blackberry Solar Farm North | STRAGGLETHORPE ROAD | STRAGGLETHORPE | NOTTINGHAM | NOTTINGHAMSHIRE | NG12 2JZ | United Kingdom |  |  | Stoke Bardolph 132kv | NOTTINGHAM EAST 33kV S STN | COTGRAVE 33 11kV S STN | 11 | Western Power Distribution (East Midlands) plc | Solar | Photovoltaic | No | 0 | 4.674 | 4.92 | [12 empty] | No | Connected | 2021-09-14 | 4.92 | 4.674 | 4.92 | 0.076 | 0.08 | 29/07/2015
1170000458569 | Morton Solar Limited | Morton 2 Solar Farm | MANSFIELD ROAD |  | BABWORTH | NOTTINGHAMSHIRE | DN22 8HE | United Kingdom | 466882.836 | 379496.664 | STAYTHORPE C 132kV S STN | CHECKERHOUSE 33kV S STN | 33kV connection | 33 | Western Power Distribution (East Midlands) plc | Solar | Photovoltaic | No | 0 | 19.684 | 20.72 | [12 empty] | No | Connected | 2021-09-14 | 20.72 | 19.684 | 20.72 | 0.085 | 0.09 | 03/03/2015
2100040975990 | Pinewood Studios Wales Limited | Cardiff, Wentloog Avenue | WENTLOOOG AVENUE | WENTLOOG | CARDIFF | SOUTH GLAMORGAN | CF3 2EE | United Kingdom | 323538.858 | 179235.72 | Cardiff East Grid | Trowbridge 132/11 Kv S/S | Trowbridge Primary | 11 | Western Power Distribution (South Wales) plc | Wind | Onshore wind turbines | No | 0 | 2.185 | 2.3 | [12 empty] | No | Connected | 2021-09-14 | 2.3 | 2.185 | 2.3 | 0.38 | 0.4 | 07/02/2011
1170000379571 | Gedling Solar Limited | Gedling Solar Farm | SPRING LANE | LAMBLEY | NOTTINGHAM | NOTTINGHAMSHIRE | NG4 4PE | United Kingdom | 461730.259 | 344148.224 | Stoke Bardolph 132kv | NOTTINGHAM EAST 33kV S STN | GEDLING 33 11kV S STN | 11 | Western Power Distribution (East Midlands) plc | Solar | Photovoltaic | No | 0 | 4.56 | 4.8 | [12 empty] | No | Connected | 2021-09-14 | 4.8 | 4.56 | 4.8 | 0.037 | 0.039 | 01/03/2015
1170000485508 | Cherry Tree Solar Farm Limited | CHESTERFIELD CHERRY TREE SOLAR FARM | CHERRY TREE SOLAR FARM | CHESTERFIELD ROAD | CHESTERFIELD | DERBYSHIRE | S44 5JG | United Kingdom | 443219.115 | 371454.473 | CHESTERFIELD 132kV S STN | CHESTERFIELD 33kV S STN | Bolsover 11kV S Stn | 11 | Western Power Distribution (East Midlands) plc | Solar | Photovoltaic | No | 0 | 4.446 | 4.68 | [12 empty] | No | Connected | 2021-09-14 | 4.68 | 4.446 | 4.68 | 0.142 | 0.15 | 15/12/2015
1170000480699 | Littlewood Farm Solar Limited | Littlewood Solar Farm, Hanslope | TATHALL END | HANSLOPE | MILTON KEYNES | NORTHAMPTONSHIRE | MK19 7NF | United Kingdom | 482338.26 | 247115.972 | EAST CLAYDON 132KV S STN | BRADWELL ABBEY 33kV S STN | 33kV connection | 33 | Western Power Distribution (East Midlands) plc | Solar | Photovoltaic | No | 0 | 11.4 | 12 | [12 empty] | No | Connected | 2021-09-14 | 12 | 11.4 | 12 | 0.095 | 0.1 | 16/03/2015
2100041136546 | KS SPV 18 Limited | Hoplass Solar Farm, Rhoscrowther | RHOSCROWTHER |  | PEMBROKE | DYFED | SA71 5TG | United Kingdom | 191915.835 | 201205.363 | Pembroke Power Station | Golden Hill Grid | 33kV connection | 33 | Western Power Distribution (South Wales) plc | Solar | Photovoltaic | No | 0 | 8.075 | 8.5 | [12 empty] | No | Connected | 2021-09-14 | 8.5 | 8.55 | 9 | 0.028 | 0.03 | 13/03/2015
1470000430103 | Lightsource SPV 103 Ltd | Pitchford Solar Farm | PITCHFORD |  | SHREWSBURY | SHROPSHIRE | SY5 7DH | United Kingdom | 351655.983 | 302827.081 | IRONBRIDGE 132kV S STN | IRONBRIDGE 132 33kV S STN | 33kV connection | 33 | Western Power Distribution (West Midlands) plc | Solar | Photovoltaic | No | 0 | 14.25 | 15 | [12 empty] | No | Connected | 2021-09-14 | 15 | 14.25 | 15 | 0.095 | 0.1 | 27/03/2015
2200042467600 | Second Generation Sawmills Limited | Ashcombe Solar Park, Near, Dawlish | COLLEY LANE CROSS |  | DAWLISH | DEVON | EX7 0QD | United Kingdom | 291687.862 | 77812.586 | Abham S.G.P. | Newton Abbot Bsp (Forde Road) | 33kV connection | 33 | Western Power Distribution (South West) plc | Solar | Photovoltaic | No | 0 | 5.201 | 5.475 | [12 empty] | No | Connected | 2021-09-14 | 5.475 | 5.201 | 5.475 | 0.085 | 0.09 | 01/03/2015
1470000416800 | Sunsave 11 (Wrockwardine Farm) Limited | Wrockwardine Farm | WROCKWADINE |  | TELFORD | SHROPSHIRE | TF6 5DG | United Kingdom | 361026.211 | 311896.347 | SHREWSBURY 132kV S STN | Shrewsbury 132/33kV | 33kV connection | 33 | Western Power Distribution (West Midlands) plc | Solar | Photovoltaic | No | 0 | 9.5 | 10 | [12 empty] | No | Connected | 2021-09-14 | 10 | 9.5 | 10 | 0.152 | 0.16 | 31/03/2015
2100041267930 | WSE Rhydypandy Limited | SWANSEA CEFN BETINGAU B | CLYDACH |  | SWANSEA | WEST GLAMORGAN | SA6 6NX | United Kingdom | 265895.204 | 201591.666 | Swansea North Grid | Swansea North Bsp | 33kV connection | 33 | Western Power Distribution (South Wales) plc | Solar | Photovoltaic | No | 0 | 4.845 | 5.1 | [12 empty] | No | Connected | 2021-09-14 | 5.1 | 5.7 | 6 | 0.028 | 0.03 | 20/02/2015
2200042446993 | MTS Rydon Solar Limited | Rydon Farm, Ogwell, Newton Abbot | OGWELL |  | NEWTON ABBOT | DEVON | TQ12 6DB | United Kingdom | 284346.085 | 68755.426 | Abham S.G.P. | Newton Abbot Bsp (Forde Road) | 33kV connection | 33 | Western Power Distribution (South West) plc | Solar | Photovoltaic | No | 0 | 7.837 | 8.25 | [12 empty] | No | Connected | 2021-09-14 | 8.25 | 7.837 | 8.25 | 0.057 | 0.06 | 01/03/2015
1170000468441 | Sun and Soil Renewable 12 Ltd | WRAGBY | BARDNEY ROAD | WRAGBY | MARKET RASEN | LINCOLNSHIRE | LN8 5JE | United Kingdom | 513609.405 | 376774.59 | WEST BURTON 132kV S STN | LINCOLN MAIN No 1 33kV S STN | WRAGBY 33 11kV S STN | 11 | Western Power Distribution (East Midlands) plc | Solar | Photovoltaic | No | 0 | 3.334 | 3.51 | [12 empty] | No | Connected | 2021-09-14 | 3.51 | 3.334 | 3.51 | 0.142 | 0.15 | 01/03/2015
1470000430274 | Helios Solar 2 Limited | Huddlesford Lane Generator, Huddlesford Ho.FM, | HUDDLESFORD LANE | HUDDLESFORD | LICHFIELD | STAFFORDSHIRE | WS13 8PY | United Kingdom | 415436.495 | 309050.626 | RUGELEY 132kV S STN | LICHFIELD 132kV S STN | Lichfield 132/11kV | 11 | Western Power Distribution (West Midlands) plc | Solar | Photovoltaic | No | 0 | 0.95 | 1 | [12 empty] | No | Connected | 2021-09-14 | 1 | 0.95 | 1 | 0.095 | 0.1 | 12/02/2015
2200042457912 | First Solar Project Limited | Pencoose Farm, Stithias, Cornwall, TR3 7DN | TREBOST LANE |  | STITHIANS | CORNWALL | TR3 7DN | United Kingdom | 172882.857 | 37974.759 | Indian Queens S.G.P. | Rame Bsp | 33kV connection | 33 | Western Power Distribution (South West) plc | Solar | Photovoltaic | No | 0 | 6.897 | 7.26 | [12 empty] | No | Connected | 2021-09-14 | 7.26 | 6.897 | 7.26 | 0.052 | 0.055 | 18/03/2015
2200042442386 | Moorhouse Community Solar Limited | Moorhouse Solar HVM | MOORHOUSE LANE | HALLEN | BRISTOL | NORTH SOMERSET | BS10 7RU | United Kingdom | 354463.174 | 179579.907 | Seabank Sgp | Avonmouth Bsp | Avonmouth | 11 | Western Power Distribution (South West) plc | Solar | Photovoltaic | No | 0 | 1.425 | 1.5 | [12 empty] | No | Connected | 2021-09-14 | 1.5 | 1.425 | 1.5 | 0.028 | 0.03 | 01/03/2015
2100041260340 | ESF Llwyndu Limited | LLWYNDU SOLAR FARM | LLWYNDU FARM |  | BLAENPORTH | CARDIGAN | SA43 2JB | United Kingdom | 227173.305 | 248752.168 | Swansea North Grid | Rhos Grid | 33kV connection | 33 | Western Power Distribution (South Wales) plc | Solar | Photovoltaic | No | 0 | 5.643 | 5.94 | [12 empty] | No | Connected | 2021-09-14 | 5.94 | 6.207 | 6.534 | 0.028 | 0.03 | 19/02/2015
1170000415955 | Gaultney Solar Park Limited | West Lodge Farm & Rural Centre | DESBOROUGH |  | KETTERING | NORTHAMPTONSHIRE | NN14 2SH | United Kingdom | 481598.484 | 283748.651 | GRENDON 132kV S STN | KETTERING 33kV S STN | 33kV connection | 33 | Western Power Distribution (East Midlands) plc | Solar | Photovoltaic | No | 0 | 17.1 | 18 | [12 empty] | No | Connected | 2021-09-14 | 18 | 17.1 | 18 | 0.048 | 0.05 | 31/03/2015
2200042485291 | South West Water Ltd | Totnes Littlehempston River Dart Treatment Works | TREATMENT WORKS | LITTLEHEMPSTON | TOTNES | DEVON | TQ9 6LU | United Kingdom | 280282.56 | 61854.859 | Abham S.G.P. | Totnes Bsp | Totnes | 11 | Western Power Distribution (South West) plc | Hydro (to be confirmed) | Hydro power system | No | 0 | 0.832 | 0.87596 | [12 empty] | No | Connected | 2021-09-14 | 0.87596 | 0.285 | 0.3 | 3.325 | 3.5 | 01/01/2001
2200042465170 | Second Generation Coombeshead Limited | Coombeshead Farm, Diptford, Totnes TQ9 7NG | COMBESHEAD CROSS TO MURTWELL CROSS |  | DIPTFORD | DEVON | TQ9 7NG | United Kingdom | 274821.77 | 55790.106 | Abham S.G.P. | Totnes Bsp | 33kV connection | 33 | Western Power Distribution (South West) plc | Solar | Photovoltaic | No | 0 | 7.273 | 7.656 | [12 empty] | No | Connected | 2021-09-14 | 7.656 | 7.273 | 7.656 | 0.019 | 0.02 | 13/02/2015
1470000425549 | SSB Condover Limited | Condover Solar Farm | BORETON | CROSS HOUSES | SHREWSBURY | SHROPSHIRE | SY5 6HJ | United Kingdom | 350944.29 | 307095.361 | IRONBRIDGE 132kV S STN | IRONBRIDGE 132 33kV S STN | 33kV connection | 33 | Western Power Distribution (West Midlands) plc | Solar | Photovoltaic | No | 0 | 9.5 | 10 | [12 empty] | No | Connected | 2021-09-14 | 10 | 9.5 | 10 | 0.076 | 0.08 | 29/03/2015
1170000457626 | Southam Solar Farm Ltd | Elms Farm Southam solar farm | THE ELMS | PLOUGH LANE | BISHOPS ITCHINGTON | WARWICKSHIRE | CV47 2QG | United Kingdom | 438109.342 | 257978.051 | BERKSWELL 132kV S STN | HARBURY 33kV S STN | 33kV connection | 33 | Western Power Distribution (East Midlands) plc | Solar | Photovoltaic | No | 0 | 8.55 | 9 | [12 empty] | No | Connected | 2021-09-14 | 9 | 8.55 | 9 | 0.048 | 0.05 | 05/03/2015
2200042400891 | Tengore Solar Limited | Tengore Lane, Langport | TENGORE LANE |  | LANGPORT | SOMERSET | TA10 9JL | United Kingdom | 344697.617 | 127410.112 | Bridgwater S.G.P. | Bridgwater Grid Bsp | 33kV connection | 33 | Western Power Distribution (South West) plc | Solar | Photovoltaic | No | 0 | 2.821 | 2.97 | [12 empty] | No | Connected | 2021-09-14 | 2.97 | 2.821 | 2.97 | 0.024 | 0.025 | 05/02/2015
2100041195106 | Lightsource SPV 76 Limited | COWBRIDGE TREGUFF PV | ST. MARY CHURCH |  | COWBRIDGE | VALE OF GLAMORGAN | CF71 7LT | United Kingdom | 302180.784 | 171062.064 | Aberthaw Power Station | East Aberthaw | 33kV connection | 33 | Western Power Distribution (South Wales) plc | Solar | Photovoltaic | No | 0 | 2.964 | 3.12 | [12 empty] | No | Connected | 2021-09-14 | 3.12 | 3.61 | 3.8 | 0.095 | 0.1 | 04/02/2015
1170000447725 | SunE Prestop Park Limited | Prestop Park Farm | BURTON ROAD |  | ASHBY-DE-LA-ZOUCH | LEICESTERSHIRE | LE65 2TE | United Kingdom | 433918.627 | 317339.97 | DRAKELOW 132kV | GRESLEY 33kV S STN | 33kV connection | 33 | Western Power Distribution (East Midlands) plc | Solar | Photovoltaic | No | 0 | 16.15 | 17 | [12 empty] | No | Connected | 2021-09-14 | 17 | 16.15 | 17 | 0.057 | 0.06 | 21/03/2015
2200042349748 | Good Energy Carloggas Solar Park (009) Limited | St Austell Carloggas Farm St Stephen, | ST. STEPHEN |  | ST. AUSTELL | CORNWALL | PL26 7RA | United Kingdom | 195595.528 | 54251.428 | Indian Queens S.G.P. | Fraddon Bsp | 33kV connection | 33 | Western Power Distribution (South West) plc | Solar | Photovoltaic | No | 0 | 7.89 | 8.3048 | [12 empty] | No | Connected | 2021-09-14 | 8.3048 | 7.89 | 8.305 | 0.218 | 0.23 | 03/02/2015
1470000422654 | Coleford Energy Ltd | Milkwall Solar Park | PINGRY LANE |  | COLEFORD | GLOUCESTERSHIRE | GL16 8QD | United Kingdom | 357379.725 | 209554.547 | PORT HAM 132kV S STN | LYDNEY 33kV S STN | BIXHEAD 33 11kV S STN | 11 | Western Power Distribution (West Midlands) plc | Solar | Photovoltaic | No | 0 | 2.565 | 2.7 | [12 empty] | No | Connected | 2021-09-14 | 2.7 | 2.565 | 2.7 | 0.048 | 0.05 | 01/04/2015
2200042348692 | Lightsource SPV 24 Limited | Clann Farm 1MWp Solar | CLANN LANE | LANIVET | BODMIN | CORNWALL | PL30 5HD | United Kingdom | 202984.582 | 63769.92 | Indian Queens S.G.P. | St Tudy Bsp | Bodmin | 11 | Western Power Distribution (South West) plc | Solar | Photovoltaic | No | 0 | 0.95 | 1 | [12 empty] | No | Connected | 2021-09-14 | 1 | 0.95 | 1 | 0.048 | 0.05 | 01/11/2014
1170000438321 | Lightsource SPV 129 Ltd | Thoresby Solar Farm | BUDBY |  | WORKSOP | NOTTINGHAMSHIRE | NG20 9PG | United Kingdom | 461006.847 | 370864.901 | CHESTERFIELD 132kV S STN | CLIPSTONE 33kV S STN | 33kV connection | 33 | Western Power Distribution (East Midlands) plc | Solar | Photovoltaic | No | 0 | 16.15 | 17 | [12 empty] | No | Connected | 2021-09-14 | 17 | 16.15 | 17 | 0.162 | 0.17 | 20/03/2015
2200042340824 | GPP Langstone LLP | Totnes Bidwell near Dartington | SOUTHDOWN FARM | DARTINGTON | TOTNES | DEVON | TQ9 6DU | United Kingdom | 277310.822 | 61531.017 | Abham S.G.P. | Totnes Bsp | 33kV connection | 33 | Western Power Distribution (South West) plc | Solar | Photovoltaic | No | 0 | 4.75 | 5 | [12 empty] | No | Connected | 2021-09-14 | 5 | 4.75 | 5 | 0.024 | 0.025 | 01/03/2015
2200042171458 | Winnards Solar Limited | South Moor Farm, Winnards Perch, St Columb, | WINNARDS PERCH |  | ST COLUMB | CORNWALL | TR9 6DE | United Kingdom | 192402.039 | 66767.657 | Indian Queens S.G.P. | Fraddon Bsp | 33kV connection | 33 | Western Power Distribution (South West) plc | Solar | Photovoltaic | No | 0 | 3.325 | 3.5 | [12 empty] | No | Connected | 2021-09-14 | 3.5 | 3.325 | 3.5 | 0.057 | 0.06 | 30/01/2015
2200042465198 | Lightsource SPV 31 Limited | Walland Farm, Lenards Cottage, Lenards Road, | WALLAND FARM | LENARDS ROAD | BIDEFORD | DEVON | EX39 5QH | United Kingdom | 235290.596 | 122026.389 | Alverdiscott S.G.P. | East Yelland Bsp | 33kV connection | 33 | Western Power Distribution (South West) plc | Solar | Photovoltaic | No | 0 | 4.075 | 4.29 | [12 empty] | No | Connected | 2021-09-14 | 4.29 | 4.075 | 4.29 | 0.095 | 0.1 | 02/02/2015
2200042348674 | KS SPV 11 Limited | Truro Nanteague Solar Farm, Marazanvose |  |  | MARAZANVOSE | CORNWALL | TR4 9DH | United Kingdom | 179516.902 | 49687.686 | Indian Queens S.G.P. | Truro Bsp | 33kV connection | 33 | Western Power Distribution (South West) plc | Solar | Photovoltaic | No | 0 | 6.531 | 6.875 | [12 empty] | No | Connected | 2021-09-14 | 6.875 | 6.531 | 6.875 | 0.057 | 0.06 | 26/01/2015
1170000340955 | Severn Trent Water Limited | WORKSOP, Rayton Lane | RAYTON LANE | MANTON | WORKSOP |  | S81 0UD | United Kingdom | 460733.058 | 379236.759 | WEST BURTON 132kV S STN | WORKSOP 33kV S STN | MANTON 33 11kV S STN | 11 | Western Power Distribution (East Midlands) plc | Biomass | Steam turbine (thermal power plant) | No | 0 | 0.76 | 0.8 | [12 empty] | No | Connected | 2021-09-14 | 0.8 | 0.76 | 0.8 | 0.95 | 1 | 19/01/2015
2200042417803 | Capelands Solar Farm Limited | Barnstaple Capelands Farm Bratton Fleming | BRATTON FLEMING |  | BARNSTAPLE | DEVON | EX32 7JN | United Kingdom | 266221.034 | 138919.693 | Alverdiscott S.G.P. | Barnstaple Bsp | 33kV connection | 33 | Western Power Distribution (South West) plc | Solar | Photovoltaic | No | 0 | 7.148 | 7.524 | [12 empty] | No | Connected | 2021-09-14 | 7.524 | 7.148 | 7.524 | 0.028 | 0.03 | 21/01/2015
2200042474981 | Hillsmoor Farm Solar Farm Ltd | Hillsmoor Solar Farm, Hatherleigh | HOLSWORTHY ROAD | HATHERLEIGH | OKEHAMPTON | DEVON | EX20 3LE | United Kingdom | 253180.578 | 103480.592 | Alverdiscott S.G.P. | Pyworthy Bsp | Hatherleigh | 11 | Western Power Distribution (South West) plc | Solar | Photovoltaic | No | 0 | 0.95 | 1 | [12 empty] | No | Connected | 2021-09-14 | 1 | 0.95 | 1 | 0.048 | 0.05 | 30/03/2015
2200042400873 | Liverton 2014 Limited | Exmouth Liverton Farm Salterton Road | SALTERTON ROAD |  | EXMOUTH | DEVON | EX8 5BW | United Kingdom | 303561.572 | 82880.797 | Exeter Main S.G.P. | Exmouth Bsp | 33kV connection | 33 | Western Power Distribution (South West) plc | Solar | Photovoltaic | No | 0 | 3.715 | 3.91 | [12 empty] | No | Connected | 2021-09-14 | 3.91 | 3.715 | 3.91 | 0.038 | 0.04 | 01/02/2015
1170000461678 | Hunciecroft Solar Ltd | Hunciecroft Solar Farm | HUNCIECROFT | HOLBECK | WORKSOP | NOTTINGHAMSHIRE | S80 3ND | United Kingdom | 453992.482 | 373868.777 | CHESTERFIELD 132kV S STN | WHITWELL 33kV S STN | CRAGGS LANE 33 11kV S STN | 11 | Western Power Distribution (East Midlands) plc | Solar | Photovoltaic | No | 0 | 5.272 | 5.55 | [12 empty] | No | Connected | 2021-09-14 | 5.55 | 5.272 | 5.55 | 0.048 | 0.05 | 02/03/2015
1100770557111 | Novera Energy Generation No.2 Limited | Bilsthorpe Landfill Site | BRAILWOOD ROAD |  | BILSTHORPE | NOTTINGHAMSHIRE | NG22 8UA | United Kingdom | 465643.795 | 360554.303 | CHESTERFIELD 132kV S STN | CLIPSTONE 33kV S STN | BILSTHORPE 33 11kV S STN | 11 | Western Power Distribution (East Midlands) plc | Biofuel landfill gas | Gas turbine (OCGT) | No | 0 | 1.9 | 2 | [12 empty] | No | Connected | 2021-09-14 | 2 | 1.9 | 2 | 0.057 | 0.06 | 11/01/2008
1170000454138 | Better Energy Creswell K/S Limited | Creswell Solar Farm | COLLIERY ROAD | CRESWELL |  |  | S80 4AJ | United Kingdom | 452704.754 | 373274 | CHESTERFIELD 132kV S STN | WHITWELL 33kV S STN | CRAGGS LANE 33 11kV S STN | 11 | Western Power Distribution (East Midlands) plc | Solar | Photovoltaic | No | 0 | 4.75 | 5 | [12 empty] | No | Connected | 2021-09-14 | 5 | 4.75 | 5 | 0.048 | 0.05 | 09/02/2015
2200042398220 | Redlands Solar Farm Limited | Redlands Farm, Bridgwater, Somerset | TAUNTON ROAD | PEDWELL | BRIDGWATER | SOMERSET | TA7 9BG | United Kingdom | 342921.954 | 135396.887 | Bridgwater S.G.P. | Bridgwater Grid Bsp | 33kV connection | 33 | Western Power Distribution (South West) plc | Solar | Photovoltaic | No | 0 | 5.016 | 5.28 | [12 empty] | No | Connected | 2021-09-14 | 5.28 | 5.016 | 5.28 | 0.028 | 0.03 | 20/11/2014
2100041252837 | Brynteg Solar Limited | Brynteg Solar Farm, Llanelli | FIVE ROADS |  | LLANELLI | DYFED | SA15 4ND | United Kingdom | 249301.546 | 203405.535 | Swansea North Grid | Trostre Grid | 33kV connection | 33 | Western Power Distribution (South Wales) plc | Solar | Photovoltaic | No | 0 | 11.628 | 12.24 | [12 empty] | No | Connected | 2021-09-14 | 12.24 | 12.236 | 12.88 | 0.114 | 0.12 | 19/12/2014
1170000447042 | Solar Park Developments 3 LTD | Grange Farm, Kirkby On Bain, Lincolnshire, LN10 6YY | KIRKBY LANE | KIRKBY-ON-BAIN | WOODHALL SPA | LINCOLNSHIRE | LN10 6YY | United Kingdom | 523109.329 | 362088.419 | BICKER FEN 132kV S STN | SLEAFORD 33kV S STN | 33kV connection | 33 | Western Power Distribution (East Midlands) plc | Solar | Photovoltaic | No | 0 | 7.125 | 7.5 | [12 empty] | No | Connected | 2021-09-14 | 7.5 | 7.125 | 7.5 | 0.067 | 0.07 | 20/03/2015
2200042238094 | West Kingsmill Solar Limited | West Kingsmill Solar Farm | KINGSMILL PARK | LANDULPH | SALTASH | CORNWALL | PL12 6NB | United Kingdom | 240656.528 | 62882.999 | Landulph S.G.P. | St Germans Bsp | Saltash Whity Cross | 11 | Western Power Distribution (South West) plc | Solar | Photovoltaic | No | 0 | 1.33 | 1.4 | [12 empty] | No | Connected | 2021-09-14 | 1.4 | 1.33 | 1.4 | 0.005 | 0.005 | 01/04/2014
2200042432634 | Wilmington Community Solar Limited | Marksbury Solar Park | MARKSBURY |  | BATH | SOMERSET | BA2 9JG | United Kingdom | 365058.301 | 161427.613 | Seabank Sgp | Radstock Bsp 132kv | 33kV connection | 33 | Western Power Distribution (South West) plc | Solar | Photovoltaic | No | 0 | 1.895 | 1.995 | [12 empty] | No | Connected | 2021-09-14 | 1.995 | 1.895 | 1.995 | 0.024 | 0.025 | 01/02/2015
2200042465212 | Dunkeswell G1 Solar Farm Ltd | HONITON FLIGHTWAY SOLAR FARM | DUNKESWELL |  | HONITON | DEVON | EX14 4QX | United Kingdom | 313740.2 | 108096.082 | Exeter Main S.G.P. | Tiverton Bsp | Dunkeswell 33/11kv | 11 | Western Power Distribution (South West) plc | Solar | Photovoltaic | No | 0 | 2.66 | 2.8 | [12 empty] | No | Connected | 2021-09-14 | 2.8 | 1.9 | 2 | 0.043 | 0.045 | 01/02/2015
1170000430191 | Lightsource SPV 30 Limited | Eakring Solar Farm, North Laithes Farm, Wellow Road, Eakring, Notts, NG22 0AN | WELLOW ROAD |  | EAKRING | NOTTINGHAMSHIRE | NG22 0AN | United Kingdom | 465902.375 | 362132.52 | CHESTERFIELD 132kV S STN | CLIPSTONE 33kV S STN | 33kV connection | 33 | Western Power Distribution (East Midlands) plc | Solar | Photovoltaic | No | 0 | 9.5 | 10 | [12 empty] | No | Connected | 2021-09-14 | 10 | 9.5 | 10 | 0.048 | 0.05 | 17/03/2015
1170000437220 | Welbeck Hazel Limited | Welbeck Solar Farm, Welbeck Estates, Carburton, Nottinghamshire, NG22 9EY | NETHERFIELD LANE | CARBURTON | PERLETHORPE CUM BUDBY | NOTTINGHAMSHIRE | NG22 9EY | United Kingdom | 459873.115 | 371390.004 | CHESTERFIELD 132kV S STN | CLIPSTONE 33kV S STN | 33kV connection | 33 | Western Power Distribution (East Midlands) plc | Solar | Photovoltaic | No | 0 | 11.248 | 11.84 | [12 empty] | No | Connected | 2021-09-14 | 11.84 | 11.248 | 11.84 | 0.085 | 0.09 | 13/03/2015
1170000447488 | Smith Hall Solar Farm Limited | Smith Hall Farm Solar Plant, Smith Hall Lane, Hulland Ward, Ashbourne, DE63ES | SMITH HALL LANE | HULLAND WARD | ASHBOURNE | DERBYSHIRE | DE6 3ES | United Kingdom | 426565.081 | 346214.694 | CHESTERFIELD 132kV S STN | ALFRETON 33kV S STN | 33kV connection | 33 | Western Power Distribution (East Midlands) plc | Solar | Photovoltaic | No | 0 | 5.7 | 6 | [12 empty] | No | Connected | 2021-09-14 | 6 | 5.7 | 6 | 0.142 | 0.15 | 24/03/2016
1170000451439 | Aston House Solar Limited | Aston House Solar Farm, Aston House Farm, Derbyshire, DE6 5HG. | ASTON HOUSE FARM |  | ASHBOURNE | DERBYSHIRE | DE6 5HG | United Kingdom | 417396.76 | 331396.657 | DRAKELOW 132kV | Burton 33kV | 33kV connection | 33 | Western Power Distribution (East Midlands) plc | Solar | Photovoltaic | No | 0 | 14.06 | 14.8 | [12 empty] | No | Connected | 2021-09-14 | 14.8 | 14.06 | 14.8 | 0.085 | 0.09 | 23/03/2015
2200042447019 | Heulwen Solar Limited | Congresbury Iwood Lane Solar Park |  |  | CONGRESBURY | NORTH SOMERSET | BS49 5JL | United Kingdom | 344911.126 | 162406.744 | Bridgwater S.G.P. | Churchill Bsp 132kv | 33kV connection | 33 | Western Power Distribution (South West) plc | Solar | Photovoltaic | No | 0 | 7.6 | 8 | [12 empty] | No | Connected | 2021-09-14 | 8 | 7.6 | 8 | 0.024 | 0.025 | 18/12/2014
1170000447502 | Second Generation Park Farm Limited | Park Farm Solar PV Plant | BABELAKE STREET | PACKINGTON | ASHBY DE LA ZOUCH | LEICESTERSHIRE | LE65 1TG | United Kingdom | 435597.044 | 312657.641 | ENDERBY 132kV S STN | COALVILLE 33KV S STN | 33kV connection | 33 | Western Power Distribution (East Midlands) plc | Solar | Photovoltaic | No | 0 | 9.5 | 10 | [12 empty] | No | Connected | 2021-09-14 | 10 | 9.5 | 10 | 0.19 | 0.2 | 15/02/2015
1470000381050 | Borough Of Telford & Wrekin | Telford Wheat Leasows Solar | TELFORD |  |  |  | TF1 6AJ | United Kingdom | 367371.263 | 313723.037 | IRONBRIDGE 132kV S STN | Ironbridge 400/132kV | HORTONWOOD 132 11kV S STN | 11 | Western Power Distribution (West Midlands) plc | Solar | Photovoltaic | No | 0 | 3.8 | 4 | [12 empty] | No | Connected | 2021-09-14 | 4 | 3.8 | 4 | 0.048 | 0.05 | 10/12/2014
2200042387502 | Kenwyn Solar Limited | Four Burrows 2, Three Burrows, Truro |  |  | PENHALLOW | CORNWALL | TR4 9NG | United Kingdom | 175749.465 | 47935.108 | Indian Queens S.G.P. | Truro Bsp | 33kV connection | 33 | Western Power Distribution (South West) plc | Solar | Photovoltaic | No | 0 | 5.757 | 6.06 | [12 empty] | No | Connected | 2021-09-14 | 6.06 | 5.7 | 6 | 0.048 | 0.05 | 05/12/2014
1470000406430 | UK Solar (Lower Newton) LLP | Lower Newton Solar Farm | DRAYCOTT ROAD | TEAN | STOKE-ON-TRENT | STAFFORDSHIRE | ST10 4JN | United Kingdom | 398834.512 | 338611.233 | Cellarhead 132kV | FORSBROOK 33kV S STN | 33kV connection | 33 | Western Power Distribution (West Midlands) plc | Solar | Photovoltaic | No | 0 | 8.55 | 9 | [12 empty] | No | Connected | 2021-09-14 | 9 | 8.55 | 9 | 0.048 | 0.05 | 11/03/2015
1170000413708 | UK Solar (Fiskerton) LLP | Fiskerton Solar Farm, Fiskerton Airfield, Reepham Road, Fiskerton, Lincolnshire, | FISKERTON AIRFIELD | REEPHAM ROAD | LINCOLN | LINCOLNSHIRE | LN3 4HZ | United Kingdom | 504973.405 | 372963.646 | WEST BURTON 132kV S STN | LINCOLN MAIN No 1 33kV S STN | 33kV connection | 33 | Western Power Distribution (East Midlands) plc | Solar | Photovoltaic | No | 0 | 28.5 | 30 | [12 empty] | No | Connected | 2021-09-14 | 30 | 28.5 | 30 | 0.095 | 0.1 | 01/03/2015
1170000444681 | Atherstone Solar Farm | Atherstone Solar Farm | WARTON LANE | GRENDON | ATHERSTONE | WARWICKSHIRE | CV9 3DT | United Kingdom | 429691.317 | 301506.344 | LEA MARSTON 132kV S STN | TAMWORTH 33kV S STN | 33kV connection | 33 | Western Power Distribution (East Midlands) plc | Solar | Photovoltaic | No | 0 | 13.3 | 14 | [12 empty] | No | Connected | 2021-09-14 | 14 | 13.3 | 14 | 0.048 | 0.05 | 09/03/2015
2200042410339 | Lightsource SPV 87 Limited | Somerton Somerton Door Solar Park | SOMERTON DOOR | GROVE LANE | SOMERTON | SOMERSET | TA11 6JA | United Kingdom | 347148.033 | 130264.543 | Bridgwater S.G.P. | Bridgwater Grid Bsp | 33kV connection | 33 | Western Power Distribution (South West) plc | Solar | Photovoltaic | No | 0 | 6.982 | 7.35 | [12 empty] | No | Connected | 2021-09-14 | 7.35 | 7.058 | 7.43 | 0.071 | 0.075 | 24/11/2014
1470000278097 | Sunsave 43 (Epwell) Limited | Epwell PV Array | EPWELL |  | BANBURY | OXFORDSHIRE | OX15 6HF | United Kingdom |  |  | FECKENHAM 66 11kV S STN | Feckenham 66/11kV | EPWELL 66 11kV S STN | 11 | Western Power Distribution (West Midlands) plc | Solar | Photovoltaic | No | 0 | 6.65 | 7 | [12 empty] | No | Connected | 2021-09-14 | 7 | 6.65 | 7 | 0.095 | 0.1 | 01/12/2014
1470000406909 | Severn Trent Water Limited | TEWKSBURY, Ledbury Road | MYTHE ROAD |  | TEWKESBURY | GLOUCESTERSHIRE | GL20 6AA | United Kingdom | 389062.646 | 233574.872 | PORT HAM 132kV S STN | Tewkesbury Grid 132/11kV | Tewkesbury Grid 132/11kV | 11 | Western Power Distribution (West Midlands) plc | Fossil oil | Engine (combustion / reciprocating) | No | 0 | 3.135 | 3.3 | [12 empty] | No | Connected | 2021-09-14 | 3.3 | 0.608 | 0.64 | 3.515 | 3.7 | 10/12/2014
2200042430770 | Hanson Quarry Products Europe Limited | FROME WHATLEY QUARRY | WHATLEY |  | FROME | SOMERSET | BA11 3LF | United Kingdom | 372984.884 | 147818.692 | Seabank Sgp | Radstock Bsp 132kv | Whatley Qu Mells | 11 | Western Power Distribution (South West) plc | Fossil oil | Engine (combustion / reciprocating) | No | 0 | 9.302 | 9.792 | [12 empty] | No | Connected | 2021-09-14 | 9.792 | 6.65 | 7 | 6.65 | 7 | 15/11/2014
1170000444102 | Skegness Solar Park Limited | SKEGNESS Burgh Road West PE24 4UF | MIDDLEMARSH ROAD |  | SKEGNESS | LINCOLNSHIRE | PE24 5AB | United Kingdom | 553821.065 | 363662.774 | BICKER FEN 132kV S STN | SKEGNESS 33kV S STN | WARTH LANE SKEGNESS 33 11kV S STN | 11 | Western Power Distribution (East Midlands) plc | Solar | Photovoltaic | No | 0 | 4.75 | 5 | [12 empty] | No | Connected | 2021-09-14 | 5 | 4.75 | 5 | 0.38 | 0.4 | 01/03/2015
2200042418807 | East Youlstone Wind Farm Limited | East Youlstone, Bude, | YOULSTONE |  | BUDE | CORNWALL | EX23 9PU | United Kingdom | 228092.278 | 115826.937 | Alverdiscott S.G.P. | Pyworthy Bsp | 33kV connection | 33 | Western Power Distribution (South West) plc | Wind | Onshore wind turbines | No | 0 | 3.8 | 4 | [12 empty] | No | Connected | 2021-09-14 | 4 | 3.8 | 4 | 0.095 | 0.1 | 01/12/2014
1170000442860 | Malakbel SPV 1 Limited | TUXFORD WESTWOOD SOLAR FARM | OLLERTON ROAD | TUXFORD | NEWARK | NOTTINGHAMSHIRE | NG22 0PF | United Kingdom | 470647.767 | 370079.605 | STAYTHORPE C 132kV S STN | CHECKERHOUSE 33kV S STN | TUXFORD 33 11kV S STN | 11 | Western Power Distribution (East Midlands) plc | Solar | Photovoltaic | No | 0 | 4.075 | 4.29 | [12 empty] | No | Connected | 2021-09-14 | 4.29 | 4.075 | 4.29 | 0.142 | 0.15 | 01/11/2014
2200042443325 | Stanley 2014 Limited | Grange Farm, Northwood, Winterbourne, Bristol | OLD GLOUCESTER ROAD | WINTERBOURNE | BRISTOL | NORTH SOMERSET | BS36 1RR | United Kingdom | 363366.855 | 182487.486 | Iron Acton S.G.P. | Lockleaze Bsp 132kv | 33kV connection | 33 | Western Power Distribution (South West) plc | Solar | Photovoltaic | No | 0 | 16.302 | 17.16 | [12 empty] | No | Connected | 2021-09-14 | 17.16 | 16.302 | 17.16 | 0.028 | 0.03 | 10/11/2014
none | Swinford Wind Farm Limited | Swinford Wind Farm Limited | Swinford Wind Farm | Swinford Wind Farm | Lutterworth |  | LE17 6BQ | United Kingdom | 449305.944 | 282560.957 | COVENTRY 132kV S STN | PAILTON 33KV S STN | 33kV connection | 33 | Western Power Distribution (East Midlands) plc | Wind | Onshore wind turbines | No | 0 | 15 | 15.789 | [12 empty] | No | Accecpted to Connect | 2021-09-14 | [6 empty] | 15.789 | 10 | 10.526 | 0 | 0 | 30/10/2018 | N/A
1470000398346 | Millclose Solar Limited | Barr Farm Solar | STAFFORD ROAD |  | STANDEFORD | WEST MIDLANDS | WV10 7BN | United Kingdom | 391400.509 | 307921.097 | Bushbury D 132kV | BUSHBURY C 132kV S STN | Bushbury B-C 132/33/11kV | 11 | Western Power Distribution (West Midlands) plc | Solar | Photovoltaic | No | 0 | 1.425 | 1.5 | [12 empty] | No | Connected | 2021-09-14 | 1.5 | 1.425 | 1.5 | 0.057 | 0.06 | 01/03/2015
1170000428537 | Branston Solar Park Limited | Branston Solar Park, Mere Road, Branston, Lincolnshire, LN4 1NJ | MERE ROAD | BRANSTON | LINCOLN | LINCOLNSHIRE | LN4 1NJ | United Kingdom | 503227.029 | 365654.604 | WEST BURTON 132kV S STN | LINCOLN MAIN No 1 33kV S STN | 33kV connection | 33 | Western Power Distribution (East Midlands) plc | Solar | Photovoltaic | No | 0 | 14.25 | 15 | [12 empty] | No | Connected | 2021-09-14 | 15 | 14.25 | 15 | 0.048 | 0.05 | 09/03/2015
1170000325317 | Watford Lodge Wind Farm Ltd | Watford Lodge Windfarm Ltd | WEST HADDON ROAD |  | WATFORD | NORTHAMPTONSHIRE | NN6 7UN | United Kingdom | 460422.621 | 270484.998 | COVENTRY 132kV S STN | DAVENTRY 33KV S STN | 33kV connection | 33 | Western Power Distribution (East Midlands) plc | Wind | Onshore wind turbines | No | 0 | 9.737 | 10.25 | [12 empty] | No | Connected | 2021-09-14 | 10.25 | 9.737 | 10.25 | 0.166 | 0.175 | 18/08/2015
2200031823530 | St Breock Limited | St Breock Windfarm, near Wadebridge | ACCESS TO HAYCROCK | ST BREOCK | WADEBRIDGE | CORNWALL | PL27 7LG | United Kingdom | 197414.841 | 68951.54 | Indian Queens S.G.P. | St Tudy Bsp | 33kV connection | 33 | Western Power Distribution (South West) plc | Wind | Onshore wind turbines | No | 0 | 14.202 | 14.95 | [12 empty] | No | Connected | 2021-09-14 | 14.95 | 9.5 | 10 | 0.171 | 0.18 | 01/11/1997
2200042356285 | Galsworthy Wind Park Limited | Bideford Galsworthy Wind Farm | BUCKLAND BREWER |  | BIDEFORD | DEVON | EX39 5NR | United Kingdom | 240855.179 | 114479.523 | Alverdiscott S.G.P. | 132kV connection | 132kV connection | 132 | Western Power Distribution (South West) plc | Wind | Onshore wind turbines | No | 0 | 8.74 | 9.2 | [12 empty] | No | Connected | 2021-09-14 | 9.2 | 8.74 | 9.2 | 0.95 | 1 | 31/10/2014
2200042385462 | Airvolution Energy (Garlenick) Limited | Truro Garlenick Estate | GARLENICK ESTATE | GRAMPOUND | TRURO | CORNWALL | TR2 4RQ | United Kingdom | 194711.648 | 48954.693 | Indian Queens S.G.P. | Fraddon Bsp | 33kV connection | 33 | Western Power Distribution (South West) plc | Wind | Onshore wind turbines | No | 0 | 3.8 | 4 | [12 empty] | No | Connected | 2021-09-14 | 4 | 3.8 | 4 | 0.095 | 0.1 | 24/10/2014
2200040210501 | South West Water Ltd | Restormel WTW |  |  | LOSTWITHIEL | CORNWALL | PL22 0HE | United Kingdom | 209670.81 | 62474.55 | Indian Queens S.G.P. | Fraddon Bsp | Lostwithiel | 11 | Western Power Distribution (South West) plc | Solar | Photovoltaic | No | 0 | 4.275 | 4.5 | [12 empty] | No | Connected | 2021-09-14 | 4.5 | 4.275 | 4.5 | 3.99 | 4.2 | 14/10/2014
2200042384200 | Equitix Solar (5) Limited | Canworthy Solar Farm, near Canworthy Water, | CANWORTHY WATER |  | LAUNCESTON | CORNWALL | PL15 8LY | United Kingdom | 222524.449 | 93242.936 | Alverdiscott S.G.P. | 132kV connection | 132kV connection | 132 | Western Power Distribution (South West) plc | Solar | Photovoltaic | No | 0 | 31.16 | 32.8 | [12 empty] | No | Connected | 2021-09-14 | 32.8 | 31.16 | 32.8 | 0.19 | 0.2 | 01/11/2014
1170000431168 | Marks And Spencer plc | NEW DISTRIBUTION CENTRE | EAST MIDLANDS DISTRIBUTION CENTRE | ARUNDEL AVENUE |  |  | DE74 2HL | United Kingdom | 443586.641 | 328182.15 | WILLINGTON 132kV S STN | SPONDON B 33kV S STN | TRENT LANE 33 11kV S STN | 11 | Western Power Distribution (East Midlands) plc | Solar | Photovoltaic | No | 0 | 0.332 | 0.35 | [12 empty] | No | Connected | 2021-09-14 | 0.35 | 4.75 | 5 | 4.75 | 5 | 01/11/2014
2100041246319 | Longlands Lane Renewables Limited | Magor, Longlands Lane WT | REDWICK | MAGOR | CALDICOT | GWENT | NP26 3TS | United Kingdom | 340832.601 | 185505.183 | Uskmouth | Magor Grid | Magor Primary | 11 | Western Power Distribution (South Wales) plc | Wind | Onshore wind turbines | No | 0 | 1.425 | 1.5 | [12 empty] | No | Connected | 2021-09-14 | 1.5 | 1.425 | 1.5 | 0.009 | 0.01 | 17/11/2014
1170000369086 | UK Solar (Hartwell) LLP | Hartwell Solar Farm, Hartwell, Northamptonshire, NN7 2EU | HANSLOPE ROAD | HARTWELL | NORTHAMPTON | NORTHAMPTONSHIRE | NN7 2EU | United Kingdom | 479179.451 | 249014.007 | GRENDON 132kV S STN | NORTHAMPTON 33kV S STN | 33kV connection | 33 | Western Power Distribution (East Midlands) plc | Solar | Photovoltaic | No | 0 | 14.25 | 15 | [12 empty] | No | Connected | 2021-09-14 | 15 | 14.25 | 15 | 0.095 | 0.1 | 01/12/2014
2200042382639 | NextPower Gover Farm Limited | Truro - Gover Park, Gover Hill, Mount Hawke | GOVER PARK | GOVER HILL | TRURO | CORNWALL | TR4 8BH | United Kingdom | 172158.642 | 48305.051 | Indian Queens S.G.P. | Camborne Bsp | 33kV connection | 33 | Western Power Distribution (South West) plc | Solar | Photovoltaic | No | 0 | 7.362 | 7.75 | [12 empty] | No | Connected | 2021-09-14 | 7.75 | 7.362 | 7.75 | 0.048 | 0.05 | 16/10/2014
1170000398495 | ENERGIEPARK UK LI GMBH & CO LILBOURNE KG (UK BRANCH) | Lilbourne 12MW wind farm | YELVERTOFT ROAD | LILBOURNE | RUGBY | WARWICKSHIRE | CV23 0SZ | United Kingdom | 456637.646 | 277250.552 | COVENTRY 132kV S STN | RUGBY 33kV S STN | 33kV connection | 33 | Western Power Distribution (East Midlands) plc | Wind | Onshore wind turbines | No | 0 | 11.4 | 12 | [12 empty] | No | Connected | 2021-09-14 | 12 | 11.4 | 12 | 0.142 | 0.15 | 01/11/2014
2200042424768 | Nomansland Biogas Limited | Tiverton Menchine Farm AD Plant | MENCHINE FARM | NOMANSLAND | TIVERTON | DEVON | EX16 8NP | United Kingdom | 283227.895 | 113548.085 | Exeter Main S.G.P. | Exeter City Bsp | Witheridge | 11 | Western Power Distribution (South West) plc | Biofuel biogas from anaerobic digestion (excluding landfill & sewage) | Engine (combustion / reciprocating) | No | 0 | 2.755 | 2.9 | [12 empty] | No | Connected | 2021-09-14 | 2.9 | 1.805 | 1.9 | 0.285 | 0.3 | 01/10/2014
1470000344261 | Bowley Storage & Marketing | Bowley Court Farm | BOWLEY LANE | BODENHAM | HEREFORD | HEREFORDSHIRE | HR1 3LG | United Kingdom | 351762.578 | 253348.057 | BISHOPS WOOD 132kV S STN | HEREFORD 66kV S STN | BODENHAM 66 11kV S STN | 11 | Western Power Distribution (West Midlands) plc | Biofuel landfill gas | Gas turbine (OCGT) | Yes | 0 | 1.235 | 1.3 | [12 empty] | No | Connected | 2021-09-14 | 1.3 | 1.235 | 1.3 | 0.19 | 0.2 | 20/12/2012
1170000192366 | Daintree Wind Farm Limited | Crick Dirft Wind Farm | CRICK |  | RUGBY | NORTHAMPTONSHIRE | NN6 7GW | United Kingdom | 457273.222 | 272644.289 | COVENTRY 132kV S STN | DAVENTRY 33KV S STN | CRICK 33 11kV S STN | 11 | Western Power Distribution (East Midlands) plc | Wind | Onshore wind turbines | No | 0 | 4.75 | 5 | [12 empty] | No | Connected | 2021-09-14 | 5 | 4.75 | 5 | 0.024 | 0.025 | 01/10/2014
2100041212230 | Pentre Solar Limited | Pentre Farm, Llanon, Llanelli | LLANNON |  | LLANELLI | DYFED | SA14 6AP | United Kingdom | 253557.975 | 208836.852 | Swansea North Grid | Trostre Grid | 33kV connection | 33 | Western Power Distribution (South Wales) plc | Solar | Photovoltaic | No | 0 | 4.84 | 5.095 | [12 empty] | No | Connected | 2021-09-14 | 5.095 | 5.225 | 5.5 | 0.522 | 0.55 | 25/09/2014
1170000319243 | Wellingborough Solar Ltds | Land off The Ridge, Great Doddington, Wellingborough, Northamptonshire, NN29 7TU | GREAT DODDINGTON |  | WELLINGBOROUGH | NORTHAMPTONSHIRE | NN29 7TU | United Kingdom | 488942.263 | 265651.881 | GRENDON 132kV S STN | WELLINGBOROUGH 33kV S STN | 33kV connection | 33 | Western Power Distribution (East Midlands) plc | Solar | Photovoltaic | No | 0 | 9.5 | 10 | [12 empty] | No | Connected | 2021-09-14 | 10 | 9.5 | 10 | 0.095 | 0.1 | 16/12/2014
1170000394979 | Emberton Solar Park Limited | Emberton, Olney, Milton Keynes, MK46 5JL | EMBERTON | OLNEY | MILTON KEYNES |  | MK46 5DN | United Kingdom | 489895.27 | 249328.069 | GRENDON 132kV S STN | NORTHAMPTON EAST 33kV S STN | 33kV connection | 33 | Western Power Distribution (East Midlands) plc | Solar | Photovoltaic | No | 0 | 7.106 | 7.48 | [12 empty] | No | Connected | 2021-09-14 | 7.48 | 7.106 | 7.48 | 0.048 | 0.05 | 31/03/2015
2200032168616 | Uk Power Reserve Limited | TAUNTON BRADON FARM T/A CANTELO NURSERIES | ISLE ABBOTTS |  | TAUNTON | SOMERSET | TA3 6RX | United Kingdom | 336153.139 | 119854.683 | Bridgwater S.G.P. | Bridgwater Grid Bsp | 33kV connection | 33 | Western Power Distribution (South West) plc | Fossil Gas | Engine (combustion / reciprocating) | No | 0 | 9.215 | 9.7 | [12 empty] | No | Connected | 2021-09-14 | 9.7 | 9.215 | 9.7 | 0.712 | 0.75 | 01/01/2000
1470000350159 | Ludlow BioEnergy Ltd | LAND OFF PARK LANE WOOFFERTON | WOFFERTON |  | WOFFERTON |  | SY8 4AW | United Kingdom | 351465.552 | 268711.746 | BISHOPS WOOD 132kV S STN | HEREFORD 66kV S STN | WOOFFERTON 66 11kV S STN | 11 | Western Power Distribution (West Midlands) plc | Biomass | Steam turbine (thermal power plant) | No | 0 | 0.95 | 1 | [12 empty] | No | Connected | 2021-09-14 | 1 | 0.95 | 1 | 0.19 | 0.2 | 11/11/2014
1170000407884 | Bilsthorpe Solar Limited | Bilsthorpe Colliery, Eakring Road, Bilsthorpe, Nottinghamshire NG22 8UA | EAKRING ROAD |  | BILSTHORPE | NOTTINGHAMSHIRE | NG22 8UA | United Kingdom | 465818.969 | 361162.008 | CHESTERFIELD 132kV S STN | ANNESLEY 33kV S STN | 33kV connection | 33 | Western Power Distribution (East Midlands) plc | Solar | Photovoltaic | No | 0 | 4.56 | 4.8 | [12 empty] | No | Connected | 2021-09-14 | 4.8 | 4.56 | 4.8 | 0.048 | 0.05 | 17/11/2014
2100041230842 | Sunsave 14 (Fenton) Limited | Fenton Home Farm Solar Farm | CRUNDALE |  | HAVERFORDWEST | DYFED | SA62 4PY | United Kingdom | 198797.554 | 217333.718 | Pembroke Power Station | Haverfordwest Grid | 33kV connection | 33 | Western Power Distribution (South Wales) plc | Solar | Photovoltaic | No | 0 | 29.716 | 31.28 | [12 empty] | No | Connected | 2021-09-14 | 31.28 | 34.2 | 36 | 0.048 | 0.05 | 30/09/2014
1170000410274 | Ryder Point Wind Limited | Matlock, Brassington, Ryder Point | MANYSTONES LANE |  | MATLOCK |  | DE4 4ES | United Kingdom | 425778.715 | 354649.893 | WILLINGTON 132kV S STN | WINSTER 33kV S STN | HOPTON 33 11kV S STN | 11 | Western Power Distribution (East Midlands) plc | Wind | Onshore wind turbines | No | 0 | 3.8 | 4 | [12 empty] | No | Connected | 2021-09-14 | 4 | 3.8 | 4 | 0.142 | 0.15 | 01/08/2015
2200042407879 | Tope Farm Solar Limited | Totnes Near Yonder Park, Blackawton, | SPORTSMANS ARMS PH | BLACKAWTON | TOTNES | DEVON | TQ9 7DR | United Kingdom | 283044.575 | 52230.036 | Abham S.G.P. | Paignton Bsp | 33kV connection | 33 | Western Power Distribution (South West) plc | Solar | Photovoltaic | No | 0 | 2.821 | 2.97 | [12 empty] | No | Connected | 2021-09-14 | 2.97 | 2.821 | 2.97 | 0.024 | 0.025 | 15/09/2014
2100041200262 | Tiers Cross Solar Limited | Tiers Cross, Robeston West, Milford Haven. | ROBESTON WEST |  | MILFORD HAVEN | DYFED | SA73 3TN | United Kingdom | 190296.798 | 208771.895 | Pembroke Power Station | 132kV connection | 132kV connection | 132 | Western Power Distribution (South Wales) plc | Solar | Photovoltaic | No | 0 | 22.786 | 23.985 | [12 empty] | No | Connected | 2021-09-14 | 23.985 | 22.79 | 23.99 | 0.223 | 0.235 | 03/09/2014
1470000344990 | Charles Ransford & Son Ltd | Timber Yard | STATION STREET |  | BISHOPS CASTLE | SHROPSHIRE | SY9 5AQ | United Kingdom | 332626.02 | 288723.415 | BISHOPS WOOD 132kV S STN | LUDLOW 132kV S STN | BISHOPS CASTLE 33 11kV S STN | 11 | Western Power Distribution (West Midlands) plc | Solar | Photovoltaic | No | 0 | 0.48 | 0.5055 | [12 empty] | No | Connected | 2021-09-14 | 0.5055 | 0.613 | 0.645 | 1.259 | 1.325 | 26/08/2014
2200031823558 | Four Burrows Ltd | TRURO FOUR BURROWS WINDFARM | FOUR BURROWS | BLACKWATER | TRURO | CORNWALL | TR4 8JB | United Kingdom | 176821.527 | 48433.92 | Indian Queens S.G.P. | Truro Bsp | 33kV connection | 33 | Western Power Distribution (South West) plc | Wind | Onshore wind turbines | No | 0 | 4.275 | 4.5 | [12 empty] | No | Connected | 2021-09-14 | 4.5 | 4.275 | 4.5 | 0.095 | 0.1 | 07/11/1994
1430000001370 | University Of Birmingham | EDGBASTON, University of Birmingham | EDGBASTON PARK ROAD |  | BIRMINGHAM | WEST MIDLANDS | B15 2TY | United Kingdom |  |  | KITWELL 132kV S STN | 132kV connection | 132kV connection | 132 | Western Power Distribution (West Midlands) plc | Fossil Gas | Gas turbine (OCGT) | Yes | 0 | 13.785 | 14.5107 | [12 empty] | No | Connected | 2021-09-14 | 14.5107 | 6.65 | 7 | 14.25 | 15 | 01/08/2000
1160001301515 | Staples Brothers Ltd | Staples Vegetables | MARSH FARM | WRANGLE |  |  | PE22 9HE | United Kingdom | 544596.706 | 350667.281 | WALPOLE 132kV S STN | BOSTON 33kV S STN | WRANGLE 33 11kV S STN | 11 | Western Power Distribution (East Midlands) plc | Biomass | Steam turbine (thermal power plant) | No | 0 | 2.28 | 2.4 | [12 empty] | No | Connected | 2021-09-14 | 2.4 | 2.28 | 2.4 | 1.71 | 1.8 | 06/01/2011
1100051050600 | British Sugar plc | Newark Sugar Factory, Muskham Road, | NEWARK SUGAR FACTORY | GREAT NORTH ROAD | NEWARK | NOTTINGHAMSHIRE | NG24 1DL | United Kingdom | 479441.98 | 355193.544 | STAYTHORPE C 132kV S STN | HAWTON 33kV S STN | NEWARK JUNCTION 33 11kV S STN | 11 | Western Power Distribution (East Midlands) plc | Fossil Gas | Engine (combustion / reciprocating) | Yes | 0 | 9.5 | 10 | [12 empty] | No | Connected | 2021-09-14 | 10 | 3.23 | 3.4 | 3.23 | 3.4 | 21/08/2013
1130000054953 | Severn Trent Water Limited | Wanlip (STW) | EXPORT MPAN - THIRD CHP UNIT | FILLINGATE | LEICESTER | LEICESTERSHIRE | LE7 4PF | United Kingdom | 459627.268 | 311749.823 | RATCLIFFE ON SOAR 132kV S STN | WILLOUGHBY 33kV S STN | MOUNTSORREL 33 11kV S STN | 11 | Western Power Distribution (East Midlands) plc | Biofuel landfill gas | Gas turbine (OCGT) | No | 0 | 1.098 | 1.156 | [12 empty] | No | Connected | 2021-09-14 | 1.156 | 0.76 | 0.8 | 4.275 | 4.5 | 16/05/2009
1170000391462 | Culworth Grounds Solar Limited | Culworth Solar | BANBURY LANE | THORPE MANDEVILLE | BANBURY | OXFORDSHIRE | OX17 2HW | United Kingdom | 454400.495 | 245604.041 | EAST CLAYDON 132KV S STN | BRACKLEY 132kV S STN | THENFORD 33 11kV S STN | 11 | Western Power Distribution (East Midlands) plc | Solar | Photovoltaic | No | 0 | 3.04 | 3.2 | [12 empty] | No | Connected | 2021-09-14 | 3.2 | 3.04 | 3.2 | 0.028 | 0.03 | 01/11/2014
1170000305107 | Sun Glow Power Limited | Solar Farm, Mallory Road, Bishops Tachbrook, Warwick, CV34 6SU | MALLORY ROAD | BISHOPS TACHBROOK | LEAMINGTON SPA | WARWICKSHIRE | CV33 9QD | United Kingdom | 430601.675 | 261417.802 | BERKSWELL 132kV S STN | WARWICK 33kV S STN | BANBURY ROAD 33 11kV S STN | 11 | Western Power Distribution (East Midlands) plc | Solar | Photovoltaic | No | 0 | 3.325 | 3.5 | [12 empty] | No | Connected | 2021-09-14 | 3.5 | 3.325 | 3.5 | 0.024 | 0.025 | 01/12/2014
1170000369147 | SL Solar Services Limited | Eakley Lanes South PV | EAKLEY LANES | STOKE GOLDINGTON | NEWPORT PAGNELL | BUCKINGHAMSHIRE | MK16 8LP | United Kingdom | 481649.542 | 250592.655 | GRENDON 132kV S STN | NORTHAMPTON EAST 33kV S STN | 33kV connection | 33 | Western Power Distribution (East Midlands) plc | Solar | Photovoltaic | No | 0 | 4.75 | 5 | [12 empty] | No | Connected | 2021-09-14 | 5 | 4.75 | 5 | 0.76 | 0.8 | 01/09/2014
1170000369110 | Bulls Head Solar Limited | Eakley Lanes North PV | BULLS HEAD FARM | EAKLEY LANES | NEWPORT PAGNELL | BUCKINGHAMSHIRE | MK16 8LP | United Kingdom | 481473.491 | 251170.512 | GRENDON 132kV S STN | NORTHAMPTON EAST 33kV S STN | 33kV connection | 33 | Western Power Distribution (East Midlands) plc | Solar | Photovoltaic | No | 0 | 4.75 | 5 | [12 empty] | No | Connected | 2021-09-14 | 5 | 4.75 | 5 | 0.095 | 0.1 | 01/09/2014
1170000388752 | Welbeck Solar Limited | Welbeck Colliery | ELKESLEY ROAD | MEDEN VALE | MANSFIELD | NOTTINGHAMSHIRE | NG20 9PU | United Kingdom | 456995.704 | 369744.553 | CHESTERFIELD 132kV S STN | CLIPSTONE 33kV S STN | 33kV connection | 33 | Western Power Distribution (East Midlands) plc | Solar | Photovoltaic | No | 0 | 9.12 | 9.6 | [12 empty] | No | Connected | 2021-09-14 | 9.6 | 9.12 | 9.6 | 0.095 | 0.1 | 24/07/2014
2200042172930 | Lumicity 2 Limited | Ilfracombe West Hill Farm West Dean | WEST DOWN |  | ILFRACOMBE | DEVON | EX34 8NF | United Kingdom | 250300.271 | 140597.559 | Alverdiscott S.G.P. | East Yelland Bsp | 33kV connection | 33 | Western Power Distribution (South West) plc | Solar | Photovoltaic | No | 0 | 7.315 | 7.7 | [12 empty] | No | Connected | 2021-09-14 | 7.7 | 8.963 | 9.435 | 0.067 | 0.07 | 31/07/2014
1170000394941 | Volkswagen Financial Services (UK) Limited | Volkswagen Financial, Delaware Drive Tongwell | PV GENERATION | DELAWARE DRIVE | MILTON KEYNES | BUCKINGHAMSHIRE | MK15 8HG | United Kingdom |  |  | EAST CLAYDON 132KV S STN | BRADWELL ABBEY 33kV S STN | NEWPORT PAGNELL 33 11kV S STN | 11 | Western Power Distribution (East Midlands) plc | Solar | Photovoltaic | No | 0 | 0.093 | 0.0975 | [12 empty] | No | Connected | 2021-09-14 | 0.0975 | 0.048 | 0.05 | 0.95 | 1 | 01/07/2014
2200042748642 | Conrad (Plymouth Rock) Limited | Plymouth Prince Rock | Faraday Road | Cattedown |  | Plymouth | PL4 0SF | United Kingdom | 249784 | 54184 | Abham S.G.P. | Plymouth Bsp | 33kV connection | 33 | Western Power Distribution (South West) plc | Fossil Gas | Gas turbine (OCGT) | No | 0 | 14.63 | 15.4 | [12 empty] | No | Connected | 2021-09-14 | 15.4 | 14.326 | 15.08 | 0.19 | 0.2 | 01/06/2017
2200042392502 | Good Energy Generation Limited | Hazel Solar Creathorne Farm Poundstock | HAZEL PV ARRAY EXPORT | ACCESS TO CREATHORNE FARM | BUDE | CORNWALL | EX23 0NE | United Kingdom | 220865.775 | 102606.902 | Alverdiscott S.G.P. | Pyworthy Bsp | Stratton | 11 | Western Power Distribution (South West) plc | Solar | Photovoltaic | No | 0 | 1.758 | 1.85 | [12 empty] | No | Connected | 2021-09-14 | 1.85 | 1.758 | 1.85 | 0.048 | 0.05 | 31/07/2014
1170000388229 | Barclaycard PLC | 1234 Pavillion Drive, Northampton NN4 7SG | 1234 | PAVILION DRIVE | NORTHAMPTON |  | NN4 7SG | United Kingdom |  |  | GRENDON 132kV S STN | NORTHAMPTON 33kV S STN | 11kV Connection | 11 | Western Power Distribution (East Midlands) plc | Solar | Photovoltaic | No | 0 | 0.048 | 0.05 | [12 empty] | No | Connected | 2021-09-14 | 0.05 | 0.048 | 0.05 | 2.28 | 2.4 | 30/06/2014
2100041197896 | Oda Solar SPV1 Limited | Loughor Solar park, Aberthaw | WEST ABERTHAW |  | BARRY | SOUTH GLAMORGAN | CF62 4JA | United Kingdom | 302537.113 | 167260.531 | Aberthaw Power Station | East Aberthaw | 33kV connection | 33 | Western Power Distribution (South Wales) plc | Solar | Photovoltaic | No | 0 | 3.99 | 4.2 | [12 empty] | No | Connected | 2021-09-14 | 4.2 | 4.446 | 4.68 | 0.028 | 0.03 | 31/03/2014
2100041197878 | Rashmika SPV1 Limited | Bary Sutton Farm Solar Park | WAYCOCK ROAD |  | BARRY | MID GLAMORGAN | CF62 3AA | United Kingdom | 307815.645 | 169656.411 | Aberthaw Power Station | East Aberthaw | 33kV connection | 33 | Western Power Distribution (South Wales) plc | Solar | Photovoltaic | No | 0 | 5.32 | 5.6 | [12 empty] | No | Connected | 2021-09-14 | 5.6 | 5.32 | 5.6 | 0.067 | 0.07 | 31/03/2014
1170000346502 | Lowther Farms | Ashby Lane Farm | COLD ASHBY ROAD | GUILSBOROUGH | NORTHAMPTON | NORTHAMPTONSHIRE | NN6 8QP | United Kingdom | 466649.386 | 274054.755 | COVENTRY 132kV S STN | DAVENTRY 33KV S STN | WEST HADDON 33 11kV S STN | 11 | Western Power Distribution (East Midlands) plc | Solar | Photovoltaic | No | 0 | 1.425 | 1.5 | [12 empty] | No | Connected | 2021-09-14 | 1.5 | 1.425 | 1.5 | 0.076 | 0.08 | 18/07/2014
1160001263231 | Tesco Stores Limited | Fenny Lock, Bletcham Way, MILTON KEYNES | BLETCHAM WAY | BLETCHLEY | MILTON KEYNES |  | MK1 1QA | United Kingdom | 488495.502 | 234945.591 | EAST CLAYDON 132KV S STN | BLETCHLEY 33KV S STN | VICTORIA ROAD 33 11kV S STN | 11 | Western Power Distribution (East Midlands) plc | Fossil oil | Engine (combustion / reciprocating) | No | 0 | 1.52 | 1.6 | [12 empty] | No | Connected | 2021-09-14 | 1.6 | 1.52 | 1.6 | 1.045 | 1.1 | 29/06/2010
2200042354214 | Woodland Barton Wind LLP | Roche Woodland Barton Victoria Windfarm | SOUTH SIDE OF A30 | VICTORIA JUNCTION | ROCHE | CORNWALL | PL26 8LJ | United Kingdom | 199907.363 | 61983.556 | Indian Queens S.G.P. | St Austell Bsp | 33kV connection | 33 | Western Power Distribution (South West) plc | Wind | Onshore wind turbines | No | 0 | 3.61 | 3.8 | [12 empty] | No | Connected | 2021-09-14 | 3.8 | 3.61 | 3.8 | 0.048 | 0.05 | 28/07/2014
1100771075253 | Alkane Energy UK Limited | Old Mill Lane Industrial Estate | HALLAM WAY |  | MANFIELD | NOTTINGHAM | NG19 9BG | United Kingdom | 454689.135 | 362050.538 | CHESTERFIELD 132kV S STN | MANSFIELD 33kV S STN | MANSFIELD 11kV S STN | 11 | Western Power Distribution (East Midlands) plc | Fossil Gas | Engine (combustion / reciprocating) | No | 0 | 1.425 | 1.5 | [12 empty] | No | Connected | 2021-09-14 | 1.5 | 1.425 | 1.5 | 0.095 | 0.1 | 26/07/2005
1470000426091 | Gloucestershire Hospitals NHS Foundation Trust | Cheltenham General Hospital | SANDFORD ROAD |  | CHELTENHAM | GLOUCESTERSHIRE | GL53 7AN | United Kingdom | 395131.62 | 221649.346 | PORT HAM 132kV S STN | MONTPELLIER 132kV S STN | Montpellier 132/11kV | 11 | Western Power Distribution (West Midlands) plc | Fossil Gas | Gas turbine (OCGT) | Yes | 0 | 0.516 | 0.543 | [12 empty] | No | Connected | 2021-09-14 | 0.543 | 0.516 | 0.543 | 1.52 | 1.6 | 01/06/2014
1470000283690 | WSS Hayford Farm Solar Park Limited | Hayford Farm | WESTBURY |  | SHREWSBURY | SHROPSHIRE | SY5 9PF | United Kingdom | 336363.607 | 310347.532 | SHREWSBURY 132kV S STN | Shrewsbury 132/33kV | 33kV connection | 33 | Western Power Distribution (West Midlands) plc | Solar | Photovoltaic | No | 0 | 14.25 | 15 | [12 empty] | No | Connected | 2021-09-14 | 15 | 14.25 | 15 | 0.095 | 0.1 | 01/07/2014
1470000278185 | Beegreen Solar Ltd | Hurst Farm Solar Site | ROMAN ROAD |  | LYDNEY | GLOUCESTERSHIRE | GL15 4LH | United Kingdom | 365015.39 | 203422.696 | PORT HAM 132kV S STN | LYDNEY 33kV S STN | MEAD LA 33 11kV S STN | 11 | Western Power Distribution (West Midlands) plc | Solar | Photovoltaic | No | 0 | 3.895 | 4.1 | [12 empty] | No | Connected | 2021-09-14 | 4.1 | 3.895 | 4.1 | 0.038 | 0.04 | 01/01/2014
2100041150772 | Innova Bidco 1 Limited | Baglan Bay Solar Farm, Port Talbot | FORMER PETROCHEMICAL PLANT | BAGLAN BAY | PORT TALBOT | WEST GLAMORGAN | SA12 7BP | United Kingdom | 273228.831 | 191947.721 | Swansea North Grid | Briton Ferry Grid | 33kV connection | 33 | Western Power Distribution (South Wales) plc | Solar | Photovoltaic | No | 0 | 4.18 | 4.4 | [12 empty] | No | Connected | 2021-09-14 | 4.4 | 4.75 | 5 | 0.019 | 0.02 | 01/05/2014
2200042119866 | Coombe Fisheries Ltd | Barnstaple - HV 2014 Supply at Riverside Road Pottington Industrial Estate | RIVERSIDE ROAD | POTTINGTON INDUSTRIAL EST | BARNSTAPLE | DEVON | EX31 1QN | United Kingdom | 254697.512 | 133757.106 | Alverdiscott S.G.P. | East Yelland Bsp | Barnstaple Quay | 11 | Western Power Distribution (South West) plc | Solar | Photovoltaic | No | 0 | 0.096 | 0.10125 | [12 empty] | No | Connected | 2021-09-14 | 0.10125 | 0.057 | 0.06 | 1.092 | 1.15 | 10/05/2012
1170000337517 | Argyll Solar Limited | Burton Pedwardine Phase 2 | ASGARBY ROAD | BURTON PEDWARDINE | SLEAFORD | LINCOLNSHIRE | NG34 0DB | United Kingdom | 510476.456 | 343452.693 | BICKER FEN 132kV S STN | SLEAFORD 33kV S STN | 33kV connection | 33 | Western Power Distribution (East Midlands) plc | Solar | Photovoltaic | No | 0 | 3.562 | 3.75 | [12 empty] | No | Connected | 2021-09-14 | 3.75 | 3.325 | 3.5 | 0.095 | 0.1 | 31/03/2014
1470000310449 | Spirax Sarco Ltd | RUNNINGS ROAD | RUNNINGS ROAD | KINGSDITCH TRADING ESTATE | CHELTENHAM | GLOUCESTERSHIRE | GL51 9NQ | United Kingdom | 393355.487 | 224612.029 | PORT HAM 132kV S STN | MARLE HILL 132 66kV S STN | Marle Hill 132/66/11kV | 11 | Western Power Distribution (West Midlands) plc | Waste | Steam-gas turbine (CCGT) | Yes | 0 | 0.133 | 0.14 | [12 empty] | No | Connected | 2021-09-14 | 0.14 | 1.14 | 1.2 | 1.425 | 1.5 | 04/04/2014
1470000299469 | PV Growth Ltd | Wroxton PV Array | IRONSTONE ROAD | WROXTON | BANBURY | OXFORDSHIRE | OX15 6ED | United Kingdom | 440130.692 | 242363.669 | FECKENHAM 66 11kV S STN | Feckenham 66/11kV | EPWELL 66 11kV S STN | 11 | Western Power Distribution (West Midlands) plc | Solar | Photovoltaic | No | 0 | 1.425 | 1.5 | [12 empty] | No | Connected | 2021-09-14 | 1.5 | 1.425 | 1.5 | 0.067 | 0.07 | 31/03/2014
1470000303910 | Vale Green Energy | Rotherdale Farm | LONG LANE |  | THROCKMORTON | WORCESTERSHIRE | WR10 2JH | United Kingdom | 396571.276 | 250656.022 | FECKENHAM 66 11kV S STN | Feckenham 66/11kV | 66kV connection | 66 | Western Power Distribution (West Midlands) plc | Solar | Photovoltaic | No | 0 | 14.25 | 15 | [12 empty] | No | Connected | 2021-09-14 | 15 | 14.25 | 15 | 0.095 | 0.1 | 05/06/2014
1170000271353 | Holbeach Biogas Limited | Manor Farm | HOLBEACH HURN | HOLBEACH | SPALDING | LINCOLNSHIRE | PE12 8LR | United Kingdom | 540306.7 | 328469.391 | WALPOLE 132kV S STN | SPALDING CLAY LAKE 33kV S STN | HOLBEACH 33 11kV S STN | 11 | Western Power Distribution (East Midlands) plc | Biofuel biogas from anaerobic digestion (excluding landfill & sewage) | Engine (combustion / reciprocating) | No | 0 | 0 | 0 | [12 empty] | No | Connected | 2021-09-14 | 0 | 0.76 | 0.8 | 1.615 | 1.7 | 41734
1170000326463 | Hazel Capital Development (Wrangle) Limited | Land at Wrangle Farm | INGS ROAD |  | LEVERTON | LINCOLNSHIRE | PE22 0PZ | United Kingdom | 538502.196 | 349347.408 | WALPOLE 132kV S STN | BOSTON 33kV S STN | 33kV connection | 33 | Western Power Distribution (East Midlands) plc | Solar | Photovoltaic | No | 0 | 8.55 | 9 | [12 empty] | No | Connected | 2021-09-14 | 9 | 8.55 | 9 | 0.057 | 0.06 | 26/03/2014
2200042218414 | Pitworthy Solar Limited | Holsworthy Pitworthy Solar Farm | PANCRASWEEK |  | HOLSWORTHY | DEVON | EX22 7JT | United Kingdom | 228744.892 | 104885.865 | Alverdiscott S.G.P. | Pyworthy Bsp | 33kV connection | 33 | Western Power Distribution (South West) plc | Solar | Photovoltaic | No | 0 | 11.668 | 12.282 | [12 empty] | No | Connected | 2021-09-14 | 12.282 | 11.668 | 12.282 | 0.057 | 0.06 | 28/03/2014
2100041150790 | KS SPV 23 Limited | WHITLAND Caermelyn Solar Farm | LAND NEAR LLANLLIWE FARM | HENLLAN AMGOED | WHITLAND | CARMARTHENSHIRE | SA34 0SS | United Kingdom | 218526.16 | 217966.595 | Pembroke Power Station | Haverfordwest Grid | 33kV connection | 33 | Western Power Distribution (South Wales) plc | Solar | Photovoltaic | No | 0 | 14.231 | 14.9796 | [12 empty] | No | Connected | 2021-09-14 | 14.9796 | 14.25 | 15 | 0.142 | 0.15 | 31/03/2014
1170000300891 | Network Rail Infrastructure Limited | Hunters Lane Rugby | HUNTERS LANE |  | RUGBY |  | CV21 1EA | United Kingdom |  |  | Coventry 132kV | Rugby 132/11kV | Rail Operations Centre RMU A | 11 | Western Power Distribution (East Midlands) plc | Solar | Photovoltaic | No | 0 | 0.686 | 0.722 | [12 empty] | No | Connected | 2021-09-14 | 0.722 | 0.036 | 0.038 | 1.188 | 1.25 | 14/04/2014
1170000313171 | Lightsource SPV 37 Limited | Ermine Farm | ANCASTER HEATH | ANCASTER | GRANTHAM | LINCOLNSHIRE | NG32 3RN | United Kingdom | 500736.289 | 346752.153 | BICKER FEN 132kV S STN | SLEAFORD 33kV S STN | 33kV connection | 33 | Western Power Distribution (East Midlands) plc | Solar | Photovoltaic | No | 0 | 25.65 | 27 | [12 empty] | No | Connected | 2021-09-14 | 27 | 25.65 | 27 | 0.19 | 0.2 | 27/03/2014
1470000275556 | AEE Renewables UK 31 Limited | Says Court Farm | BADMINTON ROAD | FRAMPTON COTTERELL | BRISTOL | SOUTH GLOUCESTERSHIRE | BS36 2NY | United Kingdom | 369115.954 | 180677.928 | IRON ACTON 132kV S STN | CHIPPING SODBURY 132kV S STN | 33kV connection | 33 | Western Power Distribution (West Midlands) plc | Solar | Photovoltaic | No | 0 | 14.25 | 15 | [12 empty] | No | Connected | 2021-09-14 | 15 | 14.25 | 15 | 0.019 | 0.02 | 24/03/2014
2100041150842 | Milford Haven Properties Limited | Liddeston Ridge, Milford Haven | LIDDLESTONE RIDGE |  | MILFORD HAVEN | DYFED | SA73 3LS | United Kingdom | 189907.132 | 206569.654 | Pembroke Power Station | Haverfordwest Grid | 33kV connection | 33 | Western Power Distribution (South Wales) plc | Solar | Photovoltaic | No | 0 | 4.744 | 4.994 | [12 empty] | No | Connected | 2021-09-14 | 4.994 | 4.987 | 5.25 | 0.024 | 0.025 | 21/03/2014
2200042291229 | Arevalous Power SPV 1 Limited | Rockbeare, Till House, Saundercroft Road | SAUNDERSCROFT ROAD | ROCKBEARE | EXETER | DEVON | EX5 2EE | United Kingdom | 301310.835 | 96863.657 | Exeter Main S.G.P. | Exeter Main Bsp | 33kV connection | 33 | Western Power Distribution (South West) plc | Solar | Photovoltaic | No | 0 | 7.647 | 8.05 | [12 empty] | No | Connected | 2021-09-14 | 8.05 | 7.647 | 8.05 | 0.095 | 0.1 | 28/03/2014
1170000323133 | Volkswagen Group UK Limited | VOLKSWAGEN GROUP | T N T LOGISTICS CENTRE | BIRCH COPPICE | NR TAMWORTH | WARWICKSHIRE | B78 1SZ | United Kingdom | 425412.139 | 299364.484 | LEA MARSTON 132kV S STN | TAMWORTH 33kV S STN | BIRCH COPPICE 33 11kV S STN | 11 | Western Power Distribution (East Midlands) plc | Solar | Photovoltaic | No | 0 | 1.425 | 1.5 | [12 empty] | No | Connected | 2021-09-14 | 1.5 | 1.425 | 1.5 | 1.9 | 2 | 01/05/2014
2200042352183 | Sunsave 12 (Derriton Fields) Limited | Derriton Fields, Holsworthy | HOLSWORTHY |  | BARNSTAPLE | DEVON | EX22 6JX | United Kingdom | 233098.593 | 102688.812 | Alverdiscott S.G.P. | Pyworthy Bsp | 33kV connection | 33 | Western Power Distribution (South West) plc | Solar | Photovoltaic | No | 0 | 9.044 | 9.52 | [12 empty] | No | Connected | 2021-09-14 | 9.52 | 9.044 | 9.52 | 0.057 | 0.06 | 19/03/2014
none | Conrad Energy | Conrad Energy | Maybrook Road | Minworth | Sutton Coldfield |  | B76 1BE | United Kingdom | 410238.558 | 289834.665 | NECHELLS EAST 132kV S STN | 33kV connection | 33kV connection | 33 | Western Power Distribution (West Midlands) plc | Fossil Gas | Engine (combustion / reciprocating) | No | 0 | 12.7 | 13.368 | [12 empty] | No | Accecpted to Connect | 2021-09-14 | [6 empty] | 13.368 | 12.7 | 13.368 | 0.3 | 0.316 | 24/10/2019 | N/A
2100041201309 | Elgin Energy 7 Limited | Clawdd Ddu Farm, Pontarddulais | PONTARDULAIS ROAD | TYCROES | AMMANFORD | WEST GLAMORGAN | SA18 3RE | United Kingdom | 259866.55 | 209311.447 | Swansea North Grid | Ammanford Grid | 33kV connection | 33 | Western Power Distribution (South Wales) plc | Solar | Photovoltaic | No | 0 | 10.973 | 11.55 | [12 empty] | No | Connected | 2021-09-14 | 11.55 | 11.685 | 12.3 | 0.028 | 0.03 | 31/03/2014
2200042315749 | Kernick and Trethosa Solar Limited | St Columb, St Stephen Solar Park | ST STEPHEN |  | ST AUSTELL | CORNWALL | PL26 7QJ | United Kingdom | 193507.572 | 54940.534 | Indian Queens S.G.P. | Fraddon Bsp | 33kV connection | 33 | Western Power Distribution (South West) plc | Solar | Photovoltaic | No | 0 | 11.172 | 11.76 | [12 empty] | No | Connected | 2021-09-14 | 11.76 | 11.172 | 11.76 | 0.048 | 0.05 | 25/03/2014
1100051165611 | MABLETHORPE WIND PARK LIMITED | MABLETHORPE Water Treatment Works Mile End Lane LN12 2QW | ANGLIAN WATER TREATMENT WORKS | MILE END LANE | MABLETHORPE | LINCOLNSHIRE | LN12 2QW | United Kingdom | 549040.561 | 382475.514 | BICKER FEN 132kV S STN | SKEGNESS 33kV S STN | TRUSTHORPE 33 11kV S STN | 11 | Western Power Distribution (East Midlands) plc | Wind | Onshore wind turbines | No | 0 | 1.14 | 1.2 | [12 empty] | No | Connected | 2021-09-14 | 1.2 | 1.14 | 1.2 | 0.475 | 0.5 | 26/06/2002
2200042214720 | Penare Farm Solar Park Limited | Truro Penare Farm Shortlanesend | SHORTLANESEND |  | TRURO | CORNWALL | TR4 9DG | United Kingdom | 181002.037 | 49242.493 | Indian Queens S.G.P. | Truro Bsp | 33kV connection | 33 | Western Power Distribution (South West) plc | Solar | Photovoltaic | No | 0 | 7.923 | 8.34 | [12 empty] | No | Connected | 2021-09-14 | 8.34 | 7.923 | 8.34 | 0.185 | 0.195 | 17/03/2014
2200042333687 | Voltaise (UK) Limited | Bodmin Kerriers Farm Solar Park | WITHIEL |  | BODMIN | CORNWALL | PL30 5LP | United Kingdom | 200171.539 | 63870.646 | Indian Queens S.G.P. | St Tudy Bsp | 33kV connection | 33 | Western Power Distribution (South West) plc | Solar | Photovoltaic | No | 0 | 7.752 | 8.16 | [12 empty] | No | Connected | 2021-09-14 | 8.16 | 7.752 | 8.16 | 0.048 | 0.05 | 31/03/2014
1470000190530 | Veolia ES Shropshire Ltd | SHREWSBURY VANGUARD WAY | VANGUARD WAY | BATTLEFIELD ENTERPRISE PARK | SHREWSBURY | SHROPSHIRE | SY1 3TG | United Kingdom | 350986.13 | 316343.8 | SHREWSBURY 132kV S STN | Shrewsbury 132/33kV | 33kV connection | 33 | Western Power Distribution (West Midlands) plc | Waste | Engine (combustion / reciprocating) | No | 0 | 9.215 | 9.7 | [12 empty] | No | Connected | 2021-09-14 | 9.7 | 9.215 | 9.7 | 1.33 | 1.4 | 31/07/2014
2200042342041 | WSE Pyde Drove Limited | Pyde Drove, Woolavington,Somerset |  |  | WOOLAVINGTON | SOMERSET | TA7 8FF | United Kingdom | 335319.821 | 142820.537 | Bridgwater S.G.P. | Bridgwater Grid Bsp | 33kV connection | 33 | Western Power Distribution (South West) plc | Solar | Photovoltaic | No | 0 | 6.27 | 6.6 | [12 empty] | No | Connected | 2021-09-14 | 6.6 | 6.65 | 7 | 0.057 | 0.06 | 21/03/2014
2200042171192 | TGC Solar 68 Limited | Rew Farm, Sweethouse, Nr Lanhydrock, Bodmin | SWEETSHOUSE |  | BODMIN | CORNWALL | PL30 5AW | United Kingdom | 208900.983 | 61693.959 | Indian Queens S.G.P. | Fraddon Bsp | 33kV connection | 33 | Western Power Distribution (South West) plc | Solar | Photovoltaic | No | 0 | 4.332 | 4.56 | [12 empty] | No | Connected | 2021-09-14 | 4.56 | 4.085 | 4.3 | 0.024 | 0.025 | 21/03/2014
2200042215097 | Whitley Solar Park (Ashcott Farm) Limited | STREET Whitley Farm Solar Park | WHITLEY LANE | ASHCOTT | BRIDGWATER | SOMERSET | TA7 9QW | United Kingdom | 344584.877 | 137006.921 | Bridgwater S.G.P. | Bridgwater Grid Bsp | 33kV connection | 33 | Western Power Distribution (South West) plc | Solar | Photovoltaic | No | 0 | 5.7 | 6 | [12 empty] | No | Connected | 2021-09-14 | 6 | 5.7 | 6 | 0.071 | 0.075 | 14/03/2014
2200042343221 | Lightsource SPV 2 Limited | Shepton Mallet New Row Farm | YELLING MILL LANE | DOWNSIDE | SHEPTON MALLET | SOMERSET | BA4 4JT | United Kingdom | 362518.098 | 144470.32 | Seabank Sgp | Radstock Bsp 132kv | 33kV connection | 33 | Western Power Distribution (South West) plc | Solar | Photovoltaic | No | 0 | 3.705 | 3.9 | [12 empty] | No | Connected | 2021-09-14 | 3.9 | 3.705 | 3.9 | 0.048 | 0.05 | 25/03/2014
2200042242899 | TGC Solar 83 Limited | Land near Hazard Farm,Totnes Devon | HARBERTON |  | TOTNES | DEVON | TQ9 7LN | United Kingdom | 274911.968 | 59407.853 | Abham S.G.P. | Totnes Bsp | 33kV connection | 33 | Western Power Distribution (South West) plc | Solar | Photovoltaic | No | 0 | 6.08 | 6.4 | [12 empty] | No | Connected | 2021-09-14 | 6.4 | 4.702 | 4.95 | 0.024 | 0.025 | 21/03/2014
2200042324460 | Lightsource SPV 59 Limited | Great Torrington Week Farm Solar Park (EHV) |  |  | GREAT TORRINGTON | DEVON | EX38 7HU | United Kingdom | 251356.298 | 119225.116 | Alverdiscott S.G.P. | East Yelland Bsp | 33kV connection | 33 | Western Power Distribution (South West) plc | Solar | Photovoltaic | No | 0 | 2.736 | 2.88 | [12 empty] | No | Connected | 2021-09-14 | 2.88 | 3.01 | 3.168 | 0.048 | 0.05 | 18/03/2014
1470000278478 | Bypass Nurseries LSPV Ltd | Bypass Nurseries | EVESHAM BYPASS |  | EVESHAM | WORCESTERSHIRE | WR11 8UB | United Kingdom | 405437.615 | 244987.161 | FECKENHAM 66 11kV S STN | Feckenham 66/11kV | EVESHAM 66 11kV S STN | 11 | Western Power Distribution (West Midlands) plc | Solar | Photovoltaic | No | 0 | 3.325 | 3.5 | [12 empty] | No | Connected | 2021-09-14 | 3.5 | 3.325 | 3.5 | 0.024 | 0.025 | 28/03/2014
2200042340230 | Goonhilly Solar Limited | Goonhilly 33kV Solar Park | GOONHILLY |  | LIZARD | CORNWALL | TR12 7AZ | United Kingdom | 170477.987 | 20476.989 | Indian Queens S.G.P. | Rame Bsp | 33kV connection | 33 | Western Power Distribution (South West) plc | Solar | Photovoltaic | No | 0 | 3.762 | 3.96 | [12 empty] | No | Connected | 2021-09-14 | 3.96 | 3.762 | 3.96 | 0.095 | 0.1 | 07/03/2014
2200042297587 | Aurum Solar Bodmin Limited | Bodmin Outland Woods, Bodiniel Farm | BODINIEL |  | BODMIN | CORNWALL | PL31 2PF | United Kingdom | 206236.504 | 68492.428 | Indian Queens S.G.P. | St Tudy Bsp | 33kV connection | 33 | Western Power Distribution (South West) plc | Solar | Photovoltaic | No | 0 | 3.99 | 4.2 | [12 empty] | No | Connected | 2021-09-14 | 4.2 | 3.99 | 4.2 | 0.028 | 0.03 | 31/03/2014
2100041202640 | Monsolar IQ Limited | Woden Solar Park Michaelstone La Pit | CWRT YR ALA ROAD | MICHAELSTON LE PIT | CARDIFF | SOUTH GLAMORGAN | CF5 5QS | United Kingdom | 313806.822 | 175122.687 | Aberthaw Power Station | Cardiff West Grid | Highmead | 11 | Western Power Distribution (South Wales) plc | Solar | Photovoltaic | No | 0 | 0.95 | 1 | [12 empty] | No | Connected | 2021-09-14 | 1 | 4.742 | 4.992 | 0.024 | 0.025 | 17/03/2014
2200042346000 | Elgin Energy 9 Limited | Trequite, Liskeard,Cornwall | MENHENIOT |  | LISKEARD | CORNWALL | PL14 3RQ | United Kingdom | 231767.13 | 61066.491 | Landulph S.G.P. | St Germans Bsp | 33kV connection | 33 | Western Power Distribution (South West) plc | Solar | Photovoltaic | No | 0 | 11.286 | 11.88 | [12 empty] | No | Connected | 2021-09-14 | 11.88 | 9.405 | 9.9 | 0.028 | 0.03 | 14/03/2014
2200042315785 | Elgin Energy 8 Limited | LISKEARD TREWIDLAND FARM ST KEYNE | PENSIPPLE COTTAGE | ST KEYNE | LISKEARD | CORNWALL | PL14 4SP | United Kingdom | 226130.638 | 59381.344 | Landulph S.G.P. | St Germans Bsp | 33kV connection | 33 | Western Power Distribution (South West) plc | Solar | Photovoltaic | No | 0 | 5.13 | 5.4 | [12 empty] | No | Connected | 2021-09-14 | 5.4 | 4.75 | 5 | 0.028 | 0.03 | 14/03/2014
2100041201327 | Betingau Solar Limited | Cefn Betingau Farm, Swansea | RHYDYPANDY ROAD | MORRISTON | SWANSEA | WEST GLAMORGAN | SA6 6NX | United Kingdom | 266323.419 | 201218.124 | Swansea North Grid | Swansea North Bsp | 33kV connection | 33 | Western Power Distribution (South Wales) plc | Solar | Photovoltaic | No | 0 | 8.312 | 8.75 | [12 empty] | No | Connected | 2021-09-14 | 8.75 | 8.55 | 9 | 0.024 | 0.025 | 31/03/2014
2200042340903 | GPP Langstone LLP | TAUNTON LOWER MARSH FARM PV SITE 2 | KINGSTON ST. MARY |  | TAUNTON | SOMERSET | TA2 8AB | United Kingdom | 322608.907 | 127989.303 | Taunton S.G.P. | Taunton Main Bsp | Staplegrove | 11 | Western Power Distribution (South West) plc | Solar | Photovoltaic | No | 0 | 2.375 | 2.5 | [12 empty] | No | Connected | 2021-09-14 | 2.5 | 2.375 | 2.5 | 0.043 | 0.045 | 20/03/2014
2200042340889 | GPP Langstone LLP | TAUNTON LOWER MARSH FARM PV SITE 1 | KINGSTON ST. MARY |  | TAUNTON | SOMERSET | TA2 8AB | United Kingdom | 322608.907 | 127989.303 | Taunton S.G.P. | Taunton Main Bsp | Staplegrove | 11 | Western Power Distribution (South West) plc | Solar | Photovoltaic | No | 0 | 2.375 | 2.5 | [12 empty] | No | Connected | 2021-09-14 | 2.5 | 2.375 | 2.5 | 0.043 | 0.045 | 20/03/2014
2100041115796 | Rudbaxton Solar Park Limited | Rudbaxton Solar Park | RUDBAXTON |  | HAVERFORDWEST | DYFED | SA62 4DB | United Kingdom | 196947.913 | 220975.249 | Pembroke Power Station | Haverfordwest Grid | 33kV connection | 33 | Western Power Distribution (South Wales) plc | Solar | Photovoltaic | No | 0 | 7.923 | 8.34 | [12 empty] | No | Connected | 2021-09-14 | 8.34 | 8.645 | 9.1 | 0.048 | 0.05 | 31/03/2014
2200042329087 | Crapnell Farm Limited | Dinder Farm, Chilcote, Nr Wells | CHILCOTE |  | WELLS | SOMERSET | BA5 3DX | United Kingdom | 359153.289 | 145574.106 | Seabank Sgp | Radstock Bsp 132kv | 33kV connection | 33 | Western Power Distribution (South West) plc | Solar | Photovoltaic | No | 0 | 3.201 | 3.37 | [12 empty] | No | Connected | 2021-09-14 | 3.37 | 3.201 | 3.37 | 0.048 | 0.05 | 25/03/2014
2200042329069 | Pitts Farm Limited | Dinder, Pitts farm | CHILCOTE LANE | CHILCOTE | WELLS | SOMERSET | BA5 3DX | United Kingdom | 359197.016 | 145717.736 | Seabank Sgp | Radstock Bsp 132kv | 33kV connection | 33 | Western Power Distribution (South West) plc | Solar | Photovoltaic | No | 0 | 2.28 | 2.4 | [12 empty] | No | Connected | 2021-09-14 | 2.4 | 2.28 | 2.4 | 0.048 | 0.05 | 25/03/2014
2200042323137 | KS SPV 21 Limited | Saltash,North Wayton Farm | LANDULPH |  | SALTASH | CORNWALL | PL12 6QQ | United Kingdom | 241263.746 | 63105.161 | Landulph S.G.P. | Landulph Bsp | 33kV connection | 33 | Western Power Distribution (South West) plc | Solar | Photovoltaic | No | 0 | 6.337 | 6.67 | [12 empty] | No | Connected | 2021-09-14 | 6.67 | 6.337 | 6.67 | 0.085 | 0.09 | 24/03/2014
none | Ecotricity Next Generation Limited | Dalby Solar Park | Old Dalby Lodge Farm | Old Dalby | Melton Mowbray |  | LE14 3LY | United Kingdom | 462704.877 | 325772.133 | RATCLIFFE ON SOAR 132kV S STN | WILLOUGHBY 33kV S STN | 33kV connection | 33 | Western Power Distribution (East Midlands) plc | Solar | Photovoltaic | No | 0 | 12.65 | 13.316 | [12 empty] | No | Accecpted to Connect | 2021-09-14 | [6 empty] | 13.316 | 7.65 | 8.053 | 0.5 | 0.526 | 18/04/2019 | N/A
1160001463874 | Beeswax Dyson Farming Ltd | Nocton Fen Adj Unit | NOCTON |  | LINCOLN | LINCOLNSHIRE | LN4 2AY | United Kingdom | 509099.76 | 365694.524 | WEST BURTON 132kV S STN | LINCOLN MAIN No 1 33kV S STN | METHERINGHAM 33 11kV S STN | 11 | Western Power Distribution (East Midlands) plc | Biomass | Steam turbine (thermal power plant) | No | 0 | 1.9 | 2 | [12 empty] | No | Connected | 2021-09-14 | 2 | 1.9 | 2 | 0.304 | 0.32 | 20/12/2011
2100041172109 | Equitix Solar (1) Limited | ST HILARY Garn Farm Solar Farm | LLANTRIHYD |  | ST HILARY | VALE OF GLAMORGAN | CF71 7DP | United Kingdom | 303312.448 | 173518.395 | Aberthaw Power Station | Barry Grid | 33kV connection | 33 | Western Power Distribution (South Wales) plc | Solar | Photovoltaic | No | 0 | 5.985 | 6.3 | [12 empty] | No | Connected | 2021-09-14 | 6.3 | 6.08 | 6.4 | 0.38 | 0.4 | 01/03/2014
1470000289976 | Rainbows Solar Farm Limited | Rainbows Farm | BADSEY LANE | WILLERSEY VILLAGE | NORTH COTSWOLDS | WORCESTERSHIRE | WR11 7HF | United Kingdom | 410446.056 | 240844.073 | FECKENHAM 66 11kV S STN | Feckenham 66/11kV | BROADWAY 66 11kV S STN | 11 | Western Power Distribution (West Midlands) plc | Solar | Photovoltaic | No | 0 | 3.344 | 3.52 | [12 empty] | No | Connected | 2021-09-14 | 3.52 | 3.344 | 3.52 | 0.048 | 0.05 | 01/03/2014
2200042184378 | Four Burrows Solar Park Limited | TRURO Four Burrows Solar Park | ROAD FROM HEATHER FARM TO A3075 |  | PENHALLOW | CORNWALL | TR4 9NG | United Kingdom | 176610.926 | 49460.361 | Indian Queens S.G.P. | Truro Bsp | 33kV connection | 33 | Western Power Distribution (South West) plc | Solar | Photovoltaic | No | 0 | 5.947 | 6.26 | [12 empty] | No | Connected | 2021-09-14 | 6.26 | 6.555 | 6.9 | 0.048 | 0.05 | 19/02/2014
2200042342079 | Trehawke Solar Limited | Liskeard, Trehawke Farm, Menheniot | MENHENIOT |  | LISKEARD | CORNWALL | PL14 3RH | United Kingdom | 231054.706 | 62088.931 | Landulph S.G.P. | St Germans Bsp | 33kV connection | 33 | Western Power Distribution (South West) plc | Solar | Photovoltaic | No | 0 | 8.645 | 9.1 | [12 empty] | No | Connected | 2021-09-14 | 9.1 | 8.645 | 9.1 | 0.085 | 0.09 | 15/03/2014
2100041182170 | Associated British Ports South Wales | Newport Associated British Ports | ALEXANDRA DOCKS |  | NEWPORT | GWENT | NP20 2UW | United Kingdom |  |  | Uskmouth | Newport West | Newport West Primary | 11 | Western Power Distribution (South Wales) plc | Solar | Photovoltaic | No | 0 | 4.607 | 4.85 | [12 empty] | No | Connected | 2021-09-14 | 4.85 | 4.37 | 4.6 | 9.5 | 10 | 01/04/2014
2200042174281 | St Columb Solar Park Limited | Trekenning Farm, St Columb, Cornwall, | TREKENNING FARM | QUIOT | ST COLUMB | CORNWALL | TR8 4JA | United Kingdom | 192333.251 | 62304.053 | Indian Queens S.G.P. | Fraddon Bsp | 33kV connection | 33 | Western Power Distribution (South West) plc | Solar | Photovoltaic | No | 0 | 5.149 | 5.42 | [12 empty] | No | Connected | 2021-09-14 | 5.42 | 5.667 | 5.965 | 0.048 | 0.05 | 01/03/2014
1170000306893 | Lightsource SPV 62 Limited | Lodge Farm | SPA LANE |  | RUSHCLIFFE | NOTTINGHAMSHIRE | NG13 9PL | United Kingdom | 477993.273 | 341477.514 | STAYTHORPE C 132kV S STN | HAWTON 33kV S STN | 33kV connection | 33 | Western Power Distribution (East Midlands) plc | Solar | Photovoltaic | No | 0 | 9.5 | 10 | [12 empty] | No | Connected | 2021-09-14 | 10 | 9.5 | 10 | 0.19 | 0.2 | 31/03/2014
1170000281193 | Lambridge Solar Ltd | Grange Farm, Burton Pedwardine | ASGARBY ROAD | BURTON PEDWARDINE | SLEAFORD | LINCOLNSHIRE | NG34 0BX | United Kingdom | 510791.381 | 343418.896 | BICKER FEN 132kV S STN | SLEAFORD 33kV S STN | 33kV connection | 33 | Western Power Distribution (East Midlands) plc | Solar | Photovoltaic | No | 0 | 7.125 | 7.5 | [12 empty] | No | Connected | 2021-09-14 | 7.5 | 7.125 | 7.5 | 0.095 | 0.1 | 17/01/2014
1160000481065 | ALKANE ENERGY UK LTD | TORAY TEXTILES IMPORT/EXPORT | TORAY TEXTILES WORKS | CROWN FARM WAY | MANSFIELD | NOTTINGHAM | NG19 0FT | United Kingdom | 456987.995 | 361672.788 | CHESTERFIELD 132kV S STN | CLIPSTONE 33kV S STN | CROWN FM 33 11kV S STN | 11 | Western Power Distribution (East Midlands) plc | Biofuel landfill gas | Gas turbine (OCGT) | No | 0 | 3.61 | 3.8 | [12 empty] | No | Connected | 2021-09-14 | 3.8 | 3.61 | 3.8 | 0.237 | 0.25 | 01/11/2006
2198765427530 | Jamont (UK) Limited | Bridgend Paper Mill | BRIDGEND PAPER MILLS | LLANGYNWYD | MAESTEG | MID GLAMORGAN | CF34 9RS | United Kingdom |  |  | Grange | Grange Bsp | Llynfi | 11 | Western Power Distribution (South Wales) plc | Fossil Gas | Gas turbine (OCGT) | No | 0 | 11.894 | 12.52 | [12 empty] | No | Connected | 2021-09-14 | 12.52 | 3.8 | 4 | 14.25 | 15 | 17/02/1995
1470000292125 | Sainsbury's Supermarkets Limited | BIRMINGHAM, Faraday Avenue | FARADAY AVENUE | HAMS HALL DISTRIBUTION PARK | BIRMINGHAM |  | B46 1AL | United Kingdom | 420857.536 | 291531.705 | LEA MARSTON 132kV S STN | HAMS HALL SOUTH 132kV S STN | Hams Hall South 132/11kV | 11 | Western Power Distribution (West Midlands) plc | Solar | Photovoltaic | No | 0 | 2.185 | 2.3 | [12 empty] | No | Connected | 2021-09-14 | 2.3 | 2.185 | 2.3 | 2.612 | 2.75 | 24/02/2014
2200042312881 | Beeston Solar Energy Limited | South Molton Kingsland Barton | NADDER LANE |  | SOUTH MOLTON | DEVON | EX36 4HP | United Kingdom | 269236.55 | 126016.345 | Alverdiscott S.G.P. | Barnstaple Bsp | 33kV connection | 33 | Western Power Distribution (South West) plc | Solar | Photovoltaic | No | 0 | 4.75 | 5 | [12 empty] | No | Connected | 2021-09-14 | 5 | 4.987 | 5.25 | 0.048 | 0.05 | 21/02/2014
1170000306918 | Lightsource SPV 61 Limited | Little Morton Farm | LITTLE MORTON | RETFORD | WORKSOP | NOTTINGHAMSHIRE | DN22 8BE | United Kingdom | 466971.733 | 379241.871 | STAYTHORPE C 132kV S STN | CHECKERHOUSE 33kV S STN | 33kV connection | 33 | Western Power Distribution (East Midlands) plc | Solar | Photovoltaic | No | 0 | 11.4 | 12 | [12 empty] | No | Connected | 2021-09-14 | 12 | 11.4 | 12 | 0.095 | 0.1 | 31/03/2014
2200042314995 | Mendip Solar Ltd | Chewton Mendip Shooters Bottom Solar Farm Townshead Lane | CHEWTON MENDIP |  | RADSTOCK | NORTH SOMERSET | BA3 4LU | United Kingdom | 359092.778 | 150032.39 | Seabank Sgp | Radstock Bsp 132kv | 33kV connection | 33 | Western Power Distribution (South West) plc | Solar | Photovoltaic | No | 0 | 6.049 | 6.3675 | [12 empty] | No | Connected | 2021-09-14 | 6.3675 | 6.05 | 6.368 | 0.024 | 0.025 | 06/02/2014
2200042316789 | Solar Energy Renewables LLP | Highbridge Watchfield Lawn Pilmore Lane | WATCHFIELD LAWN | WATCHFIELD | HIGHBRIDGE | SOMERSET | TA9 4LA | United Kingdom | 334192.697 | 147811.141 | Bridgwater S.G.P. | Bridgwater Grid Bsp | 33kV connection | 33 | Western Power Distribution (South West) plc | Solar | Photovoltaic | No | 0 | 7.524 | 7.92 | [12 empty] | No | Connected | 2021-09-14 | 7.92 | 7.733 | 8.14 | 0.085 | 0.09 | 28/02/2014
2200042215255 | Newton Solar Energy Limited | Taunton New Rendy Farm Oake | OAKE |  | TAUNTON | SOMERSET | TA4 1BD | United Kingdom | 315963.072 | 123822.03 | Taunton S.G.P. | Taunton Main Bsp | 33kV connection | 33 | Western Power Distribution (South West) plc | Solar | Photovoltaic | No | 0 | 3.876 | 4.08 | [12 empty] | No | Connected | 2021-09-14 | 4.08 | 3.876 | 4.08 | 0.048 | 0.05 | 29/01/2014
2200042333739 | Yeo Valley Farms (Production) Ltd | Blagdon Lag Farm Production Bath Road | BATH ROAD | BLAGDON | BRISTOL |  | BS40 7SG | United Kingdom | 351680.597 | 158697.929 | Bridgwater S.G.P. | Churchill Bsp 132kv | Blagdon 33/11kv S/S | 11 | Western Power Distribution (South West) plc | Solar | Photovoltaic | No | 0 | 0.475 | 0.5 | [12 empty] | No | Connected | 2021-09-14 | 0.5 | 0.475 | 0.5 | 2.85 | 3 | 14/01/2014
2100041105609 | Wear Point Wind Limited | Wear Point Wind Farm | MAIN ROAD | WATERSTON | MILFORD HAVEN | DYFED | SA73 1DR | United Kingdom | 194239.373 | 204548.767 | Pembroke Power Station | Haverfordwest Grid | 33kV connection | 33 | Western Power Distribution (South Wales) plc | Wind | Onshore wind turbines | No | 0 | 7.79 | 8.2 | [12 empty] | No | Connected | 2021-09-14 | 8.2 | 9.5 | 10 | 0.067 | 0.07 | 20/12/2013
2200042305485 | Blackdown Solar Power Limited | Tricky Warren PV Farm | TRICKEY WARREN LANE | CHURCHINGFORD | TAUNTON | SOMERSET | TA3 7DY | United Kingdom | 321061.349 | 114790.105 | Taunton S.G.P. | Taunton Main Bsp | 33kV connection | 33 | Western Power Distribution (South West) plc | Solar | Photovoltaic | No | 0 | 6.783 | 7.14 | [12 empty] | No | Connected | 2021-09-14 | 7.14 | 6.811 | 7.17 | 0.024 | 0.025 | 16/01/2014
1470000278343 | Mapei (UK) Ltd | Mapei (UK) Ltd, Steelpark Rd, Halesowen, B62 8HD | STEEL PARK ROAD |  | HALESOWEN |  | B62 8HD | United Kingdom | 397084.953 | 285027.922 | KITWELL 132kV S STN | HALESOWEN 132kV S STN | Halesowen 132/11kV | 11 | Western Power Distribution (West Midlands) plc | Solar | Photovoltaic | No | 0 | 0.237 | 0.25 | [12 empty] | No | Connected | 2021-09-14 | 0.25 | 0.237 | 0.25 | 1.14 | 1.2 | 21/12/2013
1470000275486 | MSP Kent Ltd | Norton Hall | MICKLETON |  | CHIPPING CAMPDEN | GLOUCESTERSHIRE | GL55 6PX | United Kingdom | 414832.341 | 244826.068 | FECKENHAM 66 11kV S STN | Feckenham 66/11kV | LONG MARSTON 66 11kV S STN | 11 | Western Power Distribution (West Midlands) plc | Solar | Photovoltaic | No | 0 | 4.75 | 5 | [12 empty] | No | Connected | 2021-09-14 | 5 | 4.75 | 5 | 0.019 | 0.02 | 01/04/2014
2200042308040 | Photon Power Limited | Radstock Whitchurch Farm, Ston Easton | STON EASTON |  | RADSTOCK | SOMERSET | BA3 4DW | United Kingdom | 363577.122 | 152250.137 | Seabank Sgp | Radstock Bsp 132kv | 33kV connection | 33 | Western Power Distribution (South West) plc | Solar | Photovoltaic | No | 0 | 4.731 | 4.98 | [12 empty] | No | Connected | 2021-09-14 | 4.98 | 4.75 | 5 | 0.009 | 0.01 | 20/12/2013
1470000273451 | R & L Holt Ltd | Sandylands Nurseries | THE CROSS | OFFENHAM CROSS | EVESHAM | WORCESTERSHIRE | WR11 8RB | United Kingdom | 406117.874 | 245363.15 | FECKENHAM 66 11kV S STN | Feckenham 66/11kV | EVESHAM 66 11kV S STN | 11 | Western Power Distribution (West Midlands) plc | Fossil Gas | Engine (combustion / reciprocating) | Yes | 0 | 1.073 | 1.13 | [12 empty] | No | Connected | 2021-09-14 | 1.13 | 1.073 | 1.13 | 1.045 | 1.1 | 01/02/2013
2200042433248 | Willowglen Renewables Limited | HOGSBROOK FARM AD PLANT | WOODBURY SALTERTON |  | EXETER | DEVON | EX5 1PY | United Kingdom | 302295.699 | 89260.309 | Exeter Main S.G.P. | Sowton Bsp | 11kV Connection | 11 | Western Power Distribution (South West) plc | Biofuel landfill gas | Gas turbine (OCGT) | No | 0 | 0.475 | 0.5 | [12 empty] | No | Connected | 2021-09-14 | 0.5 | 0.95 | 1 | 0.285 | 0.3 | 01/04/2013
2200042165064 | Callington Solar Park Limited | Callington Haye Lane 33kV Solar Park Haye Farm | HAYE LANE |  | CALLINGTON | CORNWALL | PL17 7LG | United Kingdom | 235232.006 | 70284.861 | Landulph S.G.P. | St Germans Bsp | 33kV connection | 33 | Western Power Distribution (South West) plc | Solar | Photovoltaic | No | 0 | 4.987 | 5.25 | [12 empty] | No | Connected | 2021-09-14 | 5.25 | 4.987 | 5.25 | 0.048 | 0.05 | 18/12/2013
2200042165082 | Hope Solar Park Limited | Hayle - Gwithian Road, Connor Downs | GWITHIAN ROAD | CONNOR DOWNS | HAYLE | CORNWALL | TR27 5EB | United Kingdom | 159757.06 | 39868.422 | Indian Queens S.G.P. | Camborne Bsp | 33kV connection | 33 | Western Power Distribution (South West) plc | Solar | Photovoltaic | No | 0 | 4.987 | 5.25 | [12 empty] | No | Connected | 2021-09-14 | 5.25 | 4.987 | 5.25 | 0.048 | 0.05 | 19/12/2013
1470000253455 | Stantway Solar Farm Limited | Stantway Solar Park | STANTWAY LANE |  | WESTBURY ON SEVERN | GLOUCESTER GLOUCESTERSHIRE | GL14 1QG | United Kingdom | 372856.606 | 213487.987 | PORT HAM 132kV S STN | LYDNEY 33kV S STN | ELTON 33 11kV S STN | 11 | Western Power Distribution (West Midlands) plc | Solar | Photovoltaic | No | 0 | 1.425 | 1.5 | [12 empty] | No | Connected | 2021-09-14 | 1.5 | 1.425 | 1.5 | 0.038 | 0.04 | 01/04/2013
1160001474342 | Clean Electricity Generation UK Ltd | Units 1C & 1D Trafalgar Park, Victory Road, Derby, DE24 8DX | UNIT 1C+1D | VICTORY ROAD | DERBY |  | DE24 8EJ | United Kingdom |  |  | Willington 132kV | Derby South | Allenton | 11 | Western Power Distribution (East Midlands) plc | Fossil oil | Engine (combustion / reciprocating) | No | 0 | 3.515 | 3.7 | [12 empty] | No | Connected | 2021-09-14 | 3.7 | 3.515 | 3.7 | 0.285 | 0.3 | 26/03/2012
2200042302252 | Mells Park Trust | Soho Farm Solar Array | SOHO | LEIGH UPON MENDIP | RADSTOCK | SOMERSET | BA3 5RD | United Kingdom | 369952.666 | 147863.413 | Seabank Sgp | Radstock Bsp 132kv | Newbury | 11 | Western Power Distribution (South West) plc | Solar | Photovoltaic | No | 0 | 1.425 | 1.5 | [12 empty] | No | Connected | 2021-09-14 | 1.5 | 1.425 | 1.5 | 0.043 | 0.045 | 01/02/2014
2200042214952 | Stonebarrow Farm Solar Park Limited | Pound Road, Hawkchurch | HAWKCHURCH |  | AXMINSTER | DEVON | EX13 5UP | United Kingdom | 335224.225 | 98836.917 | Axminster S.G.P. | Woodcote Bsp | 33kV connection | 33 | Western Power Distribution (South West) plc | Solar | Photovoltaic | No | 0 | 5.871 | 6.18 | [12 empty] | No | Connected | 2021-09-14 | 6.18 | 5.871 | 6.18 | 0.071 | 0.075 | 08/12/2013
1470000259225 | Pingry Solar Ltd | Pingry Farm Solar | PINGRY FARM | PINGRY LANE | MILKWALL | GLOUCESTERSHIRE | GL16 8QD | United Kingdom | 357382.613 | 209549.03 | PORT HAM 132kV S STN | LYDNEY 33kV S STN | BIXHEAD 33 11kV S STN | 11 | Western Power Distribution (West Midlands) plc | Solar | Photovoltaic | No | 0 | 2.565 | 2.7 | [12 empty] | No | Connected | 2021-09-14 | 2.7 | 2.565 | 2.7 | 0.062 | 0.065 | 01/02/2014
2198765266030 | Novera Energy Generation No.2 Limited | Newport, Docksway Landfill Site | MAESGLAS RETAIL PARK | DOCKS WAY | NEWPORT | GWENT | NP20 2NS | United Kingdom | 330681.553 | 185367.484 | Uskmouth | Newport West | Newport West Primary | 11 | Western Power Distribution (South Wales) plc | Biofuel landfill gas | Gas turbine (OCGT) | No | 0 | 0.956 | 1.006 | [12 empty] | No | Connected | 2021-09-14 | 1.006 | 1.9 | 2 | 0.048 | 0.05 | 17/04/2000
1470000267582 | Sainsbury's Supermarkets Limited | Sainsburys Distribution Centre, Radial Park, Stoke | RADIAL PARK | SIDEWAY WEST | STOKE-ON-TRENT | STAFFORDSHIRE | ST4 4EX | United Kingdom | 387775.459 | 343078.497 | Cellarhead 132kV | BOOTHEN 132kV S STN | Boothen 132/33/11kV | 11 | Western Power Distribution (West Midlands) plc | Solar | Photovoltaic | No | 0 | 0.592 | 0.623 | [12 empty] | No | Connected | 2021-09-14 | 0.623 | 0.592 | 0.623 | 1.092 | 1.149 | 01/12/2013
1170000281565 | Milton Keynes General NHS Trust | Milton Keynes Hospital | STANDING WAY | EAGLESTONE | MILTON KEYNES | BUCKINGHAMSHIRE | MK6 5LD | United Kingdom | 486929.186 | 237307.737 | EAST CLAYDON 132KV S STN | BLETCHLEY 33KV S STN | SECKLOW GATE 33 11kV S STN | 11 | Western Power Distribution (East Midlands) plc | Fossil oil | Engine (combustion / reciprocating) | No | 0 | 1.9 | 2 | [12 empty] | No | Connected | 2021-09-14 | 2 | 1.9 | 2 | 4.275 | 4.5 | 01/01/2011
1170000280970 | Turweston Solar Farm Limited | Turweston Airfield Solar Farm | TURWESTON AIRFIELD |  | BRACKLEY | BUCKINGHAMSHIRE | NN13 5YD | United Kingdom | 461036.339 | 238731.828 | EAST CLAYDON 132KV S STN | BRACKLEY 132kV S STN | 33kV connection | 33 | Western Power Distribution (East Midlands) plc | Solar | Photovoltaic | No | 0 | 14.725 | 15.5 | [12 empty] | No | Connected | 2021-09-14 | 15.5 | 14.725 | 15.5 | 0.057 | 0.06 | 01/01/2014
1460001443384 | Cory Environmental (Central) Limited | VIGO UTOPIA LANDFILL GENERATING SITE | COPPICE LANE | WALSALL WOOD |  |  | WS9 8TB | United Kingdom | 405028.644 | 301364.583 | BUSTLEHOLM 132kV S STN | RUSHALL 132kV S STN | Rushall 132/11kV | 11 | Western Power Distribution (West Midlands) plc | Biofuel landfill gas | Gas turbine (OCGT) | No | 0 | 1.995 | 2.1 | [12 empty] | No | Connected | 2021-09-14 | 2.1 | 1.995 | 2.1 | 0.076 | 0.08 | 01/01/2006
1470000257798 | Burton Solar Farm Limited | Burton Solar Farm Ltd | BISHOPTON |  | STRATFORD-UPON-AVON | WARWICKSHIRE | CV37 0RW | United Kingdom | 418178.411 | 256866.714 | FECKENHAM 66 11kV S STN | Feckenham 66/11kV | STRATFORD 66 11kV S STN | 11 | Western Power Distribution (West Midlands) plc | Solar | Photovoltaic | No | 0 | 3.325 | 3.5 | [12 empty] | No | Connected | 2021-09-14 | 3.5 | 3.325 | 3.5 | 0.043 | 0.045 | 01/01/2014
2200042171226 | TGC Solar 102 Limited | Hayle Land at Higher Trenhayle Farm | WHEAL ALFRED ROAD |  | HAYLE | CORNWALL | TR27 6EA | United Kingdom | 158417.939 | 36375.384 | Indian Queens S.G.P. | Hayle Bsp | 33kV connection | 33 | Western Power Distribution (South West) plc | Solar | Photovoltaic | No | 0 | 2.383 | 2.508 | [12 empty] | No | Connected | 2021-09-14 | 2.508 | 2.85 | 3 | 0.024 | 0.025 | 29/10/2013
1470000258880 | FUCHS LUBRICANTS UK PLC | Fuchs Lubricants | CENTURY STREET | HANLEY | STOKE-ON-TRENT |  | ST1 5HU | United Kingdom | 387806.322 | 347923.897 | Cellarhead 132kV | STAGEFIELDS 132kV S STN | Stagefields 132/33/11kV | 11 | Western Power Distribution (West Midlands) plc | Solar | Photovoltaic | No | 0 | 0.429 | 0.452 | [12 empty] | No | Connected | 2021-09-14 | 0.452 | 0.429 | 0.452 | 1.045 | 1.1 | 01/01/2014
1170000280117 | Sutton Grange AD Limited | Low Farm | LOW ROAD | LOUND | RETFORD | NOTTINGHAMSHIRE | DN22 8SB | United Kingdom | 469810.245 | 385634.278 | STAYTHORPE C 132kV S STN | CHECKERHOUSE 33kV S STN | 33kV connection | 33 | Western Power Distribution (East Midlands) plc | Biofuel biogas from anaerobic digestion (excluding landfill & sewage) | Engine (combustion / reciprocating) | Yes | 0 | 2.85 | 3 | [12 empty] | No | Connected | 2021-09-14 | 3 | 2.85 | 3 | 0.95 | 1 | 04/01/2014
2200042278487 | Lightsource SPV 8 Limited | Cleave Farm, Lower Kingdon, Gammaton | WEARE GIFFARD |  | BIDEFORD | DEVON | EX39 4QX | United Kingdom | 249775.112 | 124866.089 | Alverdiscott S.G.P. | East Yelland Bsp | 33kV connection | 33 | Western Power Distribution (South West) plc | Solar | Photovoltaic | No | 0 | 3.429 | 3.61 | [12 empty] | No | Connected | 2021-09-14 | 3.61 | 3.781 | 3.98 | 0.048 | 0.05 | 25/10/2013
1170000272055 | Wolseley UK Ltd | Wolseley UK NDC, Harrison Way, Spa Park, Leamington Spa, CV31 3HH | HARRISON WAY |  | LEAMINGTON SPA | WARWICKSHIRE | CV31 3HH | United Kingdom | 431538.552 | 264066.684 | BERKSWELL 132kV S STN | WARWICK 33kV S STN | LOCKHEED 33 11kV S STN | 11 | Western Power Distribution (East Midlands) plc | Solar | Photovoltaic | No | 0 | 1.71 | 1.8 | [12 empty] | No | Connected | 2021-09-14 | 1.8 | 1.71 | 1.8 | 1.086 | 1.143 | 27/12/2013
2200042241194 | Wedmore Community Power Co-operative Limited | Wedmore Mill Farm Solar Array | QUAB LANE | LASCOT HILL | WEDMORE | SOMERSET | BS28 4QU | United Kingdom | 342720.155 | 148155.462 | Bridgwater S.G.P. | Street Bsp | Wedmore | 11 | Western Power Distribution (South West) plc | Solar | Photovoltaic | No | 0 | 0.95 | 1 | [12 empty] | No | Connected | 2021-09-14 | 1 | 0.95 | 1 | 0.017 | 0.018 | 23/09/2013
2200042209580 | Anesco Asset Management 5 Limited | WIVELISCOMBE SANDYMOOR ROAD | HARTSWELL | WIVELISCOMBE | TAUNTON | SOMERSET | TA4 2TU | United Kingdom | 308616.951 | 127222.091 | Taunton S.G.P. | Taunton Main Bsp | Wiveliscombe | 11 | Western Power Distribution (South West) plc | Solar | Photovoltaic | No | 0 | 2.417 | 2.544 | [12 empty] | No | Connected | 2021-09-14 | 2.544 | 2.85 | 3 | 0.043 | 0.045 | 13/09/2013
1170000191840 | Stables Solar Limited | Pine Close | PINE CLOSE | STOKE GOLDING | NUNEATON | WARWICKSHIRE | CV13 6EB | United Kingdom | 440261.789 | 297052.155 | COVENTRY 132kV S STN | HINCKLEY 33kV S STN | MIDDLEFIELD 33 11kV S STN | 11 | Western Power Distribution (East Midlands) plc | Solar | Photovoltaic | No | 0 | 2.09 | 2.2 | [12 empty] | No | Connected | 2021-09-14 | 2.2 | 2.09 | 2.2 | 0.014 | 0.015 | 01/04/2014
1460002242876 | Mark Bennion | ROSE HILL FARM |  |  | DYMOCK | GLOUCESTERSHIRE | GL18 2EF | United Kingdom | 368475.559 | 233397.508 | BISHOPS WOOD 132kV S STN | HEREFORD 66kV S STN | DYMOCK 66 11kV S STN | 11 | Western Power Distribution (West Midlands) plc | Biofuel landfill gas | Gas turbine (OCGT) | No | 0 | 1.14 | 1.2 | [12 empty] | No | Connected | 2021-09-14 | 1.2 | 1.14 | 1.2 | 0.237 | 0.25 | 11/08/2011
1100050313401 | Alkane Energy UK Limited | Acreage Lane | ACREAGE LANE | SHIREBROOK | MANSFIELD | NOTTINGHAMSHIRE | NG20 8RN | United Kingdom | 452852.241 | 367218.254 | CHESTERFIELD 132kV S STN | MANSFIELD 33kV S STN | ACREAGE LANE 33 11kV S STN | 11 | Western Power Distribution (East Midlands) plc | Fossil Gas | Engine (combustion / reciprocating) | No | 0 | 9.547 | 10.05 | [12 empty] | No | Connected | 2021-09-14 | 10.05 | 9.547 | 10.05 | 0.332 | 0.35 | 21/12/2009
1430000000650 | Severn Trent Water Limited | Minworth STW | KINGSBURY ROAD |  | SUTTON COLDFIELD |  | B76 9DS | United Kingdom | 416404.755 | 291752.568 | NECHELLS EAST 132kV S STN | CASTLE BROMWICH 132 11kV S STN | Castle Bromwich 132/11kV | 11 | Western Power Distribution (West Midlands) plc | Biofuel landfill gas | Gas turbine (OCGT) | No | 0 | 11.295 | 11.889 | [12 empty] | No | Connected | 2021-09-14 | 11.889 | 8.075 | 8.5 | 8.075 | 8.5 | 01/10/2013
2200042254139 | Anesco Asset Management Two Ltd | Nynehead, Grange Farm 33kV Solar Park | NYNEHEAD |  | WELLINGTON | SOMERSET | TA21 0BU | United Kingdom | 314385.149 | 124079.27 | Taunton S.G.P. | Taunton Main Bsp | 33kV connection | 33 | Western Power Distribution (South West) plc | Solar | Photovoltaic | No | 0 | 5.06 | 5.3268 | [12 empty] | No | Connected | 2021-09-14 | 5.3268 | 4.75 | 5 | 0.048 | 0.05 | 27/08/2013
2200042267138 | Triodos Renewables (Severn) Limited | Bristol - Wessex Wind Farm Merebank Rd | MEREBANK ROAD | KINGSWESTON | AVONMOUTH | NORTH SOMERSET | BS11 8AQ | United Kingdom | 352834.793 | 179813.307 | Seabank Sgp | Avonmouth Bsp | Kingsweston | 11 | Western Power Distribution (South West) plc | Wind | Onshore wind turbines | No | 0 | 7.79 | 8.2 | [12 empty] | No | Connected | 2021-09-14 | 8.2 | 7.79 | 8.2 | 0.209 | 0.22 | 01/11/2013
1470000223441 | Innovative Environmental Solutions UK Ltd | 6 Union Rd | OLDBURY |  | SANDWELL | WEST MIDLANDS | B69 3EL | United Kingdom | 398320.814 | 290748.136 | OLDBURY 132kV | Oldbury B 33kV | 33kV connection | 33 | Western Power Distribution (West Midlands) plc | Waste | Steam turbine (thermal power plant) | No | 0 | 33.25 | 35 | [12 empty] | No | Connected | 2021-09-14 | 35 | 33.25 | 35 | 9.5 | 10 | 31/08/2013
1170000217090 | Mugen Euro Co Ltd | MUGEN EURO | SNOWDON DRIVE | WINTERHILL | MILTON KEYNES | BUCKINGHAMSHIRE | MK6 1AP | United Kingdom | 449551.355 | 253651.468 | EAST CLAYDON 132KV S STN | BRACKLEY 132kV S STN | WOODFORD HALSE 33 11kV S STN | 11 | Western Power Distribution (East Midlands) plc | Wind | Onshore wind turbines | No | 0 | 0 | 0 | [12 empty] | No | Connected | 2021-09-14 | 0 | 0 | 0 | 0.57 | 0.6 | 43944
1170000233570 | Roade Windfarm Ltd | M1 Windfarm | HARTWELL ROAD | QUINTON | NORTHAMPTON | NORTHAMPTONSHIRE | NN7 2HD | United Kingdom | 477947.727 | 252264.286 | GRENDON 132kV S STN | NORTHAMPTON 33kV S STN | 33kV connection | 33 | Western Power Distribution (East Midlands) plc | Wind | Onshore wind turbines | No | 0 | 7.268 | 7.65 | [12 empty] | No | Connected | 2021-09-14 | 7.65 | 7.268 | 7.65 | 0.195 | 0.205 | 01/04/2014
2200042279417 | Lightsource SPV 1 Limited | Tavistock Tredown Solar Farm | TREDOWN | KELLY | TAVISTOCK | DEVON | PL19 0QT | United Kingdom | 239968.106 | 81519.176 | Alverdiscott S.G.P. | Pyworthy Bsp | Lifton | 11 | Western Power Distribution (South West) plc | Solar | Photovoltaic | No | 0 | 1.049 | 1.104 | [12 empty] | No | Connected | 2021-09-14 | 1.104 | 1.14 | 1.2 | 0.048 | 0.05 | 01/08/2013
2200042206631 | Hazel Renewables Limited | WHITELACKINGTON PARSONAGE BARN | STOCKLINCH ROAD | WHITELACKINGTON | ILMINSTER | SOMERSET | TA19 9EF | United Kingdom | 337733.489 | 116263.918 | Axminster S.G.P. | Woodcote Bsp | 33kV connection | 33 | Western Power Distribution (South West) plc | Solar | Photovoltaic | No | 0 | 5.016 | 5.28 | [12 empty] | No | Connected | 2021-09-14 | 5.28 | 6.65 | 7 | 0.095 | 0.1 | 17/07/2013
1170000248187 | Severn Trent Water Limited | STWA CLAY MILLS, Meadow Lane, Stretton | MEADOW LANE | STRETTON | BURTON ON TRENT |  | DE13 0DB | United Kingdom |  |  | DRAKELOW 132kV | BURTON 132kV S STN | Burton 11kV | 11 | Western Power Distribution (East Midlands) plc | Biofuel landfill gas | Gas turbine (OCGT) | No | 0 | 1.805 | 1.9 | [12 empty] | No | Connected | 2021-09-14 | 1.9 | 1.805 | 1.9 | 1.425 | 1.5 | 09/03/2011
2100040016310 | Uk Power Reserve Limited | Generator Site - Newport South | Adjacent to Newport South Substation | Newport |  |  |  | United Kingdom | 333027.324 | 185695.072 | Uskmouth | Newport South | 33kV connection | 33 | Western Power Distribution (South Wales) plc | Fossil oil | Engine (combustion / reciprocating) | No | 0 | 11.97 | 12.6 | [12 empty] | No | Connected | 2021-09-14 | 12.6 | 0 | 0 | 0.285 | 0.3 | 01/11/2009
1170000199798 | BL Wind Limited | Burton Wold Wind Farm Extension Ltd | NORTHERN EXTENSION | THRAPSTON ROAD | FINEDON | NORTHAMPTONSHIRE | NN9 5HW | United Kingdom | 492748.022 | 275965.229 | GRENDON 132kV S STN | IRTHLINGBOROUGH 33kV S STN | 33kV connection | 33 | Western Power Distribution (East Midlands) plc | Wind | Onshore wind turbines | No | 0 | 13.68 | 14.4 | [12 empty] | No | Connected | 2021-09-14 | 14.4 | 13.68 | 14.4 | 0.19 | 0.2 | 19/06/2014
2199989612769 | Dwr Cymru Welsh Water | Llyn Brianne Reservoir, Dyfed | LLYN BRIANNE | RHANDIRMWYN | LLANDOVERY | DYFED | SA20 0NG | United Kingdom | 279166.858 | 248265.255 | Swansea North Grid | Ammanford Grid | 33kV connection | 33 | Western Power Distribution (South Wales) plc | Hydro (to be confirmed) | Hydro power system | No | 0 | 5.178 | 5.45 | [12 empty] | No | Connected | 2021-09-14 | 5.45 | 5.7 | 6 | 0.095 | 0.1 | 31/08/1996
1460002232734 | Selecta Systems Ltd | SELECTA AVENUE | SELECTA AVENUE | GREAT BARR | BIRMINGHAM |  | B44 9EG | United Kingdom | 406876.966 | 294878.475 | BUSTLEHOLM 132kV S STN | Kingstanding 132/11kV | Kingstanding 132/11kV | 11 | Western Power Distribution (West Midlands) plc | Solar | Photovoltaic | No | 0 | 0.383 | 0.403 | [12 empty] | No | Connected | 2021-09-14 | 0.403 | 0.383 | 0.403 | 0.95 | 1 | 30/04/2013
2200042259527 | Viridor Energy Limited | EXETER EFW PLANT, GRACE ROAD SOUTH | GRACE ROAD SOUTH | MARSH BARTON | EXETER |  | EX2 8QE | United Kingdom | 292558.241 | 90523.017 | Exeter Main S.G.P. | Exeter City Bsp | Marsh Barton | 11 | Western Power Distribution (South West) plc | Waste | Steam turbine (thermal power plant) | No | 0 | 4.479 | 4.715 | [12 empty] | No | Connected | 2021-09-14 | 4.715 | 4.75 | 5 | 2.85 | 3 | 01/03/2014
2200040151627 | Uk Power Reserve Limited | BRIDGWATER HUNTWORTH MARSH LANE (33kV SUPPLY) | Marsh Lane | Huntworth | Bridgwater | Somerset | TA6 6LQ | United Kingdom | 330849.877 | 135286.037 | Bridgwater S.G.P. | Bridgwater Grid Bsp | 33kV connection | 33 | Western Power Distribution (South West) plc | Storage battery | Battery | No | 0 | 11.97 | 12.6 | [12 empty] | No | Connected | 2021-09-14 | 12.6 | 9.5 | 10 | 0.19 | 0.2 | 02/11/2001
1470000184660 | Square Meadow Ltd | LUDLOW WIGLEY FARM | WIGLEY FARM | WIGLEY FARM | LUDLOW | SHROPSHIRE | SY8 3DR | United Kingdom | 352560.047 | 276751.632 | BISHOPS WOOD 132kV S STN | LUDLOW 132kV S STN | Ludlow 132/66/33/11kV | 11 | Western Power Distribution (West Midlands) plc | Biomass | Steam turbine (thermal power plant) | No | 0 | 0.474 | 0.499 | [12 empty] | No | Connected | 2021-09-14 | 0.499 | 1.045 | 1.1 | 0.237 | 0.25 | 03/06/2013
1470000201908 | K T C ( EDIBLES) LTD | Plot 13/14 | MOORCROFT DRIVE |  | WEDNESBURY | WEST MIDLANDS | WS10 7DE | United Kingdom | 397368.973 | 294900.524 | OCKER HILL C 132kV S STN | Ocker Hill B 132/33/11kV | 11kV Connection | 11 | Western Power Distribution (West Midlands) plc | Solar | Photovoltaic | No | 0 | 0.21 | 0.221 | [12 empty] | No | Connected | 2021-09-14 | 0.221 | 0.21 | 0.221 | 1.14 | 1.2 | 30/06/2013
1170000240114 | Fold Hill Foods Ltd | FOLD HILL | FOLD HILL FOODS | DOVECOTE FARM |  | BOSTON | PE22 9RL | United Kingdom | 539884.839 | 354041.226 | WALPOLE 132kV S STN | BOSTON 33kV S STN | STICKNEY 33 11kV S STN | 11 | Western Power Distribution (East Midlands) plc | Solar | Photovoltaic | No | 0 | 0.997 | 1.05 | [12 empty] | No | Connected | 2021-09-14 | 1.05 | 0.997 | 1.05 | 1.425 | 1.5 | 30/08/2013
1470000277447 | Mr John Taylor | Blenheim Farm PV Array | BACK LANE | SIBFORD FERRIS |  | Oxon | OX15 5QL | United Kingdom | 435771.283 | 237256.578 | FECKENHAM 66 11kV S STN | Feckenham 66/11kV | EPWELL 66 11kV S STN | 11 | Western Power Distribution (West Midlands) plc | Solar | Photovoltaic | No | 0 | 0.95 | 1 | [12 empty] | No | Connected | 2021-09-14 | 1 | 0.95 | 1 | 0.028 | 0.03 | 01/01/2014
1170000180760 | Wickham Solar Ltd | Phase 2 Lime Solar Farm | LODGE FARM | SPALDING ROAD | BOURNE | LINCOLNSHIRE | PE10 0AU | United Kingdom | 510583.548 | 319591.816 | WALPOLE 132kV S STN | BOURNE 33kV S STN | TUNNEL BANK BOURNE 33 11kV S STN | 11 | Western Power Distribution (East Midlands) plc | Solar | Photovoltaic | No | 0 | 4.75 | 5 | [12 empty] | No | Connected | 2021-09-14 | 5 | 4.75 | 5 | 0.048 | 0.05 | 26/04/2013
1460001925703 | Birmingham District Energy Company Limited | BIRMINGHAM, National Indoor Arena | KING EDWARDS ROAD |  | BIRMINGHAM | WEST MIDLANDS | B1 2AA | United Kingdom | 405914.947 | 286908.738 | BUSTLEHOLM 132kV S STN | LADYWOOD 132 11kV S STN | Ladywood 132/11kV | 11 | Western Power Distribution (West Midlands) plc | Fossil Gas | Engine (combustion / reciprocating) | No | 0 | 1.14 | 1.2 | [12 empty] | No | Connected | 2021-09-14 | 1.2 | 0.57 | 0.6 | 1.805 | 1.9 | 01/07/2008
1170000133263 | Severn Trent Wind Power Ltd | Severn Trent Water Treatment Works Wind Turbine Site | DERBY SEWAGE WORKS | MEGALOUGHTON LANE | DERBY |  | DE21 7BR | United Kingdom | 439107.07 | 334983.307 | WILLINGTON 132kV S STN | DERBY 33kV S STN | CHADDESDEN 33 11kV S STN | 11 | Western Power Distribution (East Midlands) plc | Wind | Onshore wind turbines | No | 0 | 4.75 | 5 | [12 empty] | No | Connected | 2021-09-14 | 5 | 4.75 | 5 | 0.941 | 0.99 | 01/06/2013
1170000078221 | Severn Trent Wind Power Ltd | Wanlip Wind Farm | WANLIP TREATMENT WORK |  | FILLINGATE WANLIP | LEICESTERSHIRE | LE7 4PF | United Kingdom | 459496.324 | 312090.335 | RATCLIFFE ON SOAR 132kV S STN | WILLOUGHBY 33kV S STN | MOUNTSORREL 33 11kV S STN | 11 | Western Power Distribution (East Midlands) plc | Wind | Onshore wind turbines | No | 0 | 2.375 | 2.5 | [12 empty] | No | Connected | 2021-09-14 | 2.5 | 2.375 | 2.5 | 0.033 | 0.035 | 01/07/2013
2200042233342 | Lightsource SPV 69 Limited | BLATCHWORTHY SOLAR FARM, STOODLEIGH | STOODLEIGH |  | TIVERTON | DEVON | EX16 9QH | United Kingdom | 289841.385 | 116899.356 | Exeter Main S.G.P. | Tiverton Bsp | Tiverton Moorhayes | 11 | Western Power Distribution (South West) plc | Solar | Photovoltaic | No | 0 | 1.101 | 1.1592 | [12 empty] | No | Connected | 2021-09-14 | 1.1592 | 1.14 | 1.2 | 0.043 | 0.045 | 25/04/2013
1460001470936 | Severn Trent Water Limited | Strongford Sewage Works | BARLASTON OLD ROAD | BARLASTON | STOKE ON TRENT |  | ST12 9EX | United Kingdom | 387936.938 | 339143.381 | Cellarhead 132kV | MEAFORD C 132kV S STN | Meaford C 132/33/11kV | 11 | Western Power Distribution (West Midlands) plc | Biofuel landfill gas | Gas turbine (OCGT) | No | 0 | 2.85 | 3 | [12 empty] | No | Connected | 2021-09-14 | 3 | 1.9 | 2 | 4.132 | 4.35 | 01/01/2006
2200042117238 | Holmsleigh Limited | ILFRACOMBE MULLACOTT INDUSTRIAL ESTATE | DEVONIA COLD STORE | MULLACOTT INDUSTRIAL ESTATE | ILFRACOMBE | DEVON | EX34 8PL | United Kingdom | 251485.121 | 144184.27 | Alverdiscott S.G.P. | East Yelland Bsp | Ilfracombe | 11 | Western Power Distribution (South West) plc | Wind | Onshore wind turbines | No | 0 | 1.567 | 1.65 | [12 empty] | No | Connected | 2021-09-14 | 1.65 | 1.33 | 1.4 | 0.617 | 0.65 | 31/03/2012
2200032124283 | Wessex Water Services Ltd | BRISTOL AVONMOUTH KINGSWESTON LN IMPORT/EXPORT 2nd SITE | KINGS WESTON LANE | AVONMOUTH | BRISTOL |  | BS11 0YS | United Kingdom | 353391.069 | 179350.519 | Seabank Sgp | Avonmouth Bsp | Avonmouth | 11 | Western Power Distribution (South West) plc | Fossil oil | Engine (combustion / reciprocating) | No | 0 | 11.4 | 12 | [12 empty] | No | Connected | 2021-09-14 | 12 | 3.8 | 4 | 6.84 | 7.2 | 01/12/1999
1470000086147 | Green Frog Power 214 Limited | Northwick Estate | NORTHWICK ESTATES | UPTON WOLD | MORETON IN MARSH | GLOUCESTERSHIRE | GL56 9TR | United Kingdom |  |  | FECKENHAM 66 11kV S STN | Feckenham 66/11kV | 66kV connection | 66 | Western Power Distribution (West Midlands) plc | Fossil oil | Engine (combustion / reciprocating) | No | 0 | 39.107 | 41.165 | [12 empty] | No | Connected | 2021-09-14 | 41.165 | 112.974 | 118.92 | 1.444 | 1.52 | 08/10/2010
2200042231540 | Co-operative Group Limited | Bristol Poplar Way West HVM Cabot Park (Co-op) | CO-OP RETAIL DISTRIBUTION SITE | CO-OP RETAIL LOGISTSICS | AVONMOUTH |  | BS11 0YW | United Kingdom | 353162.158 | 180374.109 | Seabank Sgp | Avonmouth Bsp | Kingsweston | 11 | Western Power Distribution (South West) plc | Fossil oil | Engine (combustion / reciprocating) | No | 0 | 1.52 | 1.6 | [12 empty] | No | Connected | 2021-09-14 | 1.6 | 1.52 | 1.6 | 1.188 | 1.25 | 01/04/2013
2200042194056 | FS Ford Farm Solar 1 Limited | Liskeard Ford Farm PV | ST. IVE |  | LISKEARD | CORNWALL | PL14 3LX | United Kingdom | 231230.04 | 66281.504 | Landulph S.G.P. | St Germans Bsp | 33kV connection | 33 | Western Power Distribution (South West) plc | Solar | Photovoltaic | No | 0 | 4.346 | 4.575 | [12 empty] | No | Connected | 2021-09-14 | 4.575 | 4.275 | 4.5 | 0.04 | 0.042 | 13/03/2013
1100040456352 | Severn Trent Water Limited | Coventry, Finham Sewage Works STW | ST. MARTINS ROAD | STWA SITE | COVENTRY | WEST MIDLANDS | CV3 6PR | United Kingdom | 433166.23 | 274120.691 | COVENTRY 132kV S STN | WHITLEY 33kV S STN | DILLOTFORD AVE 33 11kV S STN | 11 | Western Power Distribution (East Midlands) plc | Biofuel landfill gas | Gas turbine (OCGT) | No | 0 | 0.95 | 1 | [12 empty] | No | Connected | 2021-09-14 | 1 | 1.9 | 2 | 3.429 | 3.61 | 16/05/2003
2200042208815 | Luminance Solar Limited | Truro Hewas PV Farm Cornwall | SCARCEWATER |  | TRURO | CORNWALL | TR1 1TA | United Kingdom | 191994.232 | 53438.376 | Indian Queens S.G.P. | Fraddon Bsp | 33kV connection | 33 | Western Power Distribution (South West) plc | Solar | Photovoltaic | No | 0 | 5.272 | 5.55 | [12 empty] | No | Connected | 2021-09-14 | 5.55 | 4.75 | 5 | 0.048 | 0.05 | 13/03/2013
2200042196745 | GPP Langstone LLP | Winkleigh Beaford PV Farm | BEAFORD BROOK |  | WINKLEIGH | DEVON | EX19 8AQ | United Kingdom | 256820.132 | 115528.901 | Alverdiscott S.G.P. | Barnstaple Bsp | 33kV connection | 33 | Western Power Distribution (South West) plc | Solar | Photovoltaic | No | 0 | 4.218 | 4.44 | [12 empty] | No | Connected | 2021-09-14 | 4.44 | 4.75 | 5 | 0.024 | 0.025 | 13/03/2013
2200042216852 | MSP Tregassow Limited | Truro Tregassow PV Farm |  |  | TRURO | CORNWALL | TR4 9BL | United Kingdom | 185366.133 | 49299.114 | Indian Queens S.G.P. | Truro Bsp | 33kV connection | 33 | Western Power Distribution (South West) plc | Solar | Photovoltaic | No | 0 | 4.75 | 5 | [12 empty] | No | Connected | 2021-09-14 | 5 | 4.75 | 5 | 0.019 | 0.02 | 13/03/2013
2100041113247 | KS SPV 24 Limited | Pembroke Dock West Farm PV | POINT LANE | COSHESTON | PEMBROKE DOCK | DYFED | SA72 4UN | United Kingdom | 199633.596 | 204090.66 | Pembroke Power Station | Golden Hill Grid | 33kV connection | 33 | Western Power Distribution (South Wales) plc | Solar | Photovoltaic | No | 0 | 10.901 | 11.475 | [12 empty] | No | Connected | 2021-09-14 | 11.475 | 10.925 | 11.5 | 0.123 | 0.13 | 27/03/2013
2200042193744 | Higher Tregarne Solar (UK) Limited | Falmouth Higher Tregarne Farm EHV Connection | MAWNAN SMITH |  | FALMOUTH | CORNWALL | TR11 5JW | United Kingdom | 176598.332 | 30451.473 | Indian Queens S.G.P. | Rame Bsp | 33kV connection | 33 | Western Power Distribution (South West) plc | Solar | Photovoltaic | No | 0 | 4.18 | 4.4 | [12 empty] | No | Connected | 2021-09-14 | 4.4 | 4.275 | 4.5 | 0.1 | 0.105 | 13/02/2014
2200042224269 | GPP Langstone LLP | Holsworthy Foxcombe Solar Park | HOLLACOMBE |  | HOLSWORTHY | DEVON | EX22 6NW | United Kingdom | 238171.004 | 102812.891 | Alverdiscott S.G.P. | Pyworthy Bsp | 33kV connection | 33 | Western Power Distribution (South West) plc | Solar | Photovoltaic | No | 0 | 4.484 | 4.72 | [12 empty] | No | Connected | 2021-09-14 | 4.72 | 4.75 | 5 | 0.024 | 0.025 | 28/03/2013
2200042201280 | MTS Trefinnick Solar Limited | Callington Trefinnick Farm Trefinnick Road, Bray Shop, | TREFINNICK ROAD |  | CALLINGTON | CORNWALL | PL17 8QD | United Kingdom | 233730.771 | 74051.439 | Landulph S.G.P. | St Germans Bsp | 33kV connection | 33 | Western Power Distribution (South West) plc | Solar | Photovoltaic | No | 0 | 3.751 | 3.948 | [12 empty] | No | Connected | 2021-09-14 | 3.948 | 4.75 | 5 | 0.057 | 0.06 | 28/03/2013
1460002204630 | P D M Produce (U.K.) Limited | PDM PRODUCE | GREAT CHADWELL |  | NEWPORT |  | TF10 9BN | United Kingdom | 379164.864 | 313410.087 | Cellarhead 132kV | MEAFORD C 132kV S STN | GNOSALL 33 11kV S STN | 11 | Western Power Distribution (West Midlands) plc | Solar | Photovoltaic | No | 0 | 0.228 | 0.24 | [12 empty] | No | Connected | 2021-09-14 | 0.24 | 0.228 | 0.24 | 0.95 | 1 | 11/03/2011
2200042171253 | Wadebridge Belectric Solar Limited | Wadebridge, Middle Treworder Solar Farm | EGLOSHAYLE |  | WADEBRIDGE | CORNWALL | PL27 6HX | United Kingdom | 201450.713 | 73106.146 | Indian Queens S.G.P. | St Tudy Bsp | 33kV connection | 33 | Western Power Distribution (South West) plc | Solar | Photovoltaic | No | 0 | 4.18 | 4.4 | [12 empty] | No | Connected | 2021-09-14 | 4.4 | 4.18 | 4.4 | 0.009 | 0.009 | 13/03/2013
2200031664357 | Scottish Power Renewables (UK) Limited | Mitchell New 33kV Carland Cross Wind Farm |  |  | MITCHELL | CORNWALL | TR8 5AY | United Kingdom | 184100.279 | 54685.516 | Indian Queens S.G.P. | Truro Bsp | 33kV connection | 33 | Western Power Distribution (South West) plc | Wind | Onshore wind turbines | No | 0 | 25.27 | 26.6 | [12 empty] | No | Connected | 2021-09-14 | 26.6 | 19 | 20 | 0.104 | 0.11 | 31/07/1992
2200042171625 | Sun Green Energy Limited | Wadebridge Penhale Solar Park | WHITECROSS |  | WADEBRIDGE | CORNWALL | PL27 7RN | United Kingdom | 195071.925 | 71433.184 | Indian Queens S.G.P. | St Tudy Bsp | 33kV connection | 33 | Western Power Distribution (South West) plc | Solar | Photovoltaic | No | 0 | 3.107 | 3.27 | [12 empty] | No | Connected | 2021-09-14 | 3.27 | 2.85 | 3 | 0.048 | 0.05 | 13/03/2013
2200042208851 | Sunsave 4 (Pyworthy) Ltd | Holsworthy Crinacott Solar Farm Pyworthy | PYWORTHY |  | HOLSWORTHY | DEVON | EX22 6LJ | United Kingdom | 230691.246 | 101646.759 | Alverdiscott S.G.P. | Pyworthy Bsp | 33kV connection | 33 | Western Power Distribution (South West) plc | Solar | Photovoltaic | No | 0 | 5.13 | 5.4 | [12 empty] | No | Connected | 2021-09-14 | 5.4 | 5 | 5.263 | 0.057 | 0.06 | 31/03/2013
2200042196790 | Lumicity 4 Limited | Horsacott Farm, Barnstaple | LYDACOTT |  | BARNSTAPLE | DEVON | EX31 2PD | United Kingdom | 252090.563 | 131504.867 | Alverdiscott S.G.P. | East Yelland Bsp | 33kV connection | 33 | Western Power Distribution (South West) plc | Solar | Photovoltaic | No | 0 | 5.187 | 5.46 | [12 empty] | No | Connected | 2021-09-14 | 5.46 | 6.735 | 7.09 | 0.024 | 0.025 | 13/03/2013
2200042163493 | Marley Thatch Solar Limited | Totnes Marley Thatch Farm Webland Lane | MARLEY HEAD TO NEW CROSS |  | SOUTH BRENT | DEVON | TQ10 9LW | United Kingdom | 272619.759 | 60125.442 | Abham S.G.P. | Totnes Bsp | 33kV connection | 33 | Western Power Distribution (South West) plc | Solar | Photovoltaic | No | 0 | 4.987 | 5.25 | [12 empty] | No | Connected | 2021-09-14 | 5.25 | 8.075 | 8.5 | 0.048 | 0.05 | 19/03/2013
2200042163457 | Burcroft Solar Parks Limited | Broadclyst Burrowton Farm | BROADCLYST |  | EXETER | DEVON | EX5 3DA | United Kingdom | 300803.274 | 97216.77 | Exeter Main S.G.P. | Exeter Main Bsp | 33kV connection | 33 | Western Power Distribution (South West) plc | Solar | Photovoltaic | No | 0 | 10.337 | 10.881 | [12 empty] | No | Connected | 2021-09-14 | 10.881 | 10.355 | 10.9 | 0.076 | 0.08 | 13/03/2013
2200041982947 | Miralalou SPV 1 Limited | Causilgey Farm, Tregavethan | CAUSILGEY | TREGAVATHAN | TRURO | CORNWALL | TR4 9EP | United Kingdom | 178244.439 | 47474.382 | Indian Queens S.G.P. | Truro Bsp | 33kV connection | 33 | Western Power Distribution (South West) plc | Solar | Photovoltaic | No | 0 | 4.18 | 4.4 | [12 empty] | No | Connected | 2021-09-14 | 4.4 | 4.275 | 4.5 | 0.024 | 0.025 | 13/03/2013
2200042202948 | Little T Solar Limited | Little Trevease 33kV Solar Farm, near Constantine | EDGCUMBE |  | CONSTANTINE | CORNWALL | TR11 5QU | United Kingdom | 172486.007 | 32882.282 | Indian Queens S.G.P. | Rame Bsp | 33kV connection | 33 | Western Power Distribution (South West) plc | Solar | Photovoltaic | No | 0 | 4.161 | 4.38 | [12 empty] | No | Connected | 2021-09-14 | 4.38 | 4.56 | 4.8 | 0.048 | 0.05 | 13/03/2013
1100050222552 | ABR Foods | 22 SALLOW ROAD | 9-11 | SALLOW ROAD | CORBY | NORTHAMPTONSHIRE | NN17 5JX | United Kingdom |  |  | GRENDON 132kV S STN | CORBY No2 33kV S STN | 33kV connection | 33 | Western Power Distribution (East Midlands) plc | Waste | Steam-gas turbine (CCGT) | Yes | 0 | 10.925 | 11.5 | [12 empty] | No | Connected | 2021-09-14 | 11.5 | 10.925 | 11.5 | 9.5 | 10 | 10/01/2001
1170000159350 | AEL Biogas | EAST KIRKBY , East Kirkby Airfield | EAST KIRKBY |  | SPILSBY |  | PE23 4BX | United Kingdom | 534178.621 | 362386.422 | BICKER FEN 132kV S STN | SKEGNESS 33kV S STN | SPILSBY 33 11kV S STN | 11 | Western Power Distribution (East Midlands) plc | Biofuel biogas from anaerobic digestion (excluding landfill & sewage) | Engine (combustion / reciprocating) | Yes | 0 | 1.14 | 1.2 | [12 empty] | No | Connected | 2021-09-14 | 1.2 | 1.14 | 1.2 | 0.237 | 0.25 | 30/09/2013
2200042224287 | Wylam Power Generation Limited | Rexon Cross Farm, Broadwoodwidger | BROADWOODWIDGER |  | LIFTON | DEVON | PL16 0JJ | United Kingdom | 242395.423 | 89738.903 | Alverdiscott S.G.P. | Pyworthy Bsp | 33kV connection | 33 | Western Power Distribution (South West) plc | Solar | Photovoltaic | No | 0 | 3.183 | 3.35 | [12 empty] | No | Connected | 2021-09-14 | 3.35 | 3.325 | 3.5 | 0.024 | 0.025 | 13/03/2013
2200042193888 | Smarter Energy Solutions Ltd | Liskeard Higher Trevartha Farm Pengover | PENGOVER |  | LISKEARD | CORNWALL | PL14 3NJ | United Kingdom | 227909.168 | 64245.324 | Landulph S.G.P. | St Germans Bsp | 33kV connection | 33 | Western Power Distribution (South West) plc | Solar | Photovoltaic | No | 0 | 3.568 | 3.7559 | [12 empty] | No | Connected | 2021-09-14 | 3.7559 | 3.135 | 3.3 | 0.048 | 0.05 | 13/03/2013
2200042208833 | TGC Solar 107 Limited | Beaworthy Willsland Church Road Highampton | HIGHAMPTON |  | BEAWORTHY | DEVON | EX21 5LS | United Kingdom | 250798.243 | 103967.32 | Alverdiscott S.G.P. | Pyworthy Bsp | 33kV connection | 33 | Western Power Distribution (South West) plc | Solar | Photovoltaic | No | 0 | 2.375 | 2.5 | [12 empty] | No | Connected | 2021-09-14 | 2.5 | 3.135 | 3.3 | 0.024 | 0.025 | 25/03/2013
1100050223157 | Anglian Water Services Ltd | MILTON KEYNES, Woburn Sands | BOOSTER STATION | WOBURN SANDS ROAD | MILTON KEYNES | BUCKINGHAMSHIRE | MK17 8RR | United Kingdom | 491314.638 | 235298.076 | EAST CLAYDON 132KV S STN | BLETCHLEY 33KV S STN | VICTORIA ROAD 33 11kV S STN | 11 | Western Power Distribution (East Midlands) plc | Fossil oil | Engine (combustion / reciprocating) | No | 0 | 0.95 | 1 | [12 empty] | No | Connected | 2021-09-14 | 1 | 0.475 | 0.5 | 0.95 | 1 | 17/08/2010
2200042172521 | AEE Renewables UK 13 Limited | Tiverton, Ayshford Court Farm | WESTLEIGH |  | TIVERTON | DEVON | EX16 7HL | United Kingdom | 305180.73 | 115186.753 | Exeter Main S.G.P. | Tiverton Bsp | 33kV connection | 33 | Western Power Distribution (South West) plc | Solar | Photovoltaic | No | 0 | 4.322 | 4.55 | [12 empty] | No | Connected | 2021-09-14 | 4.55 | 4.322 | 4.55 | 0.014 | 0.015 | 13/03/2012
2200042195608 | North Beer Solar Limited | Launceston Higher North Beer Farm Boyton | NORTH BEER LANE | BOYTON | LAUNCESTON | CORNWALL | PL15 8NP | United Kingdom | 230034.628 | 92112.385 | Alverdiscott S.G.P. | Pyworthy Bsp | 33kV connection | 33 | Western Power Distribution (South West) plc | Solar | Photovoltaic | No | 0 | 6.346 | 6.68 | [12 empty] | No | Connected | 2021-09-14 | 6.68 | 6.678 | 7.03 | 0.009 | 0.01 | 27/03/2013
2200042206599 | Goldcrest Renewables Limited | Chard Cricket ST Thomas Solar Farm | WINDWHISTLE | CRICKET ST THOMAS | CHARD | SOMERSET | TA20 4BU | United Kingdom | 336137.151 | 108653.649 | Axminster S.G.P. | Woodcote Bsp | 33kV connection | 33 | Western Power Distribution (South West) plc | Solar | Photovoltaic | No | 0 | 1.9 | 2 | [12 empty] | No | Connected | 2021-09-14 | 2 | 2.85 | 3 | 0.095 | 0.1 | 13/03/2013
2200042202984 | GPP Langstone LLP | Bridgwater Cobbs Cross Solar Farm | DURLEIGH |  | BRIDGWATER | SOMERSET | TA5 2AR | United Kingdom | 327412.792 | 135450.985 | Bridgwater S.G.P. | Bridgwater Grid Bsp | 33kV connection | 33 | Western Power Distribution (South West) plc | Solar | Photovoltaic | No | 0 | 4.75 | 5 | [12 empty] | No | Connected | 2021-09-14 | 5 | 4.75 | 5 | 0.024 | 0.025 | 21/03/2013
2200042198520 | WSE Bradford Limited | Holsworthy Bradford Manor Farm Pyworthy |  |  | PYWORTHY | DEVON | EX22 6LQ | United Kingdom | 228117.772 | 101009.165 | Alverdiscott S.G.P. | Pyworthy Bsp | 33kV connection | 33 | Western Power Distribution (South West) plc | Solar | Photovoltaic | No | 0 | 4.275 | 4.5 | [12 empty] | No | Connected | 2021-09-14 | 4.5 | 4.75 | 5 | 0.048 | 0.05 | 21/03/2013
2200042204661 | Newlands Solar Limited | Axminster Newlands Farm | CREWKERNE ROAD |  | AXMINSTER | DEVON | EX13 5SF | United Kingdom | 333120.544 | 97815.853 | Axminster S.G.P. | Woodcote Bsp | 33kV connection | 33 | Western Power Distribution (South West) plc | Solar | Photovoltaic | No | 0 | 3.087 | 3.25 | [12 empty] | No | Connected | 2021-09-14 | 3.25 | 4.674 | 4.92 | 0.024 | 0.025 | 13/03/2013
2200042194288 | Ninnis Farm Limited | St Austell Ninnis Farm Sticker | STICKER |  | ST AUSTELL | CORNWALL | PL26 7EJ | United Kingdom | 197981.693 | 51080.875 | Indian Queens S.G.P. | Fraddon Bsp | 33kV connection | 33 | Western Power Distribution (South West) plc | Solar | Photovoltaic | No | 0 | 3.292 | 3.465 | [12 empty] | No | Connected | 2021-09-14 | 3.465 | 4.712 | 4.96 | 0.048 | 0.05 | 13/03/2013
2200042201261 | Boyton Solar Park Limited | Lostwithiel Langunnett Solar Farm, St Veep | ST. VEEP |  | LOSTWITHIEL | CORNWALL | PL22 0NQ | United Kingdom | 215598.672 | 57862.932 | Landulph S.G.P. | St Germans Bsp | 33kV connection | 33 | Western Power Distribution (South West) plc | Solar | Photovoltaic | No | 0 | 4.264 | 4.4887 | [12 empty] | No | Connected | 2021-09-14 | 4.4887 | 4.5 | 4.737 | 0.048 | 0.05 | 21/03/2013
2200042206613 | WSE Park Wall Ltd | Bridgwater Park Wall Dunwear | DUNWEAR LANE | DUNWEAR | BRIDGWATER | SOMERSET | TA1 1DB | United Kingdom | 332063.365 | 135934.158 | Bridgwater S.G.P. | Bridgwater Grid Bsp | 33kV connection | 33 | Western Power Distribution (South West) plc | Solar | Photovoltaic | No | 0 | 3.762 | 3.96 | [12 empty] | No | Connected | 2021-09-14 | 3.96 | 4.75 | 5 | 0.024 | 0.025 | 13/03/2013
2200042172902 | Knockworthy Solar Park Limited | TORRINGTON - Knockworthy PV Farm | HUNTSHAW |  | TORRINGTON | DEVON | EX38 7HJ | United Kingdom | 251241.011 | 122846.564 | Alverdiscott S.G.P. | Barnstaple Bsp | 33kV connection | 33 | Western Power Distribution (South West) plc | Solar | Photovoltaic | No | 0 | 4.019 | 4.23 | [12 empty] | No | Connected | 2021-09-14 | 4.23 | 4.75 | 5 | 0.043 | 0.045 | 19/03/2013
1170000182970 | The Hollies Solar Farm Ltd | The Hollies Solar Farm | THE HOLLIES | CROFT | SKEGNESS | LINCOLNSHIRE | PE24 4SH | United Kingdom | 549726.876 | 363215.656 | BICKER FEN 132kV S STN | SKEGNESS 33kV S STN | 33kV connection | 33 | Western Power Distribution (East Midlands) plc | Solar | Photovoltaic | No | 0 | 9.5 | 10 | [12 empty] | No | Connected | 2021-09-14 | 10 | 9.5 | 10 | 0.038 | 0.04 | 28/03/2013
1170000137588 | Hive Solar Charlie Ltd | Shacks Barn Farm | SILVERSTONE |  | TOWCESTER | NORTHAMPTONSHIRE | NN12 8TB | United Kingdom | 467981.954 | 245329.724 | EAST CLAYDON 132KV S STN | BRACKLEY 132kV S STN | 33kV connection | 33 | Western Power Distribution (East Midlands) plc | Solar | Photovoltaic | No | 0 | 4.75 | 5 | [12 empty] | No | Connected | 2021-09-14 | 5 | 4.75 | 5 | 0.095 | 0.1 | 28/03/2013
2200042204778 | Stansol Limited | Summercourt Solar Farm | NARROW LANE | SUMMERCOURT | NEWQUAY | CORNWALL | TR8 5EE | United Kingdom | 189803.778 | 56835.395 | Indian Queens S.G.P. | Fraddon Bsp | Fraddon | 11 | Western Power Distribution (South West) plc | Solar | Photovoltaic | No | 0 | 0.941 | 0.99 | [12 empty] | No | Connected | 2021-09-14 | 0.99 | 0.95 | 1 | 0.009 | 0.01 | 01/04/2013
2200042191765 | AEE Renewables UK 18 Limited | Taunton Halse Farm, Halse | HALSE FARM | HALSE | TAUNTON | SOMERSET | TA4 3HA | United Kingdom | 315774.793 | 128274.333 | Taunton S.G.P. | Taunton Main Bsp | 33kV connection | 33 | Western Power Distribution (South West) plc | Solar | Photovoltaic | No | 0 | 4.446 | 4.68 | [12 empty] | No | Connected | 2021-09-14 | 4.68 | 7.125 | 7.5 | 0.019 | 0.02 | 15/03/2013
2200042225918 | Lightsource SPV 13 Limited | Barnstaple Hollamoor Tawstock | TAWSTOCK |  | BARNSTAPLE | DEVON | EX31 3NY | United Kingdom | 255169.969 | 130743.522 | Alverdiscott S.G.P. | Barnstaple Bsp | Roundswell | 11 | Western Power Distribution (South West) plc | Solar | Photovoltaic | No | 0 | 2.47 | 2.6 | [12 empty] | No | Connected | 2021-09-14 | 2.6 | 2.375 | 2.5 | 0.048 | 0.05 | 10/04/2013
2200042225945 | William Knapman | Hatherleigh Crockers Hele, Meeth | MEETH |  | OKEHAMPTON | DEVON | EX20 3QN | United Kingdom | 252891.49 | 107074.534 | Alverdiscott S.G.P. | Pyworthy Bsp | Hatherleigh | 11 | Western Power Distribution (South West) plc | Solar | Photovoltaic | No | 0 | 1.188 | 1.25 | [12 empty] | No | Connected | 2021-09-14 | 1.25 | 1.188 | 1.25 | 0.048 | 0.05 | 20/03/2013
2200042141142 | Wyld Meadow Farm Solar Park Limited | Butleigh Higher Hill Farm 33kV Solar Park | MONKTON WYLD |  | BRIDPORT | DORSET | DT6 6DD | United Kingdom | 334525.966 | 98467.978 | Axminster S.G.P. | Woodcote Bsp | 33kV connection | 33 | Western Power Distribution (South West) plc | Solar | Photovoltaic | No | 0 | 4.56 | 4.8 | [12 empty] | No | Connected | 2021-09-14 | 4.8 | 4.655 | 4.9 | 0.048 | 0.05 | 12/03/2013
2200042202600 | Lightsource SPV 36 Limited | NORTH CURRY, HIGHER KNAPP FARM | KNAPP | NORTH CURRY | TAUNTON | SOMERSET | TA3 6AY | United Kingdom | 330241.47 | 125048.514 | Bridgwater S.G.P. | Bridgwater Grid Bsp | Creech St Michael | 11 | Western Power Distribution (South West) plc | Solar | Photovoltaic | No | 0 | 1.075 | 1.1316 | [12 empty] | No | Connected | 2021-09-14 | 1.1316 | 1.111 | 1.17 | 0.048 | 0.05 | 21/03/2013
2200042192769 | MTS Hatchlands Solar Limited | Totnes Hatchlands Farm Solar Park, Blue Post | HARBERTON |  | TOTNES | DEVON | TQ9 7LR | United Kingdom | 273655.667 | 59409.04 | Abham S.G.P. | Totnes Bsp | 33kV connection | 33 | Western Power Distribution (South West) plc | Solar | Photovoltaic | No | 0 | 4.286 | 4.512 | [12 empty] | No | Connected | 2021-09-14 | 4.512 | 4.75 | 5 | 0.085 | 0.09 | 22/03/2013
2200042165046 | Warleigh Barton Solar Park Limited | Plymouth Tamerton Foliot Warleigh Barton Solar Park | BEAU VALLAN | STATION ROAD | PLYMOUTH | DEVON | PL5 4LG | United Kingdom | 245525.612 | 60854.279 | Landulph S.G.P. | Ernesettle Bsp | 33kV connection | 33 | Western Power Distribution (South West) plc | Solar | Photovoltaic | No | 0 | 6.65 | 7 | [12 empty] | No | Connected | 2021-09-14 | 7 | 6.65 | 7 | 0.048 | 0.05 | 01/03/2013
2200042172888 | Bratton Fleming Limited | Barnstaple Grange Hill Bratton Fleming Solar Park | GRANGE HILL | BRATTON FLEMING | BARNSTAPLE | DEVON | EX32 7JG | United Kingdom | 265799.549 | 138269.356 | Alverdiscott S.G.P. | Barnstaple Bsp | 33kV connection | 33 | Western Power Distribution (South West) plc | Solar | Photovoltaic | No | 0 | 4.446 | 4.68 | [12 empty] | No | Connected | 2021-09-14 | 4.68 | 4.75 | 5 | 0.048 | 0.05 | 20/03/2013
1170000185642 | Anglian Water Services Ltd | AWA COTTON VALLEY STW | COTTON VALLEY | PINEHAM | MILTON KEYNES | BUCKINGHAMSHIRE | MK15 9AD | United Kingdom | 488698.631 | 240474.692 | EAST CLAYDON 132KV S STN | BLETCHLEY 33KV S STN | FOX MILNE 33 11kV S STN | 11 | Western Power Distribution (East Midlands) plc | Biofuel landfill gas | Gas turbine (OCGT) | Yes | 0 | 2.612 | 2.75 | [12 empty] | No | Connected | 2021-09-14 | 2.75 | 2.612 | 2.75 | 4.132 | 4.35 | 04/03/2013
2100041079180 | Maerdy Windfarm Limited | RHONDDA CYNON TAF Maerdy Windfarm | MAERDY |  | RHONDDA CYNON TAFF | MID GLAMORGAN | CF42 6TF | United Kingdom | 295567.965 | 200924.015 | Swansea North Grid | Hirwaun Grid | 33kV connection | 33 | Western Power Distribution (South Wales) plc | Wind | Onshore wind turbines | No | 0 | 22.8 | 24 | [12 empty] | No | Connected | 2021-09-14 | 24 | 22.8 | 24 | 0.285 | 0.3 | 15/03/2013
1170000172963 | Wymeswold Solar Farm Ltd | Wymeswold Solar Farm | PRESTWOLD | WYMESWOLD | LOUGHBOROUGH | LEICESTERSHIRE | LE12 5SH | United Kingdom | 458282.476 | 322569.032 | RATCLIFFE ON SOAR 132kV S STN | LOUGHBOROUGH 33kV S STN | 33kV connection | 33 | Western Power Distribution (East Midlands) plc | Solar | Photovoltaic | No | 0 | 28.5 | 30 | [12 empty] | No | Connected | 2021-09-14 | 30 | 28.5 | 30 | 0.057 | 0.06 | 20/03/2013
2200042142410 | KS SPV 3 Limited | LUXULYAN TRENOWETH FARM SOLAR FARM | LUXULYAN |  | BODMIN | CORNWALL | PL30 5DP | United Kingdom | 204388.846 | 59310.779 | Indian Queens S.G.P. | St Austell Bsp | 33kV connection | 33 | Western Power Distribution (South West) plc | Solar | Photovoltaic | No | 0 | 7.163 | 7.54 | [12 empty] | No | Connected | 2021-09-14 | 7.54 | 6.859 | 7.22 | 0.024 | 0.025 | 04/03/2013
1170000174836 | KS SPV 8 Limited | Beachampton Solar Farm | BEACHAMPTON |  | MILTON KEYNES | BUCKINGHAMSHIRE | MK19 6EA | United Kingdom | 477966 | 236126 | EAST CLAYDON 132KV S STN | STONY STRATFORD 33kV S STN | 33kV connection | 33 | Western Power Distribution (East Midlands) plc | Solar | Photovoltaic | No | 0 | 2.85 | 3 | [12 empty] | No | Connected | 2021-09-14 | 3 | 2.85 | 3 | 0.095 | 0.1 | 01/03/2013
1170000111358 | Staples Vegetables Ltd | Station Farm | STATION FARM | STATION ROAD | BOSTON | LINCOLNSHIRE | PE22 0SE | United Kingdom | 536584.745 | 350549.304 | WALPOLE 132kV S STN | BOSTON 33kV S STN | STICKNEY 33 11kV S STN | 11 | Western Power Distribution (East Midlands) plc | Biomass | Steam turbine (thermal power plant) | No | 0 | 0.76 | 0.8 | [12 empty] | No | Connected | 2021-09-14 | 0.8 | 1.14 | 1.2 | 0.57 | 0.6 | 09/03/2013
2100041113335 | AEE Renewables UK 33 Limited | Jordanston Farm PV Generation | ST. FLORENCE |  | TENBY | DYFED | SA70 8NQ | United Kingdom | 206910.48 | 201138.233 | Pembroke Power Station | Golden Hill Grid | 33kV connection | 33 | Western Power Distribution (South Wales) plc | Solar | Photovoltaic | No | 0 | 4.323 | 4.5504 | [12 empty] | No | Connected | 2021-09-14 | 4.5504 | 4.322 | 4.55 | 0.019 | 0.02 | 27/02/2013
2200042189613 | Cornwall Airport Limited | NEWQUAY CIVIL AIRPORT HV CONNECTION | TREBARBER | ST MAWGAN | NEWQUAY | CORNWALL | TR8 4RQ | United Kingdom |  |  | Indian Queens S.G.P. | Fraddon Bsp | 11kV Connection | 11 | Western Power Distribution (South West) plc | Solar | Photovoltaic | No | 0 | 1.254 | 1.32 | [12 empty] | No | Connected | 2021-09-14 | 1.32 | 1.425 | 1.5 | 2.375 | 2.5 | 09/01/2013
2200042189631 | Cornwall Council | Newquay Kernow Solar Farm St Mawgan | TREBARBER | ST MAWGAN | NEWQUAY | CORNWALL | TR8 4RQ | United Kingdom | 186664.423 | 62932.424 | Indian Queens S.G.P. | Fraddon Bsp | St Mawgan | 11 | Western Power Distribution (South West) plc | Solar | Photovoltaic | No | 0 | 2.508 | 2.64 | [12 empty] | No | Connected | 2021-09-14 | 2.64 | 2.85 | 3 | 0.014 | 0.015 | 12/12/2012
2100041120360 | Green Frog Power 214 Limited | Dowlais STOR Generation Site Merthyr Tydfil | PENYGARNDDU INDUSTRIAL ESTATE |  | MERTHYR TYDFIL | MID GLAMORGAN | CF48 2TA | United Kingdom | 307803.895 | 208878.864 | Upper Boat | Dowlais Grid | 33kV connection | 33 | Western Power Distribution (South Wales) plc | Fossil oil | Engine (combustion / reciprocating) | No | 0 | 20.155 | 21.216 | [12 empty] | No | Connected | 2021-09-14 | 21.216 | 21.337 | 22.46 | 0.095 | 0.1 | 25/02/2013
2200042172052 | Grundon Waste Management Ltd | BRISTOL 33KV KINGSWESTON LANE LAWRENCE WESTON | LAWRENCE WESTON |  | BRISTOL | NORTH SOMERSET | BS11 8HT | United Kingdom | 352349.263 | 179374.908 | Seabank Sgp | Avonmouth Bsp | 33kV connection | 33 | Western Power Distribution (South West) plc | Waste | Steam turbine (thermal power plant) | No | 0 | 14.82 | 15.6 | [12 empty] | No | Connected | 2021-09-14 | 15.6 | 13.3 | 14 | 3.325 | 3.5 | 01/03/2013
2100041080130 | Ffos Las Solar Developments Limited | ffos Las Solar PV farm | TRIMSARAN |  | KIDWELLY | CARMARTHENSHIRE | SA17 4DE | United Kingdom | 243776.841 | 205530.802 | Swansea North Grid | Trostre Grid | 33kV connection | 33 | Western Power Distribution (South Wales) plc | Solar | Photovoltaic | No | 0 | 4.75 | 5 | [12 empty] | No | Connected | 2021-09-14 | 5 | 4.75 | 5 | 0.095 | 0.1 | 13/02/2013
2200042199090 | Lightsource SPV 81 Limited | Southcombe Farm, Shebbear | SHEBBEAR |  | BEAWORTHY | DEVON | EX21 5RF | United Kingdom | 245093.283 | 112140.987 | Alverdiscott S.G.P. | Pyworthy Bsp | Shebbear | 11 | Western Power Distribution (South West) plc | Solar | Photovoltaic | No | 0 | 0.95 | 1 | [12 empty] | No | Connected | 2021-09-14 | 1 | 0.95 | 1 | 0.048 | 0.05 | 02/02/2013
2200042208044 | Kevat Solar Limited | KIA-ORA SOLAR PARK, CULLOMPTON | KNOWLE LANE |  | CULLOMPTON | DEVON | EX15 1PZ | United Kingdom | 300895.196 | 107084.669 | Exeter Main S.G.P. | Tiverton Bsp | Cullompton | 11 | Western Power Distribution (South West) plc | Solar | Photovoltaic | No | 0 | 1.206 | 1.2696 | [12 empty] | No | Connected | 2021-09-14 | 1.2696 | 1.425 | 1.5 | 0.048 | 0.05 | 31/03/2013
2200042142457 | KS SPV4 Limited | WOODLAND BARTON FARM VICTORIA | ROCHE |  | ST. AUSTELL | CORNWALL | PL26 8LW | United Kingdom | 200695.513 | 61880.623 | Indian Queens S.G.P. | Fraddon Bsp | 33kV connection | 33 | Western Power Distribution (South West) plc | Solar | Photovoltaic | No | 0 | 4.655 | 4.9 | [12 empty] | No | Connected | 2021-09-14 | 4.9 | 4.75 | 5 | 0.048 | 0.05 | 09/01/2013
1470000097965 | Veolia ES (UK) Limited | Veolia Environmental Services Staffordshire Ltd ERF | THE DELL | ENTERPRISE DRIVE | WOLVERHAMPTON | WEST MIDLANDS | WV10 7DF | United Kingdom | 392305.761 | 308329.148 | Bushbury D 132kV | BUSHBURY C 132kV S STN | 33kV connection | 33 | Western Power Distribution (West Midlands) plc | Waste | Steam-gas turbine (CCGT) | No | 0 | 32.3 | 34 | [12 empty] | No | Connected | 2021-09-14 | 34 | 30.4 | 32 | 5.985 | 6.3 | 01/10/2012
1430000033112 | British Rail | Willenhall | NETWORK RAIL - WILLENHALL - EXPORT | BILSTON ROAD | WILLENHALL | WEST MIDLANDS | WV13 2JT | United Kingdom |  |  | WILLENHALL 132 25kV S STN | Willenhall 132/25/11kV | Willenhall 132/25/11kV | 11 | Western Power Distribution (West Midlands) plc | Fossil oil | Engine (combustion / reciprocating) | No | 0 | 10.925 | 11.5 | [12 empty] | No | Connected | 2021-09-14 | 11.5 | 10.925 | 11.5 | 10.925 | 11.5 | 14/06/2010
1170000138234 | Severn Trent Wind Power Ltd | Newthorpe Sewerage Treatment Works Wind Turbines | HALLS LANE |  | NEWTHORPE |  | NG16 2DE | United Kingdom | 447512.468 | 344951.574 | WILLINGTON 132kV S STN | HEANOR 33kV S STN | MOORGREEN 33 11kV S STN | 11 | Western Power Distribution (East Midlands) plc | Wind | Onshore wind turbines | No | 0 | 2.47 | 2.6 | [12 empty] | No | Connected | 2021-09-14 | 2.6 | 2.47 | 2.6 | 0.057 | 0.06 | 01/05/2013
2200042215041 | Lightsource SPV 63 Limited | ELLICOMBE FARM SOLAR PARK | MORCHARD ROAD |  | CREDITON | DEVON | EX17 5LS | United Kingdom | 274220.945 | 105244.907 | Exeter Main S.G.P. | Exeter City Bsp | Lapford | 11 | Western Power Distribution (South West) plc | Solar | Photovoltaic | No | 0 | 1.045 | 1.1 | [12 empty] | No | Connected | 2021-09-14 | 1.1 | 1.045 | 1.1 | 0.048 | 0.05 | 01/03/2013
none | Wellcape Land Limited | Highgrounds Industrial Estate | Highgrounds Road | Rhodesia | Worksop |  | S80 3AT | United Kingdom | 460013.726 | 379166.009 | WEST BURTON 132kV S STN | WORKSOP 33kV S STN | 33kV connection | 33 | Western Power Distribution (East Midlands) plc | Fossil Gas | Gas turbine (OCGT) | No | 0 | 10 | 10.526 | [12 empty] | No | Accecpted to Connect | 2021-09-14 | [6 empty] | 10.526 | 10 | 10.526 | 0.25 | 0.263 | 21/02/2020 | N/A
2200042141160 | TGC Solar 106 Limited | HOLSWORTHY EASTACOMBE FARM SOLAR | CLAWTON |  | HOLSWORTHY | DEVON | EX22 6RP | United Kingdom | 235547.479 | 99671.683 | Alverdiscott S.G.P. | Pyworthy Bsp | 33kV connection | 33 | Western Power Distribution (South West) plc | Solar | Photovoltaic | No | 0 | 3.135 | 3.3 | [12 empty] | No | Connected | 2021-09-14 | 3.3 | 3.03 | 3.19 | 0.024 | 0.025 | 18/12/2012
1170000154547 | Chelveston Renewable Energy Ltd | Chelveston Renewable Energy Park | CALDECOTT ROAD | CALDECOTT | WELLINGBOROUGH | NORTHAMPTONSHIRE | NN9 6AR | United Kingdom | 500627.793 | 268841.871 | GRENDON 132kV S STN | IRTHLINGBOROUGH 33kV S STN | 33kV connection | 33 | Western Power Distribution (East Midlands) plc | Wind | Onshore wind turbines | No | 0 | 30.97 | 32.6 | [12 empty] | No | Connected | 2021-09-14 | 32.6 | 30.97 | 32.6 | 0.95 | 1 | 31/03/2013
2200042103449 | Bristol City Council | Bristol Avonmouth Wind Farm Severn Road | SEVERN ROAD | AVONMOUTH | BRISTOL | NORTH SOMERSET | BS11 0YL | United Kingdom | 353263.404 | 181974.071 | Iron Acton S.G.P. | Seabank Bsp | 33kV connection | 33 | Western Power Distribution (South West) plc | Wind | Onshore wind turbines | No | 0 | 4.75 | 5 | [12 empty] | No | Connected | 2021-09-14 | 5 | 4.75 | 5 | 0.114 | 0.12 | 01/07/2013
2200042183230 | Viridor Waste Management Ltd | BRIDGWATER, VIRIDOR LANDFILL, PAWLETT | WALPOLE |  | BRIDGWATER | SOMERSET | TA6 4TF | United Kingdom | 330849.932 | 142629.933 | Bridgwater S.G.P. | Bridgwater Grid Bsp | Bath Road Primary | 11 | Western Power Distribution (South West) plc | Biofuel landfill gas | Gas turbine (OCGT) | No | 0 | 2.13 | 2.242 | [12 empty] | No | Connected | 2021-09-14 | 2.242 | 1.235 | 1.3 | 0.636 | 0.67 | 20/12/2012
none | Tge Management Company Limited | Blackbridge Farm | Cranford Road |  | Burton Latimer |  | NN15 5TB | United Kingdom | 485951.466 | 278872.894 | GRENDON 132kV S STN | KETTERING 33kV S STN | 33kV connection | 33 | Western Power Distribution (East Midlands) plc | Solar | Photovoltaic | No | 0 | 10 | 10.526 | [12 empty] | No | Accecpted to Connect | 2021-09-14 | [6 empty] | 10.526 | 10 | 10.526 | 0.15 | 0.158 | 29/08/2018 | N/A |  |  |  | N | D_WPD_EM_0001
2100041103407 | Green Frog Power 214 Limited | SWANSEA TIR JOHN STOR GENERATION | SITE ADJACENT TO WPD SUBSTAION | OFF DINAM ROAD & TIR JOHN NORTH ROAD | SWANSEA | WEST GLAMORGAN | SA1 8NZ | United Kingdom | 268758.863 | 193537.67 | Swansea North Grid | Tir John Power Station | 33kV connection | 33 | Western Power Distribution (South Wales) plc | Fossil oil | Engine (combustion / reciprocating) | No | 0 | 22.435 | 23.616 | [12 empty] | No | Connected | 2021-09-14 | 23.616 | 22.572 | 23.76 | 0.095 | 0.1 | 01/12/2012
1170000089108 | A C Shropshire Ltd | Green Lodge Farm | GREENS LODGE FARM | GREENS LODGE FARM FOREST ROAD | HUNCOTE |  | LE9 3LE | United Kingdom | 451978.257 | 298446.312 | COVENTRY 132kV S STN | PAILTON 33KV S STN | SAPCOTE 33 11kV S STN | 11 | Western Power Distribution (East Midlands) plc | Biomass | Steam turbine (thermal power plant) | No | 0 | 1.425 | 1.5 | [12 empty] | No | Connected | 2021-09-14 | 1.5 | 1.425 | 1.5 | 0.617 | 0.65 | 18/12/2012
2200042198798 | MSP Strete Ltd | Strete Solar Farm, Rockbeare, Devon | TURKEY LANE | WHIMPLE | EXETER | DEVON | EX5 2PN | United Kingdom | 304350.035 | 95095.727 | Exeter Main S.G.P. | Sowton Bsp | Marsh Green | 11 | Western Power Distribution (South West) plc | Solar | Photovoltaic | No | 0 | 4.75 | 5 | [12 empty] | No | Connected | 2021-09-14 | 5 | 4.513 | 4.75 | 0.043 | 0.045 | 01/03/2013
1470000132096 | South Staffordshire Water plc | Seedy Mill Pumping Station | SEEDY MILL WATERWORKS | HANDSACRE |  |  | WS13 8HG | United Kingdom | 410466.085 | 313663.045 | RUGELEY 132kV S STN | LICHFIELD 132kV S STN | Lichfield 132/11kV | 11 | Western Power Distribution (West Midlands) plc | Fossil oil | Engine (combustion / reciprocating) | No | 0 | 2.375 | 2.5 | [12 empty] | No | Connected | 2021-09-14 | 2.5 | 2.375 | 2.5 | 2.375 | 2.5 | 16/11/2012
1170000146680 | Green Frog Power 214 Limited | Green Frog Power Ltd Willoughby 20MW STOR gen |  |  | WILLOUGHBY | LEICESTERSHIRE | LE12 6TD | United Kingdom | 462655.917 | 325776.882 | RATCLIFFE ON SOAR 132kV S STN | WILLOUGHBY 33kV S STN | 33kV connection | 33 | Western Power Distribution (East Midlands) plc | Fossil oil | Engine (combustion / reciprocating) | No | 0 | 19 | 20 | [12 empty] | No | Connected | 2021-09-14 | 20 | 25.08 | 26.4 | 0.095 | 0.1 | 01/01/2013
2200040118141 | Wessex Water Services Ltd | WESSEX WATER - BLEADON LEVELS, WESTON-SUPER-MARE | ACCOMODATION ROAD | BLEADON | WESTON-SUPER-MARE |  | BS24 0AP | United Kingdom | 330959.885 | 156645.612 | Seabank Sgp | Weston Bsp 132kv | Bournville | 11 | Western Power Distribution (South West) plc | Fossil oil | Engine (combustion / reciprocating) | No | 0 | 5.557 | 5.85 | [12 empty] | No | Connected | 2021-09-14 | 5.85 | 3.61 | 3.8 | 2.28 | 2.4 | 17/10/2012
2200042199338 | Langlands Solar Limited | Langlands Solar Park | UFFCULME ROAD |  | WILLAND | DEVON | EX15 2SA | United Kingdom | 304508.413 | 111721.461 | Exeter Main S.G.P. | Tiverton Bsp | Tiverton Junction | 11 | Western Power Distribution (South West) plc | Solar | Photovoltaic | No | 0 | 1.71 | 1.8 | [12 empty] | No | Connected | 2021-09-14 | 1.8 | 1.71 | 1.8 | 0.019 | 0.02 | 05/12/2012
none | Capital On Site Limited | cornwall bio park | Hallenbeagle / Scorrier |  | Camborne Pool |  | TR16 5BD | United Kingdom | 166222.578 | 41679.912 | Indian Queens S.G.P. | Camborne Bsp | 33kV connection | 33 | Western Power Distribution (South West) plc | Fossil Gas | Engine (combustion / reciprocating) | No | 0 | 10 | 10.526 | [12 empty] | No | Accecpted to Connect | 2021-09-14 | [6 empty] | 10.526 | 10 | 10.526 | 0.3 | 0.316 | 24/08/2017 | N/A
2100041090087 | Pennant Walters (Pant Y Wal) Limited | Pant y Wal Wind Farm | GLYNOGWR |  | BRIDGEND | MID GLAMORGAN | CF35 6EL | United Kingdom | 295412.558 | 191498.856 | Grange | Grange Bsp | 66kV connection | 66 | Western Power Distribution (South Wales) plc | Wind | Onshore wind turbines | No | 0 | 70.965 | 74.7 | [12 empty] | No | Connected | 2021-09-14 | 74.7 | 44.365 | 46.7 | 0.475 | 0.5 | 07/11/2012
1160000748962 | Severn Trent Water Limited | SPONDON, Megaloughton Lane | MEGALOUGHTON LANE | SPONDON |  |  | DE1 7BR | United Kingdom |  |  | WILLINGTON 132kV S STN | SPONDON B 33kV S STN | SPONDON 11kV S STN | 11 | Western Power Distribution (East Midlands) plc | Biofuel landfill gas | Gas turbine (OCGT) | No | 0 | 0.632 | 0.665 | [12 empty] | No | Connected | 2021-09-14 | 0.665 | 0.005 | 0.005 | 2.565 | 2.7 | 01/05/2004
1160001478588 | Peak Gen Power Ltd | EXPORT, PEAK GEN POWER LTD, GIELGUD WAY, COVENTRY, CV2 2SZ | GIELGUD WAY |  | COVENTRY |  | CV2 2SZ | United Kingdom | 439067.747 | 281847.111 | COVENTRY 132kV S STN | COVENTRY NORTH 33kV S STN | WALSGRAVE 33 11kV S STN | 11 | Western Power Distribution (East Midlands) plc | Fossil oil | Engine (combustion / reciprocating) | No | 0 | 5.7 | 6 | [12 empty] | No | Connected | 2021-09-14 | 6 | 5.7 | 6 | 0.114 | 0.12 | 11/01/2012
1470000117159 | South Staffordshire Water plc | Pumping Station | CAUNSALL ROAD | CAUNSALL | KIDDERMINSTER |  | DY11 5YW | United Kingdom | 384444.12 | 280678.57 | BISHOPS WOOD 132kV S STN | STOURPORT 132 66 33kV S STN | KINVER 33 11kV S STN | 11 | Western Power Distribution (West Midlands) plc | Fossil oil | Engine (combustion / reciprocating) | No | 0 | 0.95 | 1 | [12 empty] | No | Connected | 2021-09-14 | 1 | 0.95 | 1 | 0.665 | 0.7 | 20/08/2012
2200042141277 | Green Frog Power 214 Limited | Faraday Road STOR Generation | FARADAY ROAD | CATTEDOWN | PLYMOUTH | DEVON | PL4 0PX | United Kingdom | 249865.512 | 54134.885 | Abham S.G.P. | Plymouth Bsp | 33kV connection | 33 | Western Power Distribution (South West) plc | Fossil oil | Engine (combustion / reciprocating) | No | 0 | 27.55 | 29 | [12 empty] | No | Connected | 2021-09-14 | 29 | 24.244 | 25.52 | 0.095 | 0.1 | 01/11/2012
2200041804446 | Wave Hub Limited | HAYLE HARBOUR NORTH QUAY(CA TERMINATED) | HAYLE HARBOUR |  | HAYLE | CORNWALL | TR27 4BL | United Kingdom | 155252.321 | 38186.195 | Indian Queens S.G.P. | Hayle Bsp | 33kV connection | 33 | Western Power Distribution (South West) plc | Storage battery | Battery | No | 0 | 1.9 | 2 | [12 empty] | No | Connected | 2021-09-14 | 2 | 28.5 | 30 | 1.425 | 1.5 | 01/12/2013
2100041089685 | Green Frog Power 214 Limited | Hirwaun STOR Generation | MAIN AVENUE | HIRWAUN | ABERDARE | MID GLAMORGAN | CF44 9UY | United Kingdom | 293722.263 | 206104.888 | Swansea North Grid | Hirwaun Grid | 33kV connection | 33 | Western Power Distribution (South Wales) plc | Fossil oil | Engine (combustion / reciprocating) | No | 0 | 20.155 | 21.216 | [12 empty] | No | Connected | 2021-09-14 | 21.216 | 20.672 | 21.76 | 0.095 | 0.1 | 01/10/2012
1170000113452 | Sovereign Property Partners LLP | Sovereign Property Partners LLP STOR SITE | BALDERTON |  | NEWARK | NOTTINGHAMSHIRE | NG24 3BZ | United Kingdom | 479917.763 | 351086.174 | STAYTHORPE C 132kV S STN | HAWTON 33kV S STN | 33kV connection | 33 | Western Power Distribution (East Midlands) plc | Fossil oil | Engine (combustion / reciprocating) | No | 0 | 19 | 20 | [12 empty] | No | Connected | 2021-09-14 | 20 | 19 | 20 | 0.19 | 0.2 | 01/01/2013
1170000111890 | SPEP Limited | SPEP Limited STOR Site | SPALDING DROVE |  | SPALDING | LINCOLNSHIRE | PE12 8BL | United Kingdom | 525414.523 | 321280.95 | WALPOLE 132kV S STN | SPALDING CLAY LAKE 33kV S STN | 33kV connection | 33 | Western Power Distribution (East Midlands) plc | Fossil Gas | Engine (combustion / reciprocating) | No | 0 | 14.25 | 15 | [12 empty] | No | Connected | 2021-09-14 | 15 | 14.25 | 15 | 0.19 | 0.2 | 01/01/2013
2100041101543 | Langstone Solar farm 2012 Ltd | Newport, Langstone Solar Farm. | LANGSTONE COURT ROAD |  | NEWPORT | GWENT | NP18 2NE | United Kingdom | 337018.832 | 189356.006 | Uskmouth | Newport South | Ringland Newport | 11 | Western Power Distribution (South Wales) plc | Solar | Photovoltaic | No | 0 | 2.375 | 2.5 | [12 empty] | No | Connected | 2021-09-14 | 2.5 | 2.375 | 2.5 | 0.095 | 0.1 | 01/11/2012
2100041078814 | Green Frog Power 214 Limited | Briton Ferry STOR Generation | BRUNEL WAY | THE QUAYS | BRITON FERRY | WEST GLAMORGAN | SA11 2GA | United Kingdom | 273911.47 | 193322.676 | Swansea North Grid | Briton Ferry Grid | 33kV connection | 33 | Western Power Distribution (South Wales) plc | Fossil oil | Engine (combustion / reciprocating) | No | 0 | 20.155 | 21.216 | [12 empty] | No | Connected | 2021-09-14 | 21.216 | 20.672 | 21.76 | 0.095 | 0.1 | 30/09/2012
none | El (Avonmouth) Limited | Severn Road (Gas) | Severn Road |  | Avonmouth |  | BS10 7SE | United Kingdom | 348427.945 | 176924.867 | Seabank Sgp | Portishead New Bsp | 33kV connection | 33 | Western Power Distribution (South West) plc | Fossil Gas | Gas turbine (OCGT) | No | 0 | 9.9 | 10.421 | [12 empty] | No | Accecpted to Connect | 2021-09-14 | [6 empty] | 10.421 | 9.9 | 10.421 | 4.6 | 4.842 | 19/07/2019 | N/A
1160001415356 | Eco2 Lincs Ltd | Sleaford Renewable Energy Plant | SLEAFORD RENEWABLE ENERGY PLANT | BOSTON ROAD | SLEAFORD | LINCOLNSHIRE | NG34 7EZ | United Kingdom | 508694.996 | 345976.306 | WALPOLE 132kV S STN | 132kV connection | 132kV connection | 132 | Western Power Distribution (East Midlands) plc | Biomass | Steam turbine (thermal power plant) | No | 0 | 42.75 | 45 | [12 empty] | No | Connected | 2021-09-14 | 45 | 42.75 | 45 | 2.85 | 3 | 01/05/2013
1170000112486 | FCC Environment (Lincolnshire)Ltd | Lincolnshire Energy From Waste Facility | PAVING WAY | NORTH HYKEHAM | LINCOLN | LINCOLNSHIRE | LN6 3QW | United Kingdom | 493046.409 | 367755.6 | WEST BURTON 132kV S STN | LINCOLN MAIN No 1 33kV S STN | 33kV connection | 33 | Western Power Distribution (East Midlands) plc | Waste | Steam turbine (thermal power plant) | No | 0 | 12.445 | 13.1 | [12 empty] | No | Connected | 2021-09-14 | 13.1 | 12.445 | 13.1 | 2.375 | 2.5 | 01/10/2012
1170000111260 | Siemens plc | Siemens, Teal Park, North Hykeham | TEAL PARK | WHISBY ROAD | LINCOLN |  | LN6 3QZ | United Kingdom | 492629.073 | 367434.318 | WEST BURTON 132kV S STN | LINCOLN MAIN No 1 33kV S STN | DODDINGTON PARK 33 11kV S STN | 11 | Western Power Distribution (East Midlands) plc | Solar | Photovoltaic | No | 0 | 0.127 | 0.134 | [12 empty] | No | Connected | 2021-09-14 | 0.134 | 0.127 | 0.134 | 1.14 | 1.2 | 01/09/2012
1170000110610 | Grange Renewable Energy Ltd | The Grange Wind Farm | TYDD ST MARY |  | WISBECH | LINCOLNSHIRE | PE13 5QZ | United Kingdom | 546070.233 | 319222.346 | WALPOLE 132kV S STN | SOUTH HOLLAND 33kV S STN | 33kV connection | 33 | Western Power Distribution (East Midlands) plc | Wind | Onshore wind turbines | No | 0 | 13.3 | 14 | [12 empty] | No | Connected | 2021-09-14 | 14 | 13.3 | 14 | 0.095 | 0.1 | 01/02/2013
1421584100001 | SUEZ Recycling and Recovery UK Limited | Packington Generation Station | PACKINGTON HOUSE | PACKINGTON LANE | COVENTRY | WEST MIDLANDS | CV7 7HN | United Kingdom | 421423.38 | 284720.272 | LEA MARSTON 132kV S STN | ELMDON 132kV S STN | Elmdon 132/11kV | 11 | Western Power Distribution (West Midlands) plc | Biofuel landfill gas | Gas turbine (OCGT) | No | 0 | 8.217 | 8.65 | [12 empty] | No | Connected | 2021-09-14 | 8.65 | 8.217 | 8.65 | 0.665 | 0.7 | 08/04/1991
1170000004406 | McCain Foods (GB) Ltd | Easton | MCCAIN FOODS (GB) LIMITED | EASTON | GRANTHAM | LINCOLNSHIRE | NG33 5AY | United Kingdom | 493914.172 | 326755.816 | BICKER FEN 132kV S STN | GRANTHAM 33kV S STN | EASTON 33 11kV S STN | 11 | Western Power Distribution (East Midlands) plc | Biofuel landfill gas | Gas turbine (OCGT) | No | 0 | 1.33 | 1.4 | [12 empty] | No | Connected | 2021-09-14 | 1.4 | 1.33 | 1.4 | 2.85 | 3 | 01/08/2012
2100041079047 | Cambrian Renewable Energy Limited | Bettws | BETTWS |  | AMMANFORD |  | SA18 2PN | United Kingdom | 265554.531 | 210144.053 | Swansea North Grid | 132kV connection | 132kV connection | 132 | Western Power Distribution (South Wales) plc | Wind | Onshore wind turbines | No | 0 | 32.775 | 34.5 | [12 empty] | No | Connected | 2021-09-14 | 34.5 | 35.15 | 37 | 0.475 | 0.5 | 24/09/2012
2100041080177 | Pont Andrew Limited | Pont Andrew Solar PV Farm |  |  | LLANELLI | CARMARTHENSHIRE | SA15 5NX | United Kingdom | 252728.721 | 210640.506 | Swansea North Grid | Trostre Grid | 33kV connection | 33 | Western Power Distribution (South Wales) plc | Solar | Photovoltaic | No | 0 | 4.75 | 5 | [12 empty] | No | Connected | 2021-09-14 | 5 | 4.75 | 5 | 0.095 | 0.1 | 31/07/2012
2200042131385 | Chantico Solar Limited | CONGRESBURY Stock Lane PV Array | CONGRESBURY |  | BRISTOL | NORTH SOMERSET | BS49 5JL | United Kingdom | 344835.987 | 162351.637 | Bridgwater S.G.P. | Churchill Bsp 132kv | Congresbury | 11 | Western Power Distribution (South West) plc | Solar | Photovoltaic | No | 0 | 1.045 | 1.1 | [12 empty] | No | Connected | 2021-09-14 | 1.1 | 1.045 | 1.1 | 0.043 | 0.045 | 26/07/2012
2100041079809 | Rhymney Power Limited | Generator Section unit 48 Portmanmoor Rd Rover Way | PORTMANMOOR ROAD INDUSTRIAL ESTATE | ROVER WAY | CARDIFF | SOUTH GLAMORGAN | CF24 5HB | United Kingdom | 320622.256 | 175674.972 | Cardiff East Grid | Rover Way Grid | Rover Way Primary | 11 | Western Power Distribution (South Wales) plc | Fossil Gas | Engine (combustion / reciprocating) | No | 0 | 9.5 | 10 | [12 empty] | No | Connected | 2021-09-14 | 10 | 9.5 | 10 | 0.048 | 0.05 | 01/08/2012
2200042131232 | TGC Solar 91 Limited | Holsworthy Great Knowle Solar Farm Pyworthy | PYWORTHY |  | HOLSWORTHY | DEVON | EX22 6JY | United Kingdom | 233115.418 | 103333.799 | Alverdiscott S.G.P. | Pyworthy Bsp | Holsworthy | 11 | Western Power Distribution (South West) plc | Solar | Photovoltaic | No | 0 | 4.75 | 5 | [12 empty] | No | Connected | 2021-09-14 | 5 | 4.75 | 5 | 0.048 | 0.05 | 28/06/2012
1470000024888 | Severn Trent Water Limited | Netheridge water Treatment Works | DUPLEX EXPORT SUPPLY - PUMPING STATION | HEMPSTED LANE | GLOUCESTER | GLOUCESTERSHIRE | GL2 5LF | United Kingdom | 381059.219 | 215660.331 | PORT HAM 132kV S STN | CASTLE MEADS 33kV S STN | TUFFLEY 33 11kV S STN | 11 | Western Power Distribution (West Midlands) plc | Fossil oil | Engine (combustion / reciprocating) | Yes | 0 | 4.75 | 5 | [12 empty] | No | Connected | 2021-09-14 | 5 | 4.75 | 5 | 2.66 | 2.8 | 30/11/2012
1427655100007 | Smurfit Kappa UK ltd | Smurfit Kappa UK Ltd | MOUNT STREET |  | BIRMINGHAM | WEST MIDLANDS | B7 5RE | United Kingdom |  |  | NECHELLS EAST 132kV S STN | NECHELLS WEST 132 25kV S STN | Nechells West 132/25/11kV | 11 | Western Power Distribution (West Midlands) plc | Fossil Gas | Engine (combustion / reciprocating) | No | 0 | 9.629 | 10.136 | [12 empty] | No | Connected | 2021-09-14 | 10.136 | 6.304 | 6.636 | 9.5 | 10 | 02/02/1985
none | Uk Power Reserve Limited | Generation ABERAMAN INDUSTRIAL ESTATE | ABERAMAN | ABERDARE |  |  | CF44 6 | United Kingdom | 302232.768 | 200809.845 | Upper Boat | Mountain Ash Grid | 33kV connection | 33 | Western Power Distribution (South Wales) plc | Fossil Gas | Gas turbine (OCGT) | No | 0 | 9.5 | 10 | [12 empty] | No | Connected | 2021-09-14 | 10 | 9.5 | 10 | 0.285 | 0.3 | 30/08/2002
2200042137917 | Velleda Energy Limited | HGR PIRZWELL SOLAR FARM, KENTISBEARE | KENTISBEARE |  | CULLOMPTON | DEVON | EX15 2AH | United Kingdom | 307538.023 | 109698.279 | Exeter Main S.G.P. | Tiverton Bsp | Hemyock | 11 | Western Power Distribution (South West) plc | Solar | Photovoltaic | No | 0 | 1.425 | 1.5 | [12 empty] | No | Connected | 2021-09-14 | 1.5 | 1.425 | 1.5 | 0.048 | 0.05 | 01/07/2012
2200042138520 | Kirsa Solar Limited | BARTON SOLAR FARM, TIVERTON | BURLESCOMBE | TURNPIKE | TIVERTON | DEVON | EX16 7JW | United Kingdom | 307776.364 | 116915.339 | Exeter Main S.G.P. | Tiverton Bsp | Burlescombe | 11 | Western Power Distribution (South West) plc | Solar | Photovoltaic | No | 0 | 1.425 | 1.5 | [12 empty] | No | Connected | 2021-09-14 | 1.5 | 1.425 | 1.5 | 0.048 | 0.05 | 01/07/2012
2200042137838 | Lightsource SPV 49 Limited | WEST BRADLEY SOLAR FARM, TEMPLETON | TEMPLETON |  | TIVERTON | DEVON | EX16 8BJ | United Kingdom | 289602.301 | 114218.185 | Exeter Main S.G.P. | Tiverton Bsp | Tiverton Moorhayes | 11 | Western Power Distribution (South West) plc | Solar | Photovoltaic | No | 0 | 1.425 | 1.5 | [12 empty] | No | Connected | 2021-09-14 | 1.5 | 1.425 | 1.5 | 0.048 | 0.05 | 01/07/2012
2200042129526 | GPP Eastcott LLP | BUDE EASTCOTT SOLAR FARM | EASTCOTT CROSS | MORWENSTOW | BUDE | CORNWALL | EX23 9SG | United Kingdom | 226099.925 | 116373.392 | Alverdiscott S.G.P. | Pyworthy Bsp | Morwenstow | 11 | Western Power Distribution (South West) plc | Solar | Photovoltaic | No | 0 | 4.75 | 5 | [12 empty] | No | Connected | 2021-09-14 | 5 | 4.75 | 5 | 0.237 | 0.25 | 12/06/2012
1170000083904 | BUTCHERS PET CARE LTD | UNIT 2 | BAKER GROUP HOUSE | DANES WAY | NORTHAMPTON |  | NN6 7TZ | United Kingdom |  |  | COVENTRY 132kV S STN | DAVENTRY 33KV S STN | CRICK 33 11kV S STN | 11 | Western Power Distribution (East Midlands) plc | Solar | Photovoltaic | No | 0 | 0.237 | 0.25 | [12 empty] | No | Connected | 2021-09-14 | 0.25 | 0.237 | 0.25 | 2.897 | 3.05 | 01/07/2012
2100041072803 | Green Frog Power 214 Limited | Waunarlwydd STOR Generation | ALCOA SITE | TITANIUM ROAD | SWANSEA | WEST GLAMORGAN | SA5 4SG | United Kingdom | 260690.129 | 196428.538 | Swansea North Grid | Swansea North Bsp | 33kV connection | 33 | Western Power Distribution (South Wales) plc | Fossil oil | Engine (combustion / reciprocating) | No | 0 | 19.76 | 20.8 | [12 empty] | No | Connected | 2021-09-14 | 20.8 | 19 | 20 | 0.095 | 0.1 | 26/06/2012
1470000072376 | Croda Leek Ltd | Barnfield Ind Est | BARNFIELD ROAD |  | LEEK | STAFFORDSHIRE | ST13 5QJ | United Kingdom | 397994.931 | 355689.074 | Cellarhead 132kV | WHITFIELD 132 33kV S STN | LEEK 33 11kV S STN | 11 | Western Power Distribution (West Midlands) plc | Fossil Gas | Engine (combustion / reciprocating) | Yes | 0 | 0.57 | 0.6 | [12 empty] | No | Connected | 2021-09-14 | 0.6 | 0.285 | 0.3 | 1.235 | 1.3 | 25/05/2012
2200042128211 | Colchen Solar Limited | IVYBRIDGE LUSON FARM PV | ERMINGTON |  | IVYBRIDGE | DEVON | PL21 9LZ | United Kingdom | 262221.537 | 52832.042 | Abham S.G.P. | Plympton Bsp | Ivybridge | 11 | Western Power Distribution (South West) plc | Solar | Photovoltaic | No | 0 | 1.311 | 1.38 | [12 empty] | No | Connected | 2021-09-14 | 1.38 | 1.425 | 1.5 | 0.048 | 0.05 | 27/06/2012
2100041063092 | Monier Limited | Monier Redland Unit 15 Rassau Ind Est | RASSAU INDUSTRIAL ESTATE |  | GWENT |  | NP23 5SD | United Kingdom | 314678.038 | 212058.093 | Rassau G.S.P. | Rassau West 132/11kv S/S | Rassau West Primary | 11 | Western Power Distribution (South Wales) plc | Wind | Onshore wind turbines | No | 0 | 0.475 | 0.5 | [12 empty] | No | Connected | 2021-09-14 | 0.5 | 0.475 | 0.5 | 1.045 | 1.1 | 22/02/2012
1100771039983 | Severn Trent Water Limited | STOKE LANE, STOKE BARDOLPH | STOKE LANE | STOKE BARDOLPH | NOTTINGHAM |  |  | United Kingdom | 463456.677 | 341809.082 | Stoke Bardolph 132kv | NOTTINGHAM EAST 33kV S STN | COLWICK 33 11kV S STN | 11 | Western Power Distribution (East Midlands) plc | Fossil Gas | Engine (combustion / reciprocating) | Yes | 0 | 9.079 | 9.557 | [12 empty] | No | Connected | 2021-09-14 | 9.557 | 3.895 | 4.1 | 2.28 | 2.4 | 01/01/2005
1170000075912 | Dynex Semiconductor Ltd | Doddington Road | NEW OFFICE AND DESIGN CENTRE | DODDINGTON ROAD | LINCOLN |  | LN6 3LF | United Kingdom | 492893.276 | 368522.279 | WEST BURTON 132kV S STN | LINCOLN MAIN No 1 33kV S STN | DODDINGTON PARK 33 11kV S STN | 11 | Western Power Distribution (East Midlands) plc | Solar | Photovoltaic | No | 0 | 0.088 | 0.09216 | [12 empty] | No | Connected | 2021-09-14 | 0.09216 | 0.044 | 0.046 | 3.61 | 3.8 | 01/06/2012
2200042076706 | KS SPV 12 Limited | LAUNCESTON Grange Farm Boyton | BOYTON |  | LAUNCESTON | CORNWALL | PL15 8NS | United Kingdom | 229046.681 | 93007.183 | Alverdiscott S.G.P. | Pyworthy Bsp | East Curry | 11 | Western Power Distribution (South West) plc | Solar | Photovoltaic | No | 0 | 4.655 | 4.9 | [12 empty] | No | Connected | 2021-09-14 | 4.9 | 4.655 | 4.9 | 0.048 | 0.05 | 14/03/2012
1470000061755 | Cory Environmental (Central) Limited | Highfields South Landfill site | BOATMANS LANE |  | WALSALL |  | WS9 8TB | United Kingdom | 404337.312 | 302691.514 | BUSTLEHOLM 132kV S STN | RUSHALL 132kV S STN | Rushall 132/11kV | 11 | Western Power Distribution (West Midlands) plc | Biofuel landfill gas | Gas turbine (OCGT) | No | 0 | 2.09 | 2.2 | [12 empty] | No | Connected | 2021-09-14 | 2.2 | 2.09 | 2.2 | 0.048 | 0.05 | 14/09/2012
2200042108289 | Bodmin Solar Limited | BODINIAL LOWER BODINIAL FARM | BODINIEL |  | BODMIN | CORNWALL | PL31 2PF | United Kingdom | 206051.828 | 68573.988 | Indian Queens S.G.P. | St Tudy Bsp | 33kV connection | 33 | Western Power Distribution (South West) plc | Solar | Photovoltaic | No | 0 | 4.75 | 5 | [12 empty] | No | Connected | 2021-09-14 | 5 | 4.75 | 5 | 0.028 | 0.03 | 01/06/2012
1170000059186 | Bilsthorpe Wind Farm Ltd | Bilsthorpe Wind Farm | BILSTHORPE WIND FARM | STONISH HILL | BILSTHORPE | NOTTINGHAMSHIRE | NG22 0DG | United Kingdom |  |  | CHESTERFIELD 132kV S STN | CLIPSTONE 33kV S STN | 33kV connection | 33 | Western Power Distribution (East Midlands) plc | Wind | Onshore wind turbines | No | 0 | 9.737 | 10.25 | [12 empty] | No | Connected | 2021-09-14 | 10.25 | 10.032 | 10.56 | 0.475 | 0.5 | 01/10/2012
1460001391113 | Longma Clean Energy Ltd | Thorn Business Park | UNIT 5B | THORN BUSINESS PARK | HEREFORD |  | HR2 6JT | United Kingdom | 352692.903 | 238334.571 | BISHOPS WOOD 132kV S STN | HEREFORD 66kV S STN | HEREFORD SOUTH 66 11kV S STN | 11 | Western Power Distribution (West Midlands) plc | Biomass | Steam turbine (thermal power plant) | No | 0 | 3.99 | 4.2 | [12 empty] | No | Connected | 2021-09-14 | 4.2 | 3.99 | 4.2 | 0.048 | 0.05 | 20/10/2006
2100041063669 | Mynydd Wind Farm LLP | Mynydd Portref Wind Farm |  |  | TONYREFAIL | MID GLAMORGAN | CF39 8DJ | United Kingdom | 299065.974 | 185933.96 | Upper Boat | Upper Boat Bsp | 33kV connection | 33 | Western Power Distribution (South Wales) plc | Wind | Onshore wind turbines | No | 0 | 8.882 | 9.35 | [12 empty] | No | Connected | 2021-09-14 | 9.35 | 9.5 | 10 | 0.142 | 0.15 | 05/04/2012
1170000037448 | Cummins Business Services | Cummins Generator Technologies, Barnack Road | EBET ELECTRICAL DIV | BARNACK ROAD | STAMFORD | LINCOLNSHIRE | PE9 2NB | United Kingdom | 503825.14 | 306989.615 | WALPOLE 132kV S STN | STAMFORD 33kV S STN | STAMFORD 11kV S STN | 11 | Western Power Distribution (East Midlands) plc | Solar | Photovoltaic | No | 0 | 0.095 | 0.1 | [12 empty] | No | Connected | 2021-09-14 | 0.1 | 0.048 | 0.05 | 2.09 | 2.2 | 07/05/2010
1170000117980 | Yelvertoft Wind Farm Ltd | Yelvertoft Wind Farm | HILMORTON LANE | CRICK | DAVENTRY | NORTHAMPTONSHIRE | NN6 7SN | United Kingdom | 457750.96 | 274721.726 | COVENTRY 132kV S STN | DAVENTRY 33KV S STN | 33kV connection | 33 | Western Power Distribution (East Midlands) plc | Wind | Onshore wind turbines | No | 0 | 15.58 | 16.4 | [12 empty] | No | Connected | 2021-09-14 | 16.4 | 15.58 | 16.4 | 0.285 | 0.3 | 15/10/2012
1160001457408 | Swinford Windfarm | Swinford Windfarm | SWINFORD |  | LUTTERWORTH | LEICESTERSHIRE | LE17 6BQ | United Kingdom |  |  | COVENTRY 132kV S STN | PAILTON 33KV S STN | 33kV connection | 33 | Western Power Distribution (East Midlands) plc | Wind | Onshore wind turbines | No | 0 | 20.9 | 22 | [12 empty] | No | Connected | 2021-09-14 | 22 | 20.9 | 22 | 0.456 | 0.48 | 01/08/2012
1170000048403 | Alkane Energy UK Limited | Former Gedling Colliery | OLD GEDLING COLLIERY SITE | ARNOLD | NOTTINGHAM | NOTTINGHAMSHIRE | NG4 4GZ | United Kingdom | 461182.231 | 343897.958 | Stoke Bardolph 132kv | NOTTINGHAM EAST 33kV S STN | GEDLING 33 11kV S STN | 11 | Western Power Distribution (East Midlands) plc | Fossil Gas | Engine (combustion / reciprocating) | No | 0 | 2.945 | 3.1 | [12 empty] | No | Connected | 2021-09-14 | 3.1 | 2.945 | 3.1 | 0.048 | 0.05 | 31/05/2012
2200042013316 | Michco 1204 Limited | STREET PARK WOOD PV FARM | BUTLEIGH |  | STREET | SOMERSET | BA6 8UE | United Kingdom | 352772.595 | 134063.466 | Bridgwater S.G.P. | Street Bsp | Millfield | 11 | Western Power Distribution (South West) plc | Solar | Photovoltaic | No | 0 | 4.764 | 5.015 | [12 empty] | No | Connected | 2021-09-14 | 5.015 | 4.712 | 4.96 | 0.048 | 0.05 | 26/09/2011
2200042013273 | Michco 1204 Limited | STREET HIGHER HILL PV FARM | BUTLEIGH HILL | BUTLEIGH | GLASTONBURY | SOMERSET | BA6 8TW | United Kingdom | 351292.041 | 131470.189 | Bridgwater S.G.P. | Street Bsp | Millfield | 11 | Western Power Distribution (South West) plc | Solar | Photovoltaic | No | 0 | 4.764 | 5.015 | [12 empty] | No | Connected | 2021-09-14 | 5.015 | 4.712 | 4.96 | 0.048 | 0.05 | 26/09/2011
1160001324220 | Power On Connections | A5/M1 Link | SAXON DRIVE | DIRFT - CRICK | DAVENTRY |  | NN6 7GY | United Kingdom | 456937.048 | 272968.248 | COVENTRY 132kV S STN | DAVENTRY 33KV S STN | CRICK 33 11kV S STN | 11 | Western Power Distribution (East Midlands) plc | Wind | Onshore wind turbines | No | 0 | 1.758 | 1.85 | [12 empty] | No | Connected | 2021-09-14 | 1.85 | 1.758 | 1.85 | 1.758 | 1.85 | 17/02/2011
1100770683377 | Bambers Wind Park Ltd | Bambers Farm, Mile End Lane | MILE END LANE |  | MABLETHORPE | LINCOLNSHIRE | LN12 2QW | United Kingdom |  |  | BICKER FEN 132kV S STN | SKEGNESS 33kV S STN | 33kV connection | 33 | Western Power Distribution (East Midlands) plc | Wind | Onshore wind turbines | No | 0 | 9.12 | 9.6 | [12 empty] | No | Connected | 2021-09-14 | 9.6 | 9.12 | 9.6 | 0.095 | 0.1 | 04/10/2004
1100770964035 | Erin Landfill | Markham Lane | M1 COMMERCE PARK | MARKHAM LANE | CHESTERFIELD | DERBYSHIRE | S44 5HS | United Kingdom | 444881.709 | 373136.796 | CHESTERFIELD 132kV S STN | CHESTERFIELD 33kV S STN | Bolsover 11kV S Stn | 11 | Western Power Distribution (East Midlands) plc | Biofuel landfill gas | Gas turbine (OCGT) | No | 0 | 2.66 | 2.8 | [12 empty] | No | Connected | 2021-09-14 | 2.8 | 2.66 | 2.8 | 0.199 | 0.21 | 25/07/2005
1100770695674 | SUEZ Recycling and Recovery UK Limited | Narborough Landfill Site, Huncote Road | NARBOROUGH LODGE | HUNCOTE ROAD | LEICESTER | LEICESTERSHIRE | LE19 3RQ | United Kingdom | 452564.35 | 297361.459 | ENDERBY 132kV S STN | WIGSTON 33KV S STN | ALLIANCE AND LEICESTER 33 11kV S STN | 11 | Western Power Distribution (East Midlands) plc | Biofuel landfill gas | Gas turbine (OCGT) | No | 0 | 1.377 | 1.45 | [12 empty] | No | Connected | 2021-09-14 | 1.45 | 1.377 | 1.45 | 0.048 | 0.05 | 20/03/2006
1100050222604 | Coventry and Solihull Waste Disposal Company Ltd ( | Bar Road |  |  | COVENTRY | WARWICKSHIRE | CV3 4AN | United Kingdom | 434750.772 | 277661.619 | COVENTRY 132kV S STN | WHITLEY 33kV S STN | 33kV connection | 33 | Western Power Distribution (East Midlands) plc | Biofuel landfill gas | Gas turbine (OCGT) | No | 0 | 12.35 | 13 | [12 empty] | No | Connected | 2021-09-14 | 13 | 12.35 | 13 | 2.565 | 2.7 | 01/04/2002
1100770104693 | Infinis Ltd | Weldon landfill Site, ketttering Road | KETTERING ROAD |  | WELDON | NORTHAMPTONSHIRE | NN17 3JG | United Kingdom | 492354.374 | 288589.028 | GRENDON 132kV S STN | CORBY No2 33kV S STN | 33kV connection | 33 | Western Power Distribution (East Midlands) plc | Biofuel landfill gas | Gas turbine (OCGT) | No | 0 | 4.18 | 4.4 | [12 empty] | No | Connected | 2021-09-14 | 4.4 | 4.18 | 4.4 | 0.114 | 0.12 | 01/05/2003
1130000014463 | WRG WTE LTD | CALVERT LANDFILL SITE | PSEUDO MPAN | BRACKLEY LANE | BUCKINGHAM | BUCKINGHAMSHIRE | MK18 2HF | United Kingdom |  |  | EAST CLAYDON 132KV S STN | STONY STRATFORD 33kV S STN | 33kV connection | 33 | Western Power Distribution (East Midlands) plc | Biofuel landfill gas | Gas turbine (OCGT) | No | 0 | 17.016 | 17.912 | [12 empty] | No | Connected | 2021-09-14 | 17.912 | 14.25 | 15 | 0.95 | 1 | 01/11/2004
1100770027124 | SUMMERLEAZE RE-GENERATION LTD | LING HALL LANDFILL SITE PHASE 2 | COALPIT LANE |  | LAWFORD HEATH | WARWICKSHIRE | CV23 9HH | United Kingdom | 445002.238 | 273419.33 | COVENTRY 132kV S STN | RUGBY 33kV S STN | LAWFORD 33 11kV S STN | 11 | Western Power Distribution (East Midlands) plc | Biofuel landfill gas | Gas turbine (OCGT) | No | 0 | 0.95 | 1 | [12 empty] | No | Connected | 2021-09-14 | 1 | 0.95 | 1 | 0.057 | 0.06 | 22/01/2009
1100050655242 | United utilities Green Energy Ltd | Landfill Site, Palterton Rd | PALTERTON LANE | GLAPWELL | CHESTERFIELD | DERBYSHIRE | S44 5UT | United Kingdom | 446110.988 | 367169.278 | CHESTERFIELD 132kV S STN | CHESTERFIELD 33kV S STN | GRASSMOOR 33 11kV S STN | 11 | Western Power Distribution (East Midlands) plc | Biofuel landfill gas | Gas turbine (OCGT) | No | 0 | 1.235 | 1.3 | [12 empty] | No | Connected | 2021-09-14 | 1.3 | 1.235 | 1.3 | 0.095 | 0.1 | 30/09/2000
1130000082055 | Insulated Structures Ltd | Tupton Close | TUPTON WAY | HOLMEWOOD INDUSTRIAL PARK | CHESTERFIELD | DERBYSHIRE | S42 5BX | United Kingdom | 442736.741 | 366673.684 | CHESTERFIELD 132kV S STN | CHESTERFIELD 33kV S STN | GRASSMOOR 33 11kV S STN | 11 | Western Power Distribution (East Midlands) plc | Solar | Photovoltaic | No | 0 | 0.304 | 0.32 | [12 empty] | No | Connected | 2021-09-14 | 0.32 | 2.09 | 2.2 | 2.09 | 2.2 | 20/07/2011
1100050449520 | SUMMERLEAZE RE-GENERATION LTD | LING HALL LANDFILL SITE | PHASE ONE | LAWFORD HEATH | RUGBY |  | CV23 9HH | United Kingdom | 444824.977 | 273132.414 | BERKSWELL 132kV S STN | WARWICK 33kV S STN | PRINCETHORPE 33 11kV S STN | 11 | Western Power Distribution (East Midlands) plc | Fossil Gas | Engine (combustion / reciprocating) | No | 0 | 0.95 | 1 | [12 empty] | No | Connected | 2021-09-14 | 1 | 0.95 | 1 | 0 | 0 | 15/08/2005
1100050222890 | Anglian Water Services Ltd | Sewage Works Washingborough Road Canwick | AWA | CANWICK | LINCOLN |  | LN4 2RJ | United Kingdom | 499790.787 | 370373.993 | WEST BURTON 132kV S STN | LINCOLN LOCAL 132kV S STN | LINCOLN No 2 11kV S STN | 11 | Western Power Distribution (East Midlands) plc | Fossil oil | Engine (combustion / reciprocating) | No | 0 | 2.859 | 3.01 | [12 empty] | No | Connected | 2021-09-14 | 3.01 | 2.859 | 3.01 | 1.425 | 1.5 | 01/10/1997
1100050222739 | Environment Agency Head Office | Pitsford WTW | AWA | GRANGE LANE | NORTHAMPTON |  | NN6 9AL | United Kingdom | 475794.375 | 268594.968 | GRENDON 132kV S STN | NORTHAMPTON WEST 33kV S STN | CHAPEL BRAMPTON 33 11kV S STN | 11 | Western Power Distribution (East Midlands) plc | Biofuel landfill gas | Gas turbine (OCGT) | No | 0 | 0.95 | 1 | [12 empty] | No | Connected | 2021-09-14 | 1 | 0.95 | 1 | 0.38 | 0.4 | 01/10/2004
1100050222491 | Biogeneration Ltd | BIFFA WASTE SERVICES LTD | WELFORD |  | NORTHAMPTON |  | NN6 6JQ | United Kingdom | 466366.687 | 277919.586 | COVENTRY 132kV S STN | DAVENTRY 33KV S STN | WEST HADDON 33 11kV S STN | 11 | Western Power Distribution (East Midlands) plc | Biofuel landfill gas | Gas turbine (OCGT) | No | 0 | 1.852 | 1.95 | [12 empty] | No | Connected | 2021-09-14 | 1.95 | 1.852 | 1.95 | 0.038 | 0.04 | 25/07/1996
1100770561679 | United Lincolnshire Hospitals NHS Trust | Lincoln County Hospital Greetwell Lane | GREETWELL ROAD |  | LINCOLN |  | LN2 4AX | United Kingdom | 498808.549 | 371812.602 | WEST BURTON 132kV S STN | LINCOLN LOCAL 132kV S STN | LINCOLN No 2 11kV S STN | 11 | Western Power Distribution (East Midlands) plc | Fossil Gas | Engine (combustion / reciprocating) | Yes | 0 | 1.422 | 1.497 | [12 empty] | No | Connected | 2021-09-14 | 1.497 | 1.33 | 1.4 | 1.9 | 2 | 01/11/2003
1100770274020 | Suez Recycling & Recovery UK Limited | Lount Landfill Site, Nottingham Road | LOUNT LANDFILL SITE | NOTTINGHAM ROAD | ASHBY-DE-LA-ZOUCH | LEICESTERSHIRE | LE65 1SD | United Kingdom | 438055.931 | 318654.499 | ENDERBY 132kV S STN | COALVILLE 33KV S STN | WORTHINGTON 33 11kV S STN | 11 | Western Power Distribution (East Midlands) plc | Biofuel landfill gas | Gas turbine (OCGT) | No | 0 | 1.045 | 1.1 | [12 empty] | No | Connected | 2021-09-14 | 1.1 | 1.045 | 1.1 | 0.038 | 0.04 | 01/06/2003
1100050222376 | Infinis Ltd | BRADGATE QUARRY | LEICESTER ROAD |  | MARKFIELD | LEICESTERSHIRE | LE67 9RH | United Kingdom | 451270.182 | 308566.02 | ENDERBY 132kV S STN | COALVILLE 33KV S STN | DESFORD 33 11kV S STN | 11 | Western Power Distribution (East Midlands) plc | Biofuel landfill gas | Gas turbine (OCGT) | No | 0 | 2.375 | 2.5 | [12 empty] | No | Connected | 2021-09-14 | 2.5 | 2.375 | 2.5 | 0.095 | 0.1 | 07/12/2000
1100050319964 | SUMMERLEAZE RE-GENERATION LTD | Marchington Landfill Site Moreton Lane | MORETON LANE | DRAYCOTT-IN-THE-CLAY | ASHBOURNE | DERBYSHIRE | DE65 6HD | United Kingdom | 414395.566 | 329539.439 | WILLINGTON 132kV S STN | UTTOXETER 33kV S STN | MARCHINGTON 33 11kV S STN | 11 | Western Power Distribution (East Midlands) plc | Biofuel landfill gas | Gas turbine (OCGT) | No | 0 | 0.95 | 1 | [12 empty] | No | Connected | 2021-09-14 | 1 | 0.95 | 1 | 0.076 | 0.08 | 01/09/1999
1160001466156 | SEVERN TRENT WATER LTD | Water Supply Booster Stn High Peak Junct | A6, WHATSTANDWELL | MATLOCK |  |  | DE4 5HJ | United Kingdom |  |  | CHESTERFIELD 132kV S STN | ALFRETON 33kV S STN | AMBERGATE 33 11kV S STN | 11 | Western Power Distribution (East Midlands) plc | Fossil oil | Engine (combustion / reciprocating) | No | 0 | 0 | 0 | [12 empty] | No | Connected | 2021-09-14 | 0 | 0.346 | 0.364 | 1.71 | 1.8 | 40787
1170000817034 | University of Warwick | University of Warwick | AGENT COURT ESTATES OFFICE | SIR WILLIAM LYONS ROAD | COVENTRY |  | CV4 7EZ | United Kingdom | 429729.419 | 276288.218 | BERKSWELL 132kV S STN | COVENTRY SOUTH 33kV S STN | UNIVERSITY OF WARWICK 33 11kV S STN | 11 | Western Power Distribution (East Midlands) plc | Fossil Gas | Engine (combustion / reciprocating) | Yes | 0 | 8.908 | 9.3772 | [12 empty] | No | Connected | 2021-09-14 | 9.3772 | 8.588 | 9.04 | 9.12 | 9.6 | 03/10/2002
1100050222872 | Anglian Water Services Ltd | INGOLDMILLS SEWAGE WORKS | AWA BOLT | BOLTONS LANE | SKEGNESS | LINCOLNSHIRE | PE25 1JJ | United Kingdom | 555917.239 | 367654.45 | BICKER FEN 132kV S STN | SKEGNESS 33kV S STN | INGOLDMELLS 33 11kV S STN | 11 | Western Power Distribution (East Midlands) plc | Biofuel landfill gas | Gas turbine (OCGT) | No | 0 | 1.615 | 1.7 | [12 empty] | No | Connected | 2021-09-14 | 1.7 | 1.615 | 1.7 | 0.95 | 1 | 01/10/2004
1100050222924 | Hales Waste Control | KILSBY LANDFILL | GROVE FARM | DAVENTRY ROAD | RUGBY | WARWICKSHIRE | CV23 8XF | United Kingdom | 456774.808 | 269486.93 | COVENTRY 132kV S STN | DAVENTRY 33KV S STN | WELTON 33 11kV S STN | 11 | Western Power Distribution (East Midlands) plc | Biofuel landfill gas | Gas turbine (OCGT) | No | 0 | 1.995 | 2.1 | [12 empty] | No | Connected | 2021-09-14 | 2.1 | 1.995 | 2.1 | 0.085 | 0.09 | 09/02/2011
1100770675915 | Dorkett Head Landfill Site | Dorket Head, Lime Lane, | DORKETT HEAD IMPORT/EXPORT SITE | LIME LANE | NOTTINGHAM | NOTTINGHAMSHIRE | NG5 8PW | United Kingdom | 459344.007 | 347500.043 | Stoke Bardolph 132kv | NOTTINGHAM EAST 33kV S STN | ARNOLD 33 11kV S STN | 11 | Western Power Distribution (East Midlands) plc | Biofuel landfill gas | Gas turbine (OCGT) | No | 0 | 2.28 | 2.4 | [12 empty] | No | Connected | 2021-09-14 | 2.4 | 2.28 | 2.4 | 1.615 | 1.7 | 12/07/2004
1100050222687 | Candecca Resources Ltd | Welton Gathering Centre Sudbrooke | WELTON GATHERING CENTRE | BARFIELD LANE | SUDBROOKE | LINCOLN | LN2 2QU | United Kingdom | 504481.722 | 374752.643 | WEST BURTON 132kV S STN | LINCOLN MAIN No 1 33kV S STN | FISKERTON 33 11kV S STN | 11 | Western Power Distribution (East Midlands) plc | Biofuel landfill gas | Gas turbine (OCGT) | No | 0 | 2.375 | 2.5 | [12 empty] | No | Connected | 2021-09-14 | 2.5 | 2.375 | 2.5 | 1.425 | 1.5 | 01/10/2003
1100050232505 | Biffa Waste Services Ltd | Wilnecote Landfill Site Rush Lane Dosthi | RUSH LANE | WILNECOTE | TAMWORTH |  |  | United Kingdom | 421858.928 | 299604.465 | LEA MARSTON 132kV S STN | TAMWORTH 33kV S STN | TAMWORTH GRID 11kV S STN | 11 | Western Power Distribution (East Midlands) plc | Biofuel landfill gas | Gas turbine (OCGT) | No | 0 | 1.995 | 2.1 | [12 empty] | No | Connected | 2021-09-14 | 2.1 | 1.995 | 2.1 | 0.057 | 0.06 | 09/09/2000
1100050222464 | The Boots Company plc | Thane Road Beeston | THANE ROAD |  | NOTTINGHAM |  | NG90 1BS | United Kingdom | 454679.582 | 336598.075 | RATCLIFFE ON SOAR 132kV S STN | NOTTINGHAM 33kV S STN | BOOTS 33 11kV S STN | 11 | Western Power Distribution (East Midlands) plc | Fossil Gas | Steam-gas turbine (CCGT) | No | 0 | 26.22 | 27.6 | [12 empty] | No | Connected | 2021-09-14 | 27.6 | 13.11 | 13.8 | 8.55 | 9 | 01/01/1996
1100050653013 | Anglian Water Services Ltd | Water Treatment Work, Spalding Road, Su | PUMPING STN | SUTTERTON | BOSTON |  | PE20 2EX | United Kingdom | 527425.502 | 335219.162 | WALPOLE 132kV S STN | BOSTON 33kV S STN | KIRTON 33 11kV S STN | 11 | Western Power Distribution (East Midlands) plc | Biofuel landfill gas | Gas turbine (OCGT) | No | 0 | 0.95 | 1 | [12 empty] | No | Connected | 2021-09-14 | 1 | 0.95 | 1 | 0.38 | 0.4 | 01/10/2004
1422886500007 | Trent RE Limited | HOLDITCH POWER STATION NO 1 | EXPORT - POWERPLUS | LYME DALE INDUSTRIAL PARK | CHESTERTON | STAFFORDSHIRE | ST5 9JA | United Kingdom |  |  | Cellarhead 132kV | NEWCASTLE 132kV S STN | Newcastle 132/11kV | 11 | Western Power Distribution (West Midlands) plc | Waste | Gas turbine (OCGT) | No | 0 | 8.892 | 9.36 | [12 empty] | No | Connected | 2021-09-14 | 9.36 | 8.892 | 9.36 | 0.048 | 0.05 | 31/10/2006
1100050223209 | Alstom Gas Turbines Ltd | Ruston Works Waterside South | WATERSIDE SOUTH |  | LINCOLN |  | LN5 7FD | United Kingdom | 498103.959 | 370935.454 | WEST BURTON 132kV S STN | LINCOLN LOCAL 132kV S STN | LINCOLN No 2 11kV S STN | 11 | Western Power Distribution (East Midlands) plc | Fossil Gas | Gas turbine (OCGT) | No | 0 | 2.375 | 2.5 | [12 empty] | No | Connected | 2021-09-14 | 2.5 | 2.375 | 2.5 | 1.615 | 1.7 | 10/01/2001
1160001483115 | HOARE LEA CONSULTING ENGINEERS | DERBY CITY COUNCIL | CORPORATION STREET |  | DERBY |  | DE1 2FS | United Kingdom | 435447.673 | 336273.259 | WILLINGTON 132kV S STN | DERBY 132kV S STN | DERBY 11kV S STN | 11 | Western Power Distribution (East Midlands) plc | Wind | Onshore wind turbines | No | 0 | 0.237 | 0.25 | [12 empty] | No | Connected | 2021-09-14 | 0.25 | 0.237 | 0.25 | 1.71 | 1.8 | 01/11/2013
1100050219202 | United Utilities Green Energy Ltd | Sutton Landfill Site, Huthwaite road | HUTHWAITE ROAD |  | SUTTON-IN-ASHFIELD | NOTTINGHAMSHIRE | NG18 1HR | United Kingdom | 447788.812 | 358751.203 | CHESTERFIELD 132kV S STN | ANNESLEY 33kV S STN | HUTHWAITE 33 11kV S STN | 11 | Western Power Distribution (East Midlands) plc | Biofuel landfill gas | Gas turbine (OCGT) | No | 0 | 2.85 | 3 | [12 empty] | No | Connected | 2021-09-14 | 3 | 2.85 | 3 | 0.048 | 0.05 | 11/01/2002
1160001236256 | Anglian Water Services Ltd | BEANFIELD PUMP STATION | BEANFIELD PUMP STATION | UPPINGHAM ROAD | CORBY |  | NN17 2UJ | United Kingdom | 486008.635 | 288606.651 | GRENDON 132kV S STN | CORBY No2 33kV S STN | HAZELWOOD 33 11kV S STN | 11 | Western Power Distribution (East Midlands) plc | Fossil oil | Engine (combustion / reciprocating) | No | 0 | 0.475 | 0.5 | [12 empty] | No | Connected | 2021-09-14 | 0.5 | 0.475 | 0.5 | 1.425 | 1.5 | 30/06/2010
1160000219240 | Anglian Water Services Ltd | ISE VALLEY PUMPING S | IRTHLINBOROUGH ROAD |  | WELLINGBOROUGH |  | NN9 5TT | United Kingdom | 490876.998 | 268288.637 | GRENDON 132kV S STN | WELLINGBOROUGH 33kV S STN | LITTLE IRCHESTER 33 11kV S STN | 11 | Western Power Distribution (East Midlands) plc | Biofuel landfill gas | Gas turbine (OCGT) | No | 0 | 1.425 | 1.5 | [12 empty] | No | Connected | 2021-09-14 | 1.5 | 1.425 | 1.5 | 2.28 | 2.4 | 02/02/2007
1100050525144 | COVENTRY & SOLIHULL WASTE DISPOSAL CO LTD | IMPORT COVENTRY WDP | BAR ROAD |  | COVENTRY |  | CV3 4AN | United Kingdom | 434672.697 | 277640.465 | COVENTRY 132kV S STN | WHITLEY 33kV S STN | WHITLEY 11kV S STN | 11 | Western Power Distribution (East Midlands) plc | Biofuel landfill gas | Gas turbine (OCGT) | No | 0 | 5.7 | 6 | [12 empty] | No | Connected | 2021-09-14 | 6 | 5.7 | 6 | 0.475 | 0.5 | 01/07/2000
1160001324239 | Tesco Stores Limited | ELDON WALL INDUSTRIAL ESTATE | DANES WAY |  | DAVENTRY |  | NN6 7FT | United Kingdom | 457205.642 | 273378.224 | COVENTRY 132kV S STN | DAVENTRY 33KV S STN | CRICK 33 11kV S STN | 11 | Western Power Distribution (East Midlands) plc | Wind | Onshore wind turbines | No | 0 | 3.325 | 3.5 | [12 empty] | No | Connected | 2021-09-14 | 3.5 | 3.325 | 3.5 | 3.23 | 3.4 | 04/06/2010
1170001216585 | Britvic Soft Drinks Ltd UK | Britvic Soft Drinks | AVENTINE WAY | GLEBE FARM INDUSTRIAL ESTATE | RUGBY |  | CV21 1HA | United Kingdom |  |  | Coventry 132kV | Rugby | Rugby 11 | 11 | Western Power Distribution (East Midlands) plc | Waste | Steam-gas turbine (CCGT) | Yes | 0 | 8.55 | 9 | [12 empty] | No | Connected | 2021-09-14 | 9 | 0.95 | 1 | 4.275 | 4.5 | 03/08/2019
1460002258671 | Swancote Energy Limited | SWANCOTE FARM GENERATION |  |  | BRIDGNORTH | SHROPSHIRE | WV15 5HB | United Kingdom | 374506.186 | 293648.139 | IRONBRIDGE 132kV S STN | IRONBRIDGE 132 33kV S STN | 33kV connection | 33 | Western Power Distribution (West Midlands) plc | Biofuel biogas from anaerobic digestion (excluding landfill & sewage) | Engine (combustion / reciprocating) | No | 0 | 2.242 | 2.36 | [12 empty] | No | Connected | 2021-09-14 | 2.36 | 2.242 | 2.36 | 0.095 | 0.1 | 19/12/2011
1460002246268 | Sterling Group plc | TUPSLEY COURT | HAMPTON BISHOP |  | HEREFORD |  | HR1 4JU | United Kingdom | 355290.932 | 238724.245 | BISHOPS WOOD 132kV S STN | HEREFORD 66kV S STN | HEREFORD SOUTH 66 11kV S STN | 11 | Western Power Distribution (West Midlands) plc | Biofuel landfill gas | Gas turbine (OCGT) | No | 0 | 1.482 | 1.56 | [12 empty] | No | Connected | 2021-09-14 | 1.56 | 1.482 | 1.56 | 0.665 | 0.7 | 26/10/2011
1460002175519 | Biffa Waste Services Limited | BIFFA GENERATION 2 IMPORT | EASTERN WAY |  | CANNOCK |  | WS11 8NQ | United Kingdom | 399151.068 | 309771.722 | RUGELEY 132kV S STN | CANNOCK 132kV S STN | Cannock 132/11kV | 11 | Western Power Distribution (West Midlands) plc | Biofuel landfill gas | Gas turbine (OCGT) | No | 0 | 3.8 | 4 | [12 empty] | No | Connected | 2021-09-14 | 4 | 3.8 | 4 | 1.71 | 1.8 | 15/06/2011
1460002175500 | UK POWER SOLUTIONS | BIFFA GENERATION 1 IMPORT | EASTERN WAY |  | CANNOCK |  | WS11 8NQ | United Kingdom | 399155.925 | 309766.064 | RUGELEY 132kV S STN | CANNOCK 132kV S STN | Cannock 132/11kV | 11 | Western Power Distribution (West Midlands) plc | Biofuel landfill gas | Gas turbine (OCGT) | No | 0 | 1.9 | 2 | [12 empty] | No | Connected | 2021-09-14 | 2 | 1.9 | 2 | 0.171 | 0.18 | 15/06/2011
1460002173984 | CLP Envirogas | Walleys Quarry Landfill Site | SILVERDALE | NEWCASTLE UNDER LYME |  |  | ST5 6HD | United Kingdom | 383198.825 | 345745.171 | Cellarhead 132kV | NEWCASTLE 132kV S STN | Newcastle 132/11kV | 11 | Western Power Distribution (West Midlands) plc | Biofuel landfill gas | Gas turbine (OCGT) | No | 0 | 1.9 | 2 | [12 empty] | No | Connected | 2021-09-14 | 2 | 1.9 | 2 | 0.048 | 0.05 | 01/06/2012
1460002026765 | Lower Reule Bioenergy Ltd | LOWER REULE FARM | LOWER REULE FARM | GNOSALL | STAFFORD |  | ST20 0BG | United Kingdom | 383753.152 | 319621.432 | Cellarhead 132kV | MEAFORD C 132kV S STN | GNOSALL 33 11kV S STN | 11 | Western Power Distribution (West Midlands) plc | Biofuel landfill gas | Gas turbine (OCGT) | No | 0 | 1.33 | 1.4 | [12 empty] | No | Connected | 2021-09-14 | 1.4 | 1.33 | 1.4 | 0.095 | 0.1 | 25/02/2010
1430000060445 | Aston University | METER PANEL A SECTION A | ASTON TRIANGLE | BIRMINGHAM |  |  | B4 7ET | United Kingdom |  |  | NECHELLS EAST 132kV S STN | SUMMER LANE 132kV S STN | Hockley 132/11kv | 11 | Western Power Distribution (West Midlands) plc | Wind | Onshore wind turbines | No | 0 | 0.002 | 0.0017 | [12 empty] | No | Connected | 2021-09-14 | 0.0017 | 6.175 | 6.5 | 6.175 | 6.5 | 22/03/2013
1460001963959 | INFINIS REGEN PLC | HEMPSTEAD LANDFILL- EXPORT MPAN | HEMPSTED LANE |  |  | GLOUCESTER | GL2 5JS | United Kingdom | 381113.702 | 217931.379 | PORT HAM 132kV S STN | CASTLE MEADS 33kV S STN | COMMERCIAL RD 33 11kV S STN | 11 | Western Power Distribution (West Midlands) plc | Biofuel landfill gas | Gas turbine (OCGT) | No | 0 | 1.662 | 1.75 | [12 empty] | No | Connected | 2021-09-14 | 1.75 | 1.662 | 1.75 | 0.057 | 0.06 | 25/06/2009
1460001548811 | FLORENCE GENERATING SITE | IMPORT SUPPLY | COCKNAGE ROAD | LONGTON | STOKE-ON-TRENT | STAFFORDSHIRE | ST3 7NN | United Kingdom | 391330.491 | 341518.799 | Cellarhead 132kV | LONGTON 33kV S STN | Longton 132/33/11kV | 11 | Western Power Distribution (West Midlands) plc | Biofuel landfill gas | Gas turbine (OCGT) | No | 0 | 2.945 | 3.1 | [12 empty] | No | Connected | 2021-09-14 | 3.1 | 2.945 | 3.1 | 0.237 | 0.25 | 19/02/2010
1460001526998 | EDINA UK LTD | BISHOPS CLEEVE QUARRY | WINGMOOR FARM | STOKE ORCHARD ROAD | CHELTENHAM | GLOUCESTERSHIRE | GL52 7DG | United Kingdom | 393926.749 | 227576.804 | PORT HAM 132kV S STN | CHELTENHAM 66kV S STN | BISHOPS CLEEVE 66 11kV S STN | 11 | Western Power Distribution (West Midlands) plc | Biofuel landfill gas | Gas turbine (OCGT) | No | 0 | 0 | 0 | [12 empty] | No | Connected | 2021-09-14 | 0 | 1.14 | 1.2 | 0 | 0 | 41656
1460001500484 | Riverside Hydro Limited | ECCLESHALL BIOMASS LTD | RALEIGH HALL | ECCLESHALL |  |  | ST21 6JL | United Kingdom |  |  | Cellarhead 132kV | MEAFORD C 132kV S STN | ECCLESHALL PRIMARY 33 11kV S STN | 11 | Western Power Distribution (West Midlands) plc | Biofuel landfill gas | Gas turbine (OCGT) | No | 0 | 2.565 | 2.7 | [12 empty] | No | Connected | 2021-09-14 | 2.7 | 2.565 | 2.7 | 0.475 | 0.5 | 30/08/2007
1460001479691 | NATURAL POWER LIMITED | LANDFILL SITE | HIMLEY QUARRY LANDFILL SITE, | OAK LANE | KINGSWINFORD | DUDLEY | DY6 7JS | United Kingdom | 389894.778 | 290077.837 | PENN 132kV S STN | HINKSFORD 132kV S STN | Hinksford 132/33/11kV | 11 | Western Power Distribution (West Midlands) plc | Biofuel landfill gas | Gas turbine (OCGT) | No | 0 | 4.37 | 4.6 | [12 empty] | No | Connected | 2021-09-14 | 4.6 | 4.37 | 4.6 | 0.19 | 0.2 | 04/08/2006
1460001329054 | HEM HEATH GENERATION 2 (RMU B | GENERATOR UNIT 2 | STANLEY MATTHEWS WAY |  | STOKE-ON-TRENT | STAFFORDSHIRE | ST4 4DD | United Kingdom | 388362.826 | 342405.315 | Cellarhead 132kV | BOOTHEN 132kV S STN | Boothen 132/33/11kV | 11 | Western Power Distribution (West Midlands) plc | Biofuel landfill gas | Gas turbine (OCGT) | No | 0 | 1.9 | 2 | [12 empty] | No | Connected | 2021-09-14 | 2 | 1.9 | 2 | 0.19 | 0.2 | 19/02/2008
1460001327562 | GREENPARK ENERGY LIMITED | STANLEY MATTHEWS WAY | STANLEY MATTHEWS WAY |  | STOKE-ON-TRENT | STAFFORDSHIRE | ST4 4DD | United Kingdom | 388362.826 | 342405.315 | Cellarhead 132kV | BOOTHEN 132kV S STN | Boothen 132/33/11kV | 11 | Western Power Distribution (West Midlands) plc | Biofuel landfill gas | Gas turbine (OCGT) | No | 0 | 3.8 | 4 | [12 empty] | No | Connected | 2021-09-14 | 4 | 3.8 | 4 | 0.19 | 0.2 | 02/02/2006
1430000021836 | FIRST ENERGY (REDDITCH) LIMITED | REDDITCH GAS TURBINE | LEVEN POWER LTD | WINDSOR ROAD | REDDITCH | WORCESTERSHIRE | B97 6DJ | United Kingdom | 403433.55 | 268347.283 | FECKENHAM 66 11kV S STN | Feckenham 66/11kV | REDDITCH NORTH 66 11kV S STN | 11 | Western Power Distribution (West Midlands) plc | Biofuel landfill gas | Gas turbine (OCGT) | No | 0 | 25.65 | 27 | [12 empty] | No | Connected | 2021-09-14 | 27 | 25.65 | 27 | 0 | 0 | 11/07/2005
1430000008301 | SUMMERLEAZE RE-GENERATION LIMITED | POPLARS PHASE THREE | POPLARS 3 | LEACROFT LANE | CANNOCK | STAFFORDSHIRE | WS11 8EQ | United Kingdom |  |  | RUGELEY 132kV S STN | CANNOCK 132kV S STN | Cannock 132/11kV | 11 | Western Power Distribution (West Midlands) plc | Biofuel landfill gas | Gas turbine (OCGT) | No | 0 | 4.37 | 4.6 | [12 empty] | No | Connected | 2021-09-14 | 4.6 | 4.37 | 4.6 | 0.237 | 0.25 | 01/12/2006
1100050222622 | NOVERA ENERGY (HOLDINGS 2) LIMITED | DANESHILL ROAD | DANESHILL ROAD | LOUND | RETFORD | NOTTINGHAMSHIRE | DN22 8RB | United Kingdom | 467575.255 | 386869.234 | STAYTHORPE C 132kV S STN | CHECKERHOUSE 33kV S STN | HALLCROFT RD 33 11kV S STN | 11 | Western Power Distribution (East Midlands) plc | Biofuel landfill gas | Gas turbine (OCGT) | No | 0 | 0.95 | 1 | [12 empty] | No | Connected | 2021-09-14 | 1 | 0.95 | 1 | 0.038 | 0.04 | 12/01/2001
1100050467245 | VIRIDIS | WHISBY ROAD | WHISBY ROAD | NORTH HYKEHAM | LINCOLN |  | LN6 9BY | United Kingdom | 493035.611 | 367677.13 | WEST BURTON 132kV S STN | LINCOLN MAIN No 1 33kV S STN | NORTH HYKEHAM 33 11kV S STN | 11 | Western Power Distribution (East Midlands) plc | Biofuel landfill gas | Gas turbine (OCGT) | No | 0 | 1.9 | 2 | [12 empty] | No | Connected | 2021-09-14 | 2 | 1.9 | 2 | 0.038 | 0.04 | 01/09/2001
1100050222580 | H | HYDER INDUSTRIAL | WYBERTON |  | BOSTON | LINCOLNSHIRE | PE21 7AA | United Kingdom | 534191.522 | 341650.834 | WALPOLE 132kV S STN | BOSTON 33kV S STN | MARSH LANE 33 11kV S STN | 11 | Western Power Distribution (East Midlands) plc | Biofuel landfill gas | Gas turbine (OCGT) | No | 0 | 1.282 | 1.35 | [12 empty] | No | Connected | 2021-09-14 | 1.35 | 1.282 | 1.35 | 0.057 | 0.06 | 01/12/1998
1430000043510 | Severn Trent Water Limited | KIDDERMINSTER | OLDINGTON WORKS | STOURPORT ROAD | KIDDERMINSTER | WORCESTERSHIRE | DY11 7QL | United Kingdom | 382432.695 | 273791.22 | BISHOPS WOOD 132kV S STN | STOURPORT 132 66 33kV S STN | Stourport 132/66/33/11kV | 11 | Western Power Distribution (West Midlands) plc | Solar | Photovoltaic | Yes | 0 | 0 | 0 | [12 empty] | No | Connected | 2021-09-14 | 0 | 1.412 | 1.486 | 0.712 | 0.75 | 41653
1412198013009 | ABB ZANTINGH LTD | Export Supply | BUCKLAND |  | BROADWAY | WORCESTERSHIRE | WR12 7LY | United Kingdom | 408239.287 | 236026.791 | FECKENHAM 66 11kV S STN | Feckenham 66/11kV | BROADWAY 66 11kV S STN | 11 | Western Power Distribution (West Midlands) plc | Fossil Gas | Engine (combustion / reciprocating) | No | 0 | 1.852 | 1.95 | [12 empty] | No | Connected | 2021-09-14 | 1.95 | 1.852 | 1.95 | 0 | 0 | 25/07/2001
1430000043964 | GENERATION SITES | HILL AND MOOR REFUSE SITE | THROCKMORTON ROAD | LOWER MOOR | PERSHORE | WORCESTERSHIRE | WR10 2PW | United Kingdom | 393391.875 | 248427.38 | FECKENHAM 66 11kV S STN | Feckenham 66/11kV | PERSHORE 66 11kV S STN | 11 | Western Power Distribution (West Midlands) plc | Biofuel landfill gas | Gas turbine (OCGT) | No | 0 | 3.676 | 3.869 | [12 empty] | No | Connected | 2021-09-14 | 3.869 | 3.676 | 3.869 | 0 | 0 | 19/09/2007
1430000051663 | Summerleaze Re-generation Limited | Wingmoor Landfill Site | STOKE ROAD | BISHOPS CLEEVE | CHELTENHAM | GLOUCESTERSHIRE | GL52 7RT | United Kingdom | 393255.619 | 227177.198 | PORT HAM 132kV S STN | CHELTENHAM 66kV S STN | BISHOPS CLEEVE 66 11kV S STN | 11 | Western Power Distribution (West Midlands) plc | Biofuel landfill gas | Gas turbine (OCGT) | No | 0 | 2.565 | 2.7 | [12 empty] | No | Connected | 2021-09-14 | 2.7 | 2.565 | 2.7 | 0.19 | 0.2 | 17/02/2009
none | Gridserve | Proposed Battery Storage & EV Ll027 - Tolvaddon | Tolvaddon Business Park | Tolvaddon | Camborne |  | TR14 0HX | United Kingdom | 166222.578 | 41679.912 | Indian Queens S.G.P. | Camborne Bsp | 33kV connection | 33 | Western Power Distribution (South West) plc | Storage battery | Battery | No | 0 | 8.166 | 8.596 | [12 empty] | No | Accecpted to Connect | 2021-09-14 | [6 empty] | 8.596 | 8 | 8.421 | 8 | 8.421 | 25/11/2020 | N/A
1429096100008 | Dudley Rd Hosp Export | Summerfield Hospital | WESTERN ROAD |  |  | BIRMINGHAM | B18 7QQ | United Kingdom | 404984.161 | 287938.161 | BUSTLEHOLM 132kV S STN | WINSON GREEN 132 25 11kV S STN | Winson Green 132/11kV | 11 | Western Power Distribution (West Midlands) plc | Fossil oil | Engine (combustion / reciprocating) | No | 0 | 0.95 | 1 | [12 empty] | No | Connected | 2021-09-14 | 1 | 0.95 | 1 | 0 | 0 | 17/11/1995
1430000005417 | Tyseley Waste Disposal Ltd | Redfern Road/Golden Hillock Road | TYSELEY |  | BIRMINGHAM | WEST MIDLANDS | B11 2BH | United Kingdom | 411236.184 | 284252.735 | NECHELLS EAST 132kV S STN | SPARKBROOK 132kV S STN | 66kV connection | 66 | Western Power Distribution (West Midlands) plc | Waste | Steam-gas turbine (CCGT) | No | 0 | 33.25 | 35 | [12 empty] | No | Connected | 2021-09-14 | 35 | 33.25 | 35 | 0 | 0 | 19/04/1996
1460001971054 | The Birmingham Children's Hospital N H S Trust | BIRMINGHAM GENERAL HOSP | STEELHOUSE LANE |  | BIRMINGHAM |  | B4 6NH | United Kingdom | 407226.715 | 287469.536 | NECHELLS EAST 132kV S STN | SUMMER LANE 132kV S STN | Summer Lane 132/11kV | 11 | Western Power Distribution (West Midlands) plc | Fossil oil | Engine (combustion / reciprocating) | No | 0 | 2.375 | 2.5 | [12 empty] | No | Connected | 2021-09-14 | 2.5 | 2.375 | 2.5 | 2.375 | 2.5 | 19/07/2010
none | Ethical Power Connections Ltd | Ethical Power Connections Ltd | Land Off Skegby Lane | Sutton In Ashfield | Mansfield | Nottinghamshire | NG19 6PG | United Kingdom | 452429.985 | 360348.008 | CHESTERFIELD 132kV S STN | MANSFIELD 33kV S STN | SKEGBY LANE 33 11kV S STN | 33 | Western Power Distribution (East Midlands) plc | Fossil Gas | Engine (combustion / reciprocating) | No | 0 | 8 | 8.421 | [12 empty] | No | Accecpted to Connect | 2021-09-14 | [6 empty] | 8.421 | 8 | 8.421 | 0.5 | 0.526 | 25/01/2021 | N/A
1424699000008 | WRG WTE LTD | Hailstone Quarry | PORTWAY ROAD | ROWLEY REGIS | WARLEY | WEST MIDLANDS | B65 9DD | United Kingdom | 396425.706 | 288038.395 | OLDBURY 132kV | TIVIDALE 132kV S STN | Tividale 132/11kV | 11 | Western Power Distribution (West Midlands) plc | Biofuel landfill gas | Gas turbine (OCGT) | No | 0 | 1.906 | 2.006 | [12 empty] | No | Connected | 2021-09-14 | 2.006 | 1.906 | 2.006 | 0.142 | 0.15 | 01/11/2004
1429893500004 | Dudley Waste Services Ltd | Export Supply | LISTER ROAD |  |  | DUDLEY | DY2 8JT | United Kingdom | 394515.53 | 289096.984 | PENN 132kV S STN | DUDLEY 132kV S STN | Dudley 132/11kV | 11 | Western Power Distribution (West Midlands) plc | Waste | Steam turbine (thermal power plant) | No | 0 | 7.03 | 7.4 | [12 empty] | No | Connected | 2021-09-14 | 7.4 | 7.03 | 7.4 | 0 | 0 | 10/02/1998
1424993500000 | NON FOSSIL PURCHASING AGENCY LTD | Export Supply | CROWN STREET |  | WOLVERHAMPTON |  | WV1 1QB | United Kingdom |  |  | WILLENHALL 132kV S STN | Wolverhampton 132/33/11kV | 33kV connection | 33 | Western Power Distribution (West Midlands) plc | Waste | Steam turbine (thermal power plant) | No | 0 | 8.312 | 8.75 | [12 empty] | No | Connected | 2021-09-14 | 8.75 | 8.312 | 8.75 | 0 | 0 | 10/02/2001
none | Conrad (Oldbury) Limited | Birchley Island | Wolverhampton Road |  | Oldbury |  | B69 4RJ | United Kingdom | 398586 | 288987 | OLDBURY 132kV | Oldbury B 132kV | Oldbury B 11kV | 33 | Western Power Distribution (West Midlands) plc | Fossil Gas | Engine (combustion / reciprocating) | No | 0 | 8 | 8.421 | [12 empty] | No | Accecpted to Connect | 2021-09-14 | [6 empty] | 8.421 | 8 | 8.421 | 0.315 | 0.332 | 18/02/2020 | N/A
none | Conrad Energy (Developments) Ltd | MIDSOMER NORTON FLEXIBLE GAS GENERATION | North Of Radstock Road | Midsomer Norton | Radstock |  | BA3 2AF | United Kingdom | 366305.211 | 154698.865 | Seabank Sgp | Radstock Bsp 132kv | Midsomer Norton | 33 | Western Power Distribution (South West) plc | Fossil Gas | Engine (combustion / reciprocating) | No | 0 | 7.605 | 8.005 | [12 empty] | No | Accecpted to Connect | 2021-09-14 | [6 empty] | 8.005 | 7 | 7.368 | 0.2 | 0.211 | 22/03/2019 | N/A |  |  |  | Y | D_WPD_SWe_007
none | Mercia Power Response Ltd | Land off | Fordbridge Lane |  | Blackwell | Alfreton | DE55 5JY | United Kingdom | 444006.398 | 357784.231 | CHESTERFIELD 132kV S STN | ALFRETON 33kV S STN | BLACKWELL 33 11kV S STN | 33 | Western Power Distribution (East Midlands) plc | Fossil Gas | Gas turbine (OCGT) | No | 0 | 7.6 | 8 | [12 empty] | No | Accecpted to Connect | 2021-09-14 | [6 empty] | 8 | 7.6 | 8 | 0.15 | 0.158 | 12/02/2020 | N/A
none | Balance Power Projects Limited | 7.6mw Gen | Land Off Mount Road | Castle Gresley | Swadlincote |  | DE11 9ES | United Kingdom | 427803 | 317941 | DRAKELOW 132kV | GRESLEY 33kV S STN | GRESLEY 11kV S STN | 33 | Western Power Distribution (East Midlands) plc | Fossil Gas | Gas turbine (OCGT) | No | 0 | 7.6 | 8 | [12 empty] | No | Accecpted to Connect | 2021-09-14 | [6 empty] | 8 | 7.22 | 7.6 | 0.25 | 0.263 | 18/01/2019 | N/A |  |  |  | Y | D_WPD_SWe_007
none | Adv 001 Limited | Hindlip Lane STOR | Blackpole | Worcester | Worcestershire |  | WR3 8SB | United Kingdom | 386853.662 | 257703.583 | BISHOPS WOOD 132kV S STN | WARNDON 132kV S STN | 132kV connection | 132 | Western Power Distribution (West Midlands) plc | Fossil oil | Gas turbine (OCGT) | No | 0 | 7.5 | 7.895 | [12 empty] | No | Accecpted to Connect | 2021-09-14 | [6 empty] | 7.895 | 7.5 | 7.895 | 0.342 | 0.36 | 13/04/2021 | N/A
none | Conrad Energy (Developments) Ltd | Taunton Gas Generation | Priorswood Road |  | Taunton |  | TA2 8DF | United Kingdom | 323537.256 | 125720.489 | Taunton S.G.P. | Taunton Main Bsp | Priorswood | 33 | Western Power Distribution (South West) plc | Fossil Gas | Engine (combustion / reciprocating) | No | 0 | 7.2 | 7.579 | [12 empty] | No | Accecpted to Connect | 2021-09-14 | [6 empty] | 7.579 | 7.2 | 7.579 | 0.3 | 0.316 | 13/01/2021 | N/A
1460001685137 | South Staffordshire Water Plc | Pumping Stations | GREENSFORGE LANE | STOURTON | STOURBRIDGE | WEST MIDLANDS | DY7 5BB | United Kingdom |  |  | BISHOPS WOOD 132kV S STN | STOURPORT 132 66 33kV S STN | KINVER 33 11kV S STN | 11 | Western Power Distribution (West Midlands) plc | Fossil oil | Engine (combustion / reciprocating) | No | 0 | 1.33 | 1.4 | [12 empty] | No | Connected | 2021-09-14 | 1.4 | 1.33 | 1.4 | 2.914 | 3.067 | 20/06/2007
1100770996862 | ALKANE ENERGY UK LTD | Alkane Energy PLC | WEST DRAYTON AVENUE | BEVERCOTES | BOTHAMSALL | NOTTINGHAMSHIRE | DN22 8DQ | United Kingdom | 469528.868 | 374439.427 | STAYTHORPE C 132kV S STN | CHECKERHOUSE 33kV S STN | BEVERCOTES 33 11kV S STN | 11 | Western Power Distribution (East Midlands) plc | Biofuel landfill gas | Gas turbine (OCGT) | No | 0 | 5.082 | 5.35 | [12 empty] | No | Connected | 2021-09-14 | 5.35 | 5.082 | 5.35 | 0.19 | 0.2 | 01/04/2005
1426886500004 | Trent RE Limited | Tunstall Road | FORGE WAY | KNYPERSLEY | STOKE ON TRENT | STAFFORDSHIRE | ST8 7DN | United Kingdom | 387956.699 | 355684.995 | Cellarhead 132kV | WHITFIELD 132 33kV S STN | KNYPERSLEY 33 11kV S STN | 11 | Western Power Distribution (West Midlands) plc | Fossil Gas | Engine (combustion / reciprocating) | No | 0 | 7.6 | 8 | [12 empty] | No | Connected | 2021-09-14 | 8 | 7.6 | 8 | 0 | 0 | 26/06/2007
none | Conrad Energy (Developments) Ltd | Proposed Generation | Land Off Axe Road | Colley Lane Ind Estate | Bridgwater |  | TA6 5LP | United Kingdom | 331428.682 | 138498.538 | Bridgwater S.G.P. | Bridgwater Grid Bsp | Bath Road Primary | 33 | Western Power Distribution (South West) plc | Fossil Gas | Engine (combustion / reciprocating) | No | 0 | 7.2 | 7.579 | [12 empty] | No | Accecpted to Connect | 2021-09-14 | [6 empty] | 7.579 | 7.2 | 7.579 | 0.3 | 0.316 | 12/01/2021 | N/A
1430000000924 | MICHELIN TYRE PLC | CAMPBELL ROAD | MICHELIN TYRE LIMITED | CAMPBELL ROAD | STOKE-ON-TRENT | STAFFORDSHIRE | ST4 4EY | United Kingdom | 387027.311 | 343242.745 | Cellarhead 132kV | BOOTHEN 132kV S STN | 33kV connection | 33 | Western Power Distribution (West Midlands) plc | Fossil Gas | Steam-gas turbine (CCGT) | No | 0 | 61.75 | 65 | [12 empty] | No | Connected | 2021-09-14 | 65 | 61.75 | 65 | 5.225 | 5.5 | 12/06/2003
1425793500001 | Hanford Waste Services Limited | Incinerator Plant | CAMPBELL ROAD |  | STOKE ON TRENT | STAFFORDSHIRE | ST4 4DX | United Kingdom | 387684.918 | 343611.53 | Cellarhead 132kV | BOOTHEN 132kV S STN | 33kV connection | 33 | Western Power Distribution (West Midlands) plc | Waste | Steam turbine (thermal power plant) | No | 0 | 15.2 | 16 | [12 empty] | No | Connected | 2021-09-14 | 16 | 15.2 | 16 | 0 | 0 | 27/12/2001
1417437803002 | VIRIDIS ENERGY (NORGREN) LTD | Granville Landfill Site |  |  |  |  | TF2 9NZ | United Kingdom | 371868.088 | 310869.106 | IRONBRIDGE 132kV S STN | KETLEY 132kV S STN | SNEDSHILL 33 11kV S STN | 11 | Western Power Distribution (West Midlands) plc | Biofuel landfill gas | Gas turbine (OCGT) | No | 0 | 1.377 | 1.45 | [12 empty] | No | Connected | 2021-09-14 | 1.45 | 1.377 | 1.45 | 0.057 | 0.06 | 18/02/2011
1418630513008 | SUMMERLEAZE REGENERATION LTD | CANDLES LANDFILL | DOG IN THE LANE | LITTLE WENLOCK | TELFORD | SHROPSHIRE | TF6 5AR | United Kingdom | 366141.951 | 307544.38 | IRONBRIDGE 132kV S STN | IRONBRIDGE 132 33kV S STN | MADELEY 33 11kV S STN | 11 | Western Power Distribution (West Midlands) plc | Biofuel landfill gas | Gas turbine (OCGT) | No | 0 | 2.85 | 3 | [12 empty] | No | Connected | 2021-09-14 | 3 | 2.85 | 3 | 0 | 0 | 23/09/2005
1160001479030 | UK Power Reserve (Asfordby) Ltd | ASFORDBY COLIERY | ASFORDBY HILL |  | MELTON MOWBRAY | LEICESTERSHIRE | LE14 3RD | United Kingdom | 472322.8 | 320936.5 | STAYTHORPE C 132kV S STN | 132kV connection | 132kV connection | 132 | Western Power Distribution (East Midlands) plc | Fossil oil | Engine (combustion / reciprocating) | No | 0 | 23.75 | 25 | [12 empty] | No | Connected | 2021-09-14 | 25 | 23.75 | 25 | 7.6 | 8 | 27/07/2000
1160001439589 | Lark Energy Limited | TOLBAR ROAD PV FARM | MARSTON |  | GRANTHAM | LINCOLNSHIRE | NG32 2HT | United Kingdom | 488093.407 | 342012.291 | BICKER FEN 132kV S STN | GRANTHAM NORTH 132KV S STN | GRANTHAM NORTH 11kV S STN | 11 | Western Power Distribution (East Midlands) plc | Solar | Photovoltaic | No | 0 | 4.465 | 4.7 | [12 empty] | No | Connected | 2021-09-14 | 4.7 | 4.465 | 4.7 | 0.024 | 0.025 | 03/10/2011
1160001430823 | WILDLIFE AND BUTTERLY PARK PHASE 2 | LITTLE LONDON | LITTLE LONDON |  | SPALDING | LINCOLNSHIRE | PE12 9LE | United Kingdom | 543973.695 | 323607.561 | WALPOLE 132kV S STN | SOUTH HOLLAND 33kV S STN | LONG SUTTON 33 11kV S STN | 11 | Western Power Distribution (East Midlands) plc | Solar | Photovoltaic | No | 0 | 1.615 | 1.7 | [12 empty] | No | Connected | 2021-09-14 | 1.7 | 1.615 | 1.7 | 0.095 | 0.1 | 01/06/2011
1160001430665 | WILDLIFE AND BUTTERFLY PARK PHASE 1 | LITTLE LONDON | LITTLE LONDON |  | SPALDING | LINCOLNSHIRE | PE12 9LE | United Kingdom |  |  | WALPOLE 132kV S STN | SOUTH HOLLAND 33kV S STN | LONG SUTTON 33 11kV S STN | 11 | Western Power Distribution (East Midlands) plc | Solar | Photovoltaic | No | 0 | 1.235 | 1.3 | [12 empty] | No | Connected | 2021-09-14 | 1.3 | 1.235 | 1.3 | 0.095 | 0.1 | 01/06/2011
1160001363380 | BROADVIEW ENERGY DEVELOPMENTS | ASHBY MAGNA | GILMORTON LANE | ASHBY MAGNA | LUTTERWORTH | LEICESTERSHIRE | LE17 5NB | United Kingdom | 455987.739 | 289308.553 | COVENTRY 132kV S STN | PAILTON 33KV S STN | 33kV connection | 33 | Western Power Distribution (East Midlands) plc | Wind | Onshore wind turbines | No | 0 | 7.79 | 8.2 | [12 empty] | No | Connected | 2021-09-14 | 8.2 | 7.79 | 8.2 | 0.237 | 0.25 | 16/12/2011
1160001341475 | BRITISH GAS PLC | BARNSDALE WAY | BARNSDALE WAY | GROVE PARK | LEICESTER |  | LE19 1SN | United Kingdom | 454818.188 | 300065.526 | ENDERBY 132kV S STN | WIGSTON 33KV S STN | WHETSTONE 33 11kV S STN | 11 | Western Power Distribution (East Midlands) plc | Fossil oil | Engine (combustion / reciprocating) | No | 0 | 0.95 | 1 | [12 empty] | No | Connected | 2021-09-14 | 1 | 0.95 | 1 | 0.902 | 0.95 | 20/11/2010
1160001303674 | FERNBROOK BUILDERS LTD | ROTHWELL BIO PLANT | ROTHWELL ROAD |  | KETTERING |  | NN16 8XF | United Kingdom | 482421.597 | 280189.505 | GRENDON 132kV S STN | KETTERING 33kV S STN | FIELD STREET 33 11kV S STN | 11 | Western Power Distribution (East Midlands) plc | Biofuel landfill gas | Gas turbine (OCGT) | No | 0 | 1.425 | 1.5 | [12 empty] | No | Connected | 2021-09-14 | 1.5 | 1.425 | 1.5 | 0.285 | 0.3 | 13/09/2010
1160001253321 | NPower Limited | LINDHURST WINDFARM |  |  | MANSFIELD | NOTTINGHAMSHIRE | NG21 0PW | United Kingdom | 457967.221 | 358081.525 | CHESTERFIELD 132kV S STN | MANSFIELD 33kV S STN | 33kV connection | 33 | Western Power Distribution (East Midlands) plc | Wind | Onshore wind turbines | No | 0 | 9.025 | 9.5 | [12 empty] | No | Connected | 2021-09-14 | 9.5 | 9.025 | 9.5 | 0.048 | 0.05 | 30/03/2010
1160001240410 | Branston Limited | Branston Mere Road | BRANSTON LIMITED | MERE ROAD | LINCOLN | LINCOLNSHIRE | LN4 1NJ | United Kingdom | 502099.784 | 366035.913 | WEST BURTON 132kV S STN | LINCOLN MAIN No 1 33kV S STN | METHERINGHAM 33 11kV S STN | 11 | Western Power Distribution (East Midlands) plc | Biofuel landfill gas | Gas turbine (OCGT) | Yes | 0 | 0.76 | 0.8 | [12 empty] | No | Connected | 2021-09-14 | 0.8 | 0.76 | 0.8 | 1.045 | 1.1 | 21/06/2010
1160001236691 | Anglian Water Services Ltd | EMPINGHAM PUMPING STATION | EMPINGHAM PUMPING STATION | BUNKERS HILL | EMPINGHAM |  | LE15 8QQ | United Kingdom |  |  | GRENDON 132kV S STN | OAKHAM 33kV S STN | EMPINGHAM 33 11kV S STN | 11 | Western Power Distribution (East Midlands) plc | Biofuel landfill gas | Gas turbine (OCGT) | No | 0 | 1.9 | 2 | [12 empty] | No | Connected | 2021-09-14 | 2 | 0.95 | 1 | 1.52 | 1.6 | 11/05/2010
1160001236229 | PETSOE WINDFARM | PETSOE WINDFARM | PETSOE END | EMBERTON | OLNEY | BUCKINGHAMSHIRE | MK46 5JN | United Kingdom | 491187.752 | 249322.379 | EAST CLAYDON 132KV S STN | BRADWELL ABBEY 33kV S STN | 33kV connection | 33 | Western Power Distribution (East Midlands) plc | Wind | Onshore wind turbines | No | 0 | 13.3 | 14 | [12 empty] | No | Connected | 2021-09-14 | 14 | 13.3 | 14 | 0.237 | 0.25 | 15/11/2010
1160001174840 | Carsington Wind Energy Ltd | Carsington Pastures Windfarm | MANY STONES LANE | HOPTON | BRASSINGTON | DERBYSHIRE | DE4 4DF | United Kingdom | 424989.897 | 354500.069 | WILLINGTON 132kV S STN | WINSTER 33kV S STN | HOPTON 33 11kV S STN | 11 | Western Power Distribution (East Midlands) plc | Wind | Onshore wind turbines | No | 0 | 8.265 | 8.7 | [12 empty] | No | Connected | 2021-09-14 | 8.7 | 8.265 | 8.7 | 0.19 | 0.2 | 04/02/2014
1160001169291 | VEOLIA ENVIRONMENTAL SERVICES | ALBION LANDFILL | OCCUPATION ROAD | ALBERT VILLAGE | SWADLINCOTE | DERBYSHIRE | DE11 8HD | United Kingdom | 431158.915 | 317884.295 | DRAKELOW 132kV | GRESLEY 33kV S STN | MOIRA 33 11kV S STN | 11 | Western Power Distribution (East Midlands) plc | Biofuel landfill gas | Gas turbine (OCGT) | No | 0 | 4.75 | 5 | [12 empty] | No | Connected | 2021-09-14 | 5 | 4.75 | 5 | 0.19 | 0.2 | 08/04/2010
1160001160800 | ALKANE ENERGY UK LTD | KINGS MILL ENERGY PARK | MANSFIELD ROAD |  | SUTTON-IN-ASHFIELD | NOTTINGHAMSHIRE | NG17 4JL | United Kingdom | 451000.789 | 360149.701 | CHESTERFIELD 132kV S STN | MANSFIELD 33kV S STN | SKEGBY LANE 33 11kV S STN | 11 | Western Power Distribution (East Midlands) plc | Biofuel landfill gas | Gas turbine (OCGT) | No | 0 | 2.945 | 3.1 | [12 empty] | No | Connected | 2021-09-14 | 3.1 | 2.945 | 3.1 | 0.237 | 0.25 | 30/09/2010
1160001137750 | ALKANE ENERGY UK LTD | BILSTHORPE ENERY PARK | BILSTHORPE BUSINESS PARK | EAKRING ROAD | BILSTHORPE |  | NG22 8ST | United Kingdom | 465342.924 | 361597.128 | CHESTERFIELD 132kV S STN | CLIPSTONE 33kV S STN | BILSTHORPE 33 11kV S STN | 11 | Western Power Distribution (East Midlands) plc | Biofuel landfill gas | Gas turbine (OCGT) | No | 0 | 4.418 | 4.65 | [12 empty] | No | Connected | 2021-09-14 | 4.65 | 4.418 | 4.65 | 0.237 | 0.25 | 22/06/2009
1160001070680 | Thameswey Central Milton Keynes Ltd | MILTON KEYNES, Childs Way | OFF | CHILDS WAY | MILTON KEYNES |  | MK9 3DA | United Kingdom | 484829.766 | 237945.055 | EAST CLAYDON 132KV S STN | BRADWELL ABBEY 33kV S STN | CHILDS WAY 33 11kV S STN | 11 | Western Power Distribution (East Midlands) plc | Fossil Gas | Engine (combustion / reciprocating) | Yes | 0 | 5.7 | 6 | [12 empty] | No | Connected | 2021-09-14 | 6 | 5.7 | 6 | 3.61 | 3.8 | 24/11/2011
1160001355361 | POWER ON | UNIT F1 | CENTRAL PARK |  | RUGBY |  | CV23 0PD | United Kingdom |  |  | COVENTRY 132kV S STN | RUGBY 132kV S STN | RUGBY 11kV S STN | 11 | Western Power Distribution (East Midlands) plc | Wind | Onshore wind turbines | No | 0 | 0 | 0 | [12 empty] | No | Connected | 2021-09-14 | 0 | 0.95 | 1 | 0.617 | 0.65 | 41669
1130000044031 | INNER DOWSING WIND FARM | INNER DOWSING WIND FARM | EXPORT MPAN INNER DOWSING | MIDDLE MARSH ROAD | SKEGNESS | LINCOLNSHIRE | PE24 4UD | United Kingdom |  |  | Bicker Fen 132kV | 132kV connection | 132kV connection | 132 | Western Power Distribution (East Midlands) plc | Wind | Offshore wind turbines | No | 0 | 92.34 | 97.2 | [12 empty] | No | Connected | 2021-09-14 | 97.2 | 89.965 | 94.7 | 1.9 | 2 | 01/01/2008
1130000044013 | LYNN WIND FARM | LYNN WIND FARM | EXPORT MPAN LYNN FARM | EXPORT MPAN LYNN FARM | SKEGNESS | LINCOLNSHIRE | PE24 4UD | United Kingdom |  |  | Bicker Fen 132kV | 132kV connection | 132kV connection | 132 | Western Power Distribution (East Midlands) plc | Wind | Offshore wind turbines | No | 0 | 92.34 | 97.2 | [12 empty] | No | Connected | 2021-09-14 | 97.2 | 89.965 | 94.7 | 1.9 | 2 | 05/01/2008
1160000999046 | BICKER FEN WINDFARM | BICKER FEN FARM | BICKER |  | BOSTON | LINCOLNSHIRE | PE20 3BL | United Kingdom | 519526.865 | 339222.445 | WALPOLE 132kV S STN | BOSTON 33kV S STN | 33kV connection | 33 | Western Power Distribution (East Midlands) plc | Wind | Onshore wind turbines | No | 0 | 24.7 | 26 | [12 empty] | No | Connected | 2021-09-14 | 26 | 24.7 | 26 | 0.332 | 0.35 | 08/07/2008
1160000909840 | HOLLIES WIND FARM | THE HOLLIES FARM | CROFT |  | PETERBOROUGH | LINCOLNSHIRE | PE24 4SH | United Kingdom | 549752.496 | 362886.14 | BICKER FEN 132kV S STN | SKEGNESS 33kV S STN | 33kV connection | 33 | Western Power Distribution (East Midlands) plc | Wind | Onshore wind turbines | No | 0 | 2.66 | 2.8 | [12 empty] | No | Connected | 2021-09-14 | 2.8 | 2.66 | 2.8 | 0.019 | 0.02 | 01/02/2008
1130000079897 | Infinis Ltd | BLETCHLEY LANDFILL POWER STATION 2 | POWER STATION NO2 | BLETCHLEY ROAD | MILTON KEYNES | BUCKINGHAMSHIRE | MK17 0AD | United Kingdom | 484939.547 | 231996.541 | EAST CLAYDON 132KV S STN | BLETCHLEY 33KV S STN | 33kV connection | 33 | Western Power Distribution (East Midlands) plc | Biofuel landfill gas | Gas turbine (OCGT) | No | 0 | 4.118 | 4.335 | [12 empty] | No | Connected | 2021-09-14 | 4.335 | 13.3 | 14 | 0 | 0 | 23/04/2007
1160000462763 | ALKANE ENERGY UK LTD | FORMER MAIN COLLIERY | WARSOP ENERGY PARK, OFF CARTER LANE | WARSOP VALE | MANSFIELD, NOTTINGHAMSHIRE |  | NG20 8XG | United Kingdom | 455050.301 | 368212.917 | CHESTERFIELD 132kV S STN | MANSFIELD 33kV S STN | ACREAGE LANE 33 11kV S STN | 11 | Western Power Distribution (East Midlands) plc | Biofuel landfill gas | Gas turbine (OCGT) | No | 0 | 2.565 | 2.7 | [12 empty] | No | Connected | 2021-09-14 | 2.7 | 2.565 | 2.7 | 0.237 | 0.25 | 21/08/2006
1160000455419 | SUEZ Recycling and Recovery UK Limited | SITA HOLDINGS | CRANFORD LANDFILL SITE, | THRAPSTON ROAD | CRANFORD ST. JOHN NR KETTERING | THRAPSTON | NN14 4HY | United Kingdom | 493444.88 | 276749.768 | GRENDON 132kV S STN | IRTHLINGBOROUGH 33kV S STN | PYTCHLEY ROAD 33 11kV S STN | 11 | Western Power Distribution (East Midlands) plc | Biofuel landfill gas | Gas turbine (OCGT) | No | 0 | 1.045 | 1.1 | [12 empty] | No | Connected | 2021-09-14 | 1.1 | 1.045 | 1.1 | 0.038 | 0.04 | 10/05/2007
1160000226336 | BURTON WOLD WIND FARM | BURTON WOLD WIND FARM - IMPORT | WOLD ROAD | BURTON WOLD | KETTERING | NORTHAMPTONSHIRE | NN15 5PJ | United Kingdom |  |  | GRENDON 132kV S STN | IRTHLINGBOROUGH 33kV S STN | 33kV connection | 33 | Western Power Distribution (East Midlands) plc | Wind | Onshore wind turbines | No | 0 | 19.475 | 20.5 | [12 empty] | No | Connected | 2021-09-14 | 20.5 | 19.475 | 20.5 | 0.095 | 0.1 | 01/02/2006
1160000213610 | Fenland Windfarms Limited | VINE FARM HOUSE | MAIN ROAD | DEEPING ST. NICHOLAS | SPALDING | PETERBOROUGH LINCOLNSHIRE | PE11 3DG | United Kingdom | 520499.541 | 315376.804 | WALPOLE 132kV S STN | SPALDING CLAY LAKE 33kV S STN | 33kV connection | 33 | Western Power Distribution (East Midlands) plc | Wind | Onshore wind turbines | No | 0 | 15.2 | 16 | [12 empty] | No | Connected | 2021-09-14 | 16 | 15.485 | 16.3 | 0.237 | 0.25 | 01/05/2006
1160000186560 | NOVERA ENERGY | DANESHILL LANDFILL SITE | EXPORT MPAN | DANESHILL ROAD | RETFORD | NOTTINGHAMSHIRE | DN22 8RB | United Kingdom | 467587.246 | 386882.591 | STAYTHORPE C 132kV S STN | CHECKERHOUSE 33kV S STN | 33kV connection | 33 | Western Power Distribution (East Midlands) plc | Biofuel landfill gas | Gas turbine (OCGT) | No | 0 | 2.85 | 3 | [12 empty] | No | Connected | 2021-09-14 | 3 | 2.85 | 3 | 0.19 | 0.2 | 09/12/2005
1160000154160 | Fenland Windfarms Limited | IMPORT SITE | GEDNEY MARSH | GEDNEY DROVE END | SPALDING | LINCOLNSHIRE | PE12 9NG | United Kingdom | 542174.254 | 328814.616 | WALPOLE 132kV S STN | SPALDING CLAY LAKE 33kV S STN | 33kV connection | 33 | Western Power Distribution (East Midlands) plc | Wind | Onshore wind turbines | No | 0 | 11.4 | 12 | [12 empty] | No | Connected | 2021-09-14 | 12 | 11.59 | 12.2 | 0.081 | 0.085 | 04/04/2006
none | Conrad (Minehead)Limited | MINEHEAD FLEXIBLE GAS GENERATING STATION | Brunel Way |  | Minehead |  | TA24 5BY | United Kingdom | 297727.661 | 145507.29 | Taunton S.G.P. | Bowhays Cross Bsp | Alcombe | 33 | Western Power Distribution (South West) plc | Fossil Gas | Engine (combustion / reciprocating) | No | 0 | 7.2 | 7.579 | [12 empty] | No | Accecpted to Connect | 2021-09-14 | [6 empty] | 7.579 | 7.2 | 7.579 | 0.2 | 0.211 | 09/09/2019 | N/A
1170000014584 | Warwick Integrated Generation Ltd | KIRKBY IN ASHFIELD MILL LANE | MILL LANE |  | KIRKBY IN ASHFIELD |  | NG17 9LG | United Kingdom | 448996.062 | 355126.839 | CHESTERFIELD 132kV S STN | ANNESLEY 33kV S STN | 33kV connection | 33 | Western Power Distribution (East Midlands) plc | Biofuel landfill gas | Gas turbine (OCGT) | No | 0 | 11.97 | 12.6 | [12 empty] | No | Connected | 2021-09-14 | 12.6 | 11.4 | 12 | 0.475 | 0.5 | 02/06/2012
none | Balance Power Projects Limited | Redditch North | Hewell Road |  | Redditch |  | B97 6BB | United Kingdom | 403433.55 | 268347.283 | FECKENHAM 66 11kV S STN | Feckenham 66/11kV | REDDITCH NORTH 66 11kV S STN | 33 | Western Power Distribution (West Midlands) plc | Fossil Gas | Engine (combustion / reciprocating) | No | 0 | 7.12 | 7.495 | [12 empty] | No | Accecpted to Connect | 2021-09-14 | [6 empty] | 7.495 | 7.12 | 7.495 | 0.21 | 0.221 | 10/11/2020 | N/A
1100050222482 | EDL (UK) LFG Generation Limited | WELLINGBOROUGH SIDEGATE LANE (EDL) | EXPORT SITE | SIDEGATE LANE | WELLINGBOROUGH | NORTHAMPTONSHIRE | NN8 1RN | United Kingdom |  |  | GRENDON 132kV S STN | WELLINGBOROUGH 33kV S STN | CANNON STREET 33 11kV S STN | 11 | Western Power Distribution (East Midlands) plc | Biofuel landfill gas | Gas turbine (OCGT) | No | 0 | 3.401 | 3.58 | [12 empty] | No | Connected | 2021-09-14 | 3.58 | 2.422 | 2.55 | 0.038 | 0.04 | 13/02/2000
1160001449648 | Islip Solar Park Ltd | Colpmans Farm, Islip, Kettering | COLPMANS FARMHOUSE | INSLIP | KETTERING | NORTHAMPTONSHIRE | NN14 3LT | United Kingdom | 498636.382 | 278122.634 | GRENDON 132kV S STN | IRTHLINGBOROUGH 33kV S STN | THRAPSTON 33 11kV S STN | 11 | Western Power Distribution (East Midlands) plc | Solar | Photovoltaic | No | 0 | 4.75 | 5 | [12 empty] | No | Connected | 2021-09-14 | 5 | 4.75 | 5 | 0.048 | 0.05 | 21/07/2011
2200042014791 | Bridgewater Solar Limited | Summerway Drove PV Generator Site | WESTERNZOYLAND ROAD |  | BRIDGWATER | SOMERSET | TA7 0HY | United Kingdom | 332371.444 | 136492.023 | Bridgwater S.G.P. | Bridgwater Grid Bsp | Bath Road Primary | 11 | Western Power Distribution (South West) plc | Solar | Photovoltaic | No | 0 | 1.647 | 1.734 | [12 empty] | No | Connected | 2021-09-14 | 1.734 | 1.615 | 1.7 | 0.048 | 0.05 | 27/09/2011
2200042042975 | AEE Renewables UK 15 Limited | AXMINSTER BEECHGROVE FARM HAWKCHURCH 33kV PV | HAWCHURCH |  | AXMINSTER | DEVON | EX13 5TX | United Kingdom | 334887.745 | 99205.479 | Axminster S.G.P. | Woodcote Bsp | 33kV connection | 33 | Western Power Distribution (South West) plc | Solar | Photovoltaic | No | 0 | 8.55 | 9 | [12 empty] | No | Connected | 2021-09-14 | 9 | 4.275 | 4.5 | 0.013 | 0.014 | 12/10/2011
2199989641360 | Green Frog Power 214 Limited | TREGARON 33/11kV LLANDDEWI BREFI ROAD | LLANDDEWI BREFI ROAD |  | TREGARON | CEREDIGION | SY25 6JR | United Kingdom | 267766.802 | 259110.965 | Swansea North Grid | Lampeter Grid | Tregaron | 11 | Western Power Distribution (South Wales) plc | Fossil oil | Engine (combustion / reciprocating) | No | 0 | 9.737 | 10.25 | [12 empty] | No | Connected | 2021-09-14 | 10.25 | 9.5 | 10 | 0.095 | 0.1 | 17/10/2011
2200042019354 | Puriton Solar Limited | PURITON BLACKDITCH WOOLAVINGTON ROAD (33kV) |  |  | PURITON | SOMERSET | TA7 8AD | United Kingdom | 332518.854 | 142902.838 | Bridgwater S.G.P. | Bridgwater Grid Bsp | 33kV connection | 33 | Western Power Distribution (South West) plc | Solar | Photovoltaic | No | 0 | 4.075 | 4.29 | [12 empty] | No | Connected | 2021-09-14 | 4.29 | 4.075 | 4.29 | 0.005 | 0.005 | 23/09/2011
2200031824524 | Imerys Minerals Limited | Lee Moor |  |  | PLYMOUTH | DEVON | PL7 5JR | United Kingdom | 256268.364 | 61189.805 | Abham S.G.P. | Plympton Bsp | Torycombe | 11 | Western Power Distribution (South West) plc | Fossil oil | Engine (combustion / reciprocating) | No | 0 | 6.412 | 6.75 | [12 empty] | No | Connected | 2021-09-14 | 6.75 | 5.557 | 5.85 | 6.65 | 7 | 01/03/2011
2100041023930 | Risen Energy Projects 1 Limited | USK LLANCAYO SOLAR GENERATION SITE | LLANCAYO | ABERGAVENNY ROAD | USK | MONMOUTHSHIRE | NP15 1HY | United Kingdom | 336397.341 | 202939.735 | Uskmouth | Panteg 66kv Sw. Site | Usk | 11 | Western Power Distribution (South Wales) plc | Solar | Photovoltaic | No | 0 | 3.705 | 3.9 | [12 empty] | No | Connected | 2021-09-14 | 3.9 | 3.705 | 3.9 | 0.019 | 0.02 | 30/07/2011
2200042001621 | NextPower Trevemper Limited | NEWQUAY TREVEMPER SOLAR FARM | TREVEMPER |  | NEWQUAY | CORNWALL | TR8 5EL | United Kingdom | 181121.851 | 59751.405 | Indian Queens S.G.P. | Fraddon Bsp | Newquay Trevemper | 11 | Western Power Distribution (South West) plc | Solar | Photovoltaic | No | 0 | 1.545 | 1.626 | [12 empty] | No | Connected | 2021-09-14 | 1.626 | 1.615 | 1.7 | 0.014 | 0.015 | 28/07/2011
2200041941700 | KS SPV1 Limited | Trefullock Solar Farm | SUMMERCOURT |  | TRURO | CORNWALL | TR8 5BH | United Kingdom | 189993.362 | 56132.272 | Indian Queens S.G.P. | Fraddon Bsp | Fraddon | 11 | Western Power Distribution (South West) plc | Solar | Photovoltaic | No | 0 | 4.893 | 5.151 | [12 empty] | No | Connected | 2021-09-14 | 5.151 | 4.75 | 5 | 0.048 | 0.05 | 27/07/2011
2100041013923 | West SL Holdings Ltd | Rhosygilwen Mansion | RHOSHILL |  | CARDIGAN | DYFED | SA43 2TW | United Kingdom | 220447.472 | 240746.08 | Swansea North Grid | Rhos Grid | Bridell | 11 | Western Power Distribution (South Wales) plc | Solar | Photovoltaic | No | 0 | 1.9 | 2 | [12 empty] | No | Connected | 2021-09-14 | 2 | 1.9 | 2 | 0.048 | 0.05 | 08/07/2011
2200041987314 | Royal United Hospital Bath NHS Trust | BATH COMBE PARK - Royal United Hospital | COMBE PARK |  | BATH |  | BA1 3NG | United Kingdom | 373035.992 | 166065.83 | Melksham S.G.P. | Bath (Dolemeads) 132 | Combe Park | 6.6 | Western Power Distribution (South West) plc | Fossil oil | Engine (combustion / reciprocating) | No | 0 | 1.962 | 2.065 | [12 empty] | No | Connected | 2021-09-14 | 2.065 | 3.865 | 4.068 | 2.565 | 2.7 | 07/10/2011
2200041984085 | Palk Power Limited | TAUNTON ADJ LETHBRIDGE PARK PV GENERATOR | ASH PRIORS |  | TAUNTON | SOMERSET | TA4 3NG | United Kingdom | 316203.042 | 129864.475 | Taunton S.G.P. | Taunton Main Bsp | Lydeard St Lawrence Primary | 11 | Western Power Distribution (South West) plc | Solar | Photovoltaic | No | 0 | 1.615 | 1.7 | [12 empty] | No | Connected | 2021-09-14 | 1.7 | 1.71 | 1.8 | 0.043 | 0.045 | 07/07/2011
2200041978807 | Trenouth Solar Farm Limited | Trenouth Farm 33kV Solar Park | ST ERVAN |  | WADEBRIDGE | CORNWALL | PL27 7SQ | United Kingdom | 190941.993 | 70234.886 | Indian Queens S.G.P. | Fraddon Bsp | 33kV connection | 33 | Western Power Distribution (South West) plc | Solar | Photovoltaic | No | 0 | 3.8 | 4 | [12 empty] | No | Connected | 2021-09-14 | 4 | 3.8 | 4 | 0.048 | 0.05 | 11/07/2011
2200041978737 | East Langford Solar Limited | East Langford 33kV Solar Park | KILKHAMPTON |  | BUDE | CORNWALL | EX23 9SA | United Kingdom | 228391.672 | 110416.505 | Alverdiscott S.G.P. | Pyworthy Bsp | 33kV connection | 33 | Western Power Distribution (South West) plc | Solar | Photovoltaic | No | 0 | 4.75 | 5 | [12 empty] | No | Connected | 2021-09-14 | 5 | 4.75 | 5 | 0.033 | 0.035 | 11/07/2011
2200041979883 | Kala Power Limited | Howton Farm 33kV Solar Park | HOWTON FARM | PILLATON | SALTASH | CORNWALL | PL12 6QY | United Kingdom | 237270.902 | 63258.736 | Landulph S.G.P. | Landulph Bsp | 33kV connection | 33 | Western Power Distribution (South West) plc | Solar | Photovoltaic | No | 0 | 4.748 | 4.998 | [12 empty] | No | Connected | 2021-09-14 | 4.998 | 4.75 | 5 | 0.033 | 0.035 | 11/07/2011
2200041978782 | Manor Farm Solar Limited | ST AUSTELL MANOR FARM 33KV SOLAR PARK | BURNGULLOW LANE | HIGH STREET | ST. AUSTELL | CORNWALL | PL26 7TQ | United Kingdom | 198751.17 | 52161.446 | Indian Queens S.G.P. | Fraddon Bsp | 33kV connection | 33 | Western Power Distribution (South West) plc | Solar | Photovoltaic | No | 0 | 3.8 | 4 | [12 empty] | No | Connected | 2021-09-14 | 4 | 4.75 | 5 | 0.034 | 0.036 | 11/07/2011
2200041978861 | Churchtown Farm Solar Limited | HAYLE CHURCHTOWN FARM 33KV SOLAR PARK | NANTERROW LANE | GWITHIAN | CONNOR DOWNS | CORNWALL | TR27 5BX | United Kingdom | 160029.812 | 40540.919 | Indian Queens S.G.P. | Camborne Bsp | 33kV connection | 33 | Western Power Distribution (South West) plc | Solar | Photovoltaic | No | 0 | 3.8 | 4 | [12 empty] | No | Connected | 2021-09-14 | 4 | 4.75 | 5 | 0.034 | 0.036 | 11/07/2011
2200041973446 | Meri Power Limited | WADEBRIDGE BENBOLE SOLAR FARM ST KEW | ST. KEW HIGHWAY |  | BODMIN | CORNWALL | PL30 3EF | United Kingdom | 202833.847 | 74863.711 | Indian Queens S.G.P. | St Tudy Bsp | Wadebridge | 11 | Western Power Distribution (South West) plc | Solar | Photovoltaic | No | 0 | 1.906 | 2.006 | [12 empty] | No | Connected | 2021-09-14 | 2.006 | 1.9 | 2 | 0.048 | 0.05 | 31/07/2011
2200041982167 | Langage Solar Park Limited | PLYMOUTH LOWER LANGAGE FARM | LANGAGE CROSS TO VOSS CROSS |  | PLYMPTON | DEVON | PL7 5AW | United Kingdom | 257485.232 | 56308.059 | Abham S.G.P. | Plympton Bsp | Langage | 11 | Western Power Distribution (South West) plc | Solar | Photovoltaic | No | 0 | 4.655 | 4.9 | [12 empty] | No | Connected | 2021-09-14 | 4.9 | 4.745 | 4.995 | 0.024 | 0.025 | 01/08/2011
2100040960619 | Pennant Walters (Maesgwyn) Limited | Glyn Neath Maesgwyn Wind Farm | MAESGWYN |  | GLYNNEATH | WEST GLAMORGAN | SA10 9LR | United Kingdom | 286472.623 | 208909.164 | Swansea North Grid | 132kV connection | 132kV connection | 132 | Western Power Distribution (South Wales) plc | Wind | Onshore wind turbines | No | 0 | 34.2 | 36 | [12 empty] | No | Connected | 2021-09-14 | 36 | 34.2 | 36 | 0.475 | 0.5 | 14/03/2011
2200041930498 | Devon Wind Power | BARNSTAPLE LUSCOTT BARTON FULLABROOK WINDFARM | FULLABROOK SUBSTATION | LUSCOTT BARTON | ASHFORD | NORTH DEVON | EX31 4DD | United Kingdom | 252068.093 | 136255.254 | Alverdiscott S.G.P. | 132kV connection | 132kV connection | 132 | Western Power Distribution (South West) plc | Wind | Onshore wind turbines | No | 0 | 62.7 | 66 | [12 empty] | No | Connected | 2021-09-14 | 66 | 66 | 69.474 | 0.76 | 0.8 | 20/05/2011
2200041937953 | Nima Power Limited | TRURO WHEAL JANE SOLAR FARM BALDHU | BALDHU |  | TRURO | CORNWALL | TR3 6EE | United Kingdom | 177490.7 | 42518.667 | Indian Queens S.G.P. | Truro Bsp | Twelveheads. | 11 | Western Power Distribution (South West) plc | Solar | Photovoltaic | No | 0 | 1.254 | 1.32 | [12 empty] | No | Connected | 2021-09-14 | 1.32 | 1.254 | 1.32 | 0.048 | 0.05 | 31/07/2011
none | Welsh Power Group Limited | Plot 3 | Forge Way | Knypersley | Staffordshire |  | ST8 7DN | United Kingdom | 388131.569 | 355757.282 | Cellarhead 132kV | WHITFIELD 132 33kV S STN | KNYPERSLEY 33 11kV S STN | 33 | Western Power Distribution (West Midlands) plc | Fossil Gas | Engine (combustion / reciprocating) | Yes | 0 | 7.012 | 7.381 | [12 empty] | No | Accecpted to Connect | 2021-09-14 | [6 empty] | 7.381 | 7.012 | 7.381 | 0.36 | 0.379 | 18/02/2021 | N/A
2100040992995 | Tesco Stores Limited | Tesco Magor Distribution Centre | DISTRIBUTION SITE | MAGOR | CALDICOT | GWENT | NP19 0TX | United Kingdom | 340379.013 | 186277.22 | Uskmouth | Magor Grid | Magor Primary | 11 | Western Power Distribution (South Wales) plc | Wind | Onshore wind turbines | No | 0 | 0.76 | 0.8 | [12 empty] | No | Connected | 2021-09-14 | 0.8 | 0.285 | 0.3 | 0.95 | 1 | 01/03/2011
2100040989431 | Wind Assets LLP | Ferndale Windfarm | FORESTRY ACCESS TRACK | OFF HEOL PENDYRUS | FERNDALE | MID GLAMORGAN | CF43 3RG | United Kingdom | 299324.63 | 195946.548 | Upper Boat | Upper Boat Bsp | 33kV connection | 33 | Western Power Distribution (South Wales) plc | Wind | Onshore wind turbines | No | 0 | 6.08 | 6.4 | [12 empty] | No | Connected | 2021-09-14 | 6.4 | 6.08 | 6.4 | 0.19 | 0.2 | 01/04/2011
2200041919616 | KWTN Solar Limited | CHARD JUNCTION TRANSPORT & WAREHOUSE | TRANSPORT & WAREHOUSE | EXPORT GENERATION | CHARD | SOMERSET | TA20 4QN | United Kingdom | 334126.195 | 104927.567 | Axminster S.G.P. | Woodcote Bsp | Waterlake Primary | 11 | Western Power Distribution (South West) plc | Solar | Photovoltaic | No | 0 | 2.702 | 2.844 | [12 empty] | No | Connected | 2021-09-14 | 2.844 | 2.776 | 2.922 | 0.057 | 0.06 | 26/05/2010
2200041857475 | Crimp Wind Power Limited | BUDE CRIMP MORWENSTOW (IMPORT/EXPORT) WIND TURBINES | MORWENSTOW |  | BUDE | CORNWALL | EX23 9PD | United Kingdom | 224423.787 | 114822.991 | Alverdiscott S.G.P. | Pyworthy Bsp | Morwenstow | 11 | Western Power Distribution (South West) plc | Wind | Onshore wind turbines | No | 0 | 2.565 | 2.7 | [12 empty] | No | Connected | 2021-09-14 | 2.7 | 2.565 | 2.7 | 0.19 | 0.2 | 01/11/2010
2200041786683 | Good Energy Delabole Windfarm Limited | CAMELFORD DELABOLE 33KV SUPPLY (ROCKHEAD) | DELI FARM |  | DELABOLE | CORNWALL | PL33 9BZ | United Kingdom | 208228.869 | 84327.855 | Indian Queens S.G.P. | St Tudy Bsp | 33kV connection | 33 | Western Power Distribution (South West) plc | Wind | Onshore wind turbines | No | 0 | 8.74 | 9.2 | [12 empty] | No | Connected | 2021-09-14 | 9.2 | 8.74 | 9.2 | 0.095 | 0.1 | 05/10/2010
2200041845850 | Goonhilly Limited | HELSTON GOONHILLY WIND FARM 33kV | CURY |  | HELSTON | CORNWALL | TR12 7BA | United Kingdom | 170772.239 | 20623.993 | Indian Queens S.G.P. | Rame Bsp | 33kV connection | 33 | Western Power Distribution (South West) plc | Wind | Onshore wind turbines | No | 0 | 11.4 | 12 | [12 empty] | No | Connected | 2021-09-14 | 12 | 11.4 | 12 | 0.142 | 0.15 | 10/08/2010
2100041213572 | Dwr Cymru Welsh Water | CARDIFF ROVER WAY WWTW | ROVER WAY |  | CARDIFF | SOUTH GLAMORGAN | CF24 2RX | United Kingdom |  |  | Cardiff East [ /Aberthaw] | Rover Way | 11kV Connection | 11 | Western Power Distribution (South Wales) plc | Biofuel landfill gas | Gas turbine (OCGT) | No | 0 | 6.346 | 6.68 | [12 empty] | No | Connected | 2021-09-14 | 6.68 | 4.446 | 4.68 | 7.157 | 7.534 | 01/07/2014
2200041825924 | Cory Environmental (Gloucestershire) Ltd | BRISTOL CATTYBROOK RD NORTH SHORTWOOD TIP HVM | SHORTWOOD |  | BRISTOL | NORTH SOMERSET | BS16 9NN | United Kingdom | 368013.68 | 176696.096 | Iron Acton S.G.P. | Lockleaze Bsp 132kv | Mangotsfield | 11 | Western Power Distribution (South West) plc | Fossil Gas | Engine (combustion / reciprocating) | No | 0 | 3.121 | 3.285 | [12 empty] | No | Connected | 2021-09-14 | 3.285 | 2.09 | 2.2 | 0.043 | 0.045 | 01/08/2010
none | Balance Power Projects Ltd | Balance Power Projects Ltd | Royal Oak Way North |  | Daventry |  | NN11 8PQ | United Kingdom | 456398.15 | 262850.886 | COVENTRY 132kV S STN | DAVENTRY 33KV S STN | BRAUNSTON ROAD 33 11kV S STN | 33 | Western Power Distribution (East Midlands) plc | Fossil Gas | Gas turbine (OCGT) | No | 0 | 7 | 7.368 | [12 empty] | No | Accecpted to Connect | 2021-09-14 | [6 empty] | 7.368 | 7 | 7.368 | 0.025 | 0.026 | 03/01/2020 | N/A
none | Ave 003 Limited | Ave 003 Limited | Devon Street |  | Birmingham |  | B7 4TH | United Kingdom | 409741.682 | 289843.811 | NECHELLS EAST 132kV S STN | NECHELLS WEST 132 25kV S STN | Nechells West 132/25/11kV | 33 | Western Power Distribution (West Midlands) plc | Fossil Gas | Engine (combustion / reciprocating) | Yes | 0 | 7 | 7.368 | [12 empty] | No | Accecpted to Connect | 2021-09-14 | [6 empty] | 7.368 | 7 | 7.368 | 0.15 | 0.158 | 09/07/2019 | N/A
2100040878016 | Statkraft Wind (UK) Limited | Blaengwen Wind Farm |  |  | ALLTWALLIS | CARMARTHEN | SA32 7EE | United Kingdom | 245694.533 | 232845.066 | Swansea North Grid | 132kV connection | 132kV connection | 132 | Western Power Distribution (South Wales) plc | Wind | Onshore wind turbines | No | 0 | 22.99 | 24.2 | [12 empty] | No | Connected | 2021-09-14 | 24.2 | 21.85 | 23 | 0.95 | 1 | 01/11/2009
2100040841780 | Pendine Wind Farm Limited | PENDINE CARMARTHENSHIRE IMP/EXP PARC CYNOG GENERATOR | COLSTON |  | PENDINE | CARMARTHENSHIRE | SA33 4PY | United Kingdom | 225773.158 | 209492.609 | Swansea North Grid | Carmarthen Grid | 33kV connection | 33 | Western Power Distribution (South Wales) plc | Wind | Onshore wind turbines | No | 0 | 4.56 | 4.8 | [12 empty] | No | Connected | 2021-09-14 | 4.8 | 4.56 | 4.8 | 0.261 | 0.275 | 01/08/2009
2200041625587 | Viridor Waste Management Ltd | NEWTON ABBOT 33KV CONNECTION HEATHFIELD LANDFILL & RECYCLING CENTRE | FOSTERVILLE | SANDYGATE | NEWTON ABBOT | DEVON | TQ12 3GP | United Kingdom | 285997.308 | 76004.577 | Abham S.G.P. | Newton Abbot Bsp (Forde Road) | 33kV connection | 33 | Western Power Distribution (South West) plc | Fossil Gas | Engine (combustion / reciprocating) | No | 0 | 3.325 | 3.5 | [12 empty] | No | Connected | 2021-09-14 | 3.5 | 4.75 | 5 | 0.237 | 0.25 | 01/04/2009
none | Biogas Technology Limited | Axbridge 2 | Prowses Lane |  | Axbridge |  | BS26 2HP | United Kingdom | 343188.357 | 154362.054 | Bridgwater S.G.P. | Churchill Bsp 132kv | 33kV connection | 33 | Western Power Distribution (South West) plc | Fossil Gas | Engine (combustion / reciprocating) | No | 0 | 7 | 7.368 | [12 empty] | No | Accecpted to Connect | 2021-09-14 | [6 empty] | 7.368 | 7 | 7.368 | 0.25 | 0.263 | 04/01/2019 | N/A
none | F R P Mercia Holdco Ltd | Park Farm Industrial Estate | Land Off Woolaston Road |  | Redditch |  | B98 7SG | United Kingdom | 405912.183 | 266424.79 | FECKENHAM 66 11kV S STN | Feckenham 66/11kV | IPSLEY 66 11kV S STN | 33 | Western Power Distribution (West Midlands) plc | Fossil Gas | Engine (combustion / reciprocating) | No | 0 | 6.9 | 7.263 | [12 empty] | No | Accecpted to Connect | 2021-09-14 | [6 empty] | 7.263 | 6.9 | 7.263 | 0.15 | 0.158 | 14/02/2020 | N/A |  |  |  | Y | D_WPD_WM_011
2100040719983 | Western Bio-Energy Limited | Biomass Generation Site Margam | LONGLAND LANE |  | MARGAM | SOUTH GLAMORGAN | SA13 2NR | United Kingdom | 279079.513 | 186108.057 | Pyle Grid | Pyle Bsp | 33kV connection | 33 | Western Power Distribution (South Wales) plc | Biomass | Steam turbine (thermal power plant) | No | 0 | 18.05 | 19 | [12 empty] | No | Connected | 2021-09-14 | 19 | 15.01 | 15.8 | 1.9 | 2 | 01/07/2008
1470001258950 | Muller Yogurts And Desserts | MULLER DAIRY UK LIMITED | TERN VALLEY BUSINESS PARK |  | MARKET DRAYTON | SHROPSHIRE | TF9 3SQ | United Kingdom | 367682.91 | 333902.204 | Cellarhead 132kV | MEAFORD C 132kV S STN | MARKET DRAYTON 33 11kV S STN | 33 | Western Power Distribution (West Midlands) plc | Waste | Engine (combustion / reciprocating) | Yes | 0 | 6.5 | 6.842 | [12 empty] | No | Accecpted to Connect | 2021-09-14 | [6 empty] | 6.842 | 6 | 6.316 | 20 | 21.053 | 28/10/2020 | N/A
2100040694051 | Resources Management U K Limited | Withyhedges Landfill Site, Haverfordwest | WITHYHEDGE LANDFILL SITE | RUDBAXTON | HAVERFORDWEST | DYFED | SA62 4DB | United Kingdom | 197331.921 | 221499.911 | Pembroke Power Station | Haverfordwest Grid | 33kV connection | 33 | Western Power Distribution (South Wales) plc | Biofuel landfill gas | Gas turbine (OCGT) | No | 0 | 2.185 | 2.3 | [12 empty] | No | Connected | 2021-09-14 | 2.3 | 2.185 | 2.3 | 0.038 | 0.04 | 01/09/2007
2200041499762 | Shooters Bottom Windpark Limited | CHEWTON MENDIP SHOOTERS BOTTOM WINDFARM | TOWNSHEAD LANE | CHEWTON MENDIP | RADSTOCK | NORTH SOMERSET | BA3 4LU | United Kingdom | 359461.472 | 150776.277 | Seabank Sgp | Radstock Bsp 132kv | 33kV connection | 33 | Western Power Distribution (South West) plc | Wind | Onshore wind turbines | No | 0 | 1.9 | 2 | [12 empty] | No | Connected | 2021-09-14 | 2 | 1.9 | 2 | 0.033 | 0.035 | 01/06/2008
2200041652386 | Wessex Water Services Ltd | WIVELISCOMBE MAUNDOWN | MAUNDOWN WATER TREATMENT WORKS | WIVELISCOMBE | TAUNTON | SOMERSET | TA4 2BU | United Kingdom | 306332.547 | 129177.744 | Taunton S.G.P. | Taunton Main Bsp | Wiveliscombe | 11 | Western Power Distribution (South West) plc | Fossil oil | Engine (combustion / reciprocating) | No | 0 | 1.763 | 1.856 | [12 empty] | No | Connected | 2021-09-14 | 1.856 | 1.425 | 1.5 | 0.551 | 0.58 | 11/03/2008
2200041394261 | Viridor Waste Management Ltd | LISKEARD LEAN QUARRY HV GENERATION | LEAN QUARRY | HORNINGTOPS | LISKEARD | CORNWALL | PL14 3QD | United Kingdom | 226855.729 | 61359.591 | Landulph S.G.P. | St Germans Bsp | Liskeard | 11 | Western Power Distribution (South West) plc | Biofuel landfill gas | Gas turbine (OCGT) | No | 0 | 1.9 | 2 | [12 empty] | No | Connected | 2021-09-14 | 2 | 1.9 | 2 | 0.19 | 0.2 | 01/09/2007
2200041327140 | Roskrow Barton Limited | FALMOUTH ROSKROW BARTON WIND FARM | ROSKROW |  | PENRYN | CORNWALL | TR10 9AW | United Kingdom | 175943.166 | 35253.037 | Indian Queens S.G.P. | Rame Bsp | Falmouth Bickland Hl | 11 | Western Power Distribution (South West) plc | Wind | Onshore wind turbines | No | 0 | 1.615 | 1.7 | [12 empty] | No | Connected | 2021-09-14 | 1.7 | 1.615 | 1.7 | 0.048 | 0.05 | 01/11/2007
2100040485940 | Infinis Ltd | PWLLFAWATKIN LANDFILL SITE | RHY DY FRO | PONTARDAWE | SWANSEA | WEST GLAMORGAN | SA8 4XR | United Kingdom | 269975.89 | 208566.467 | Swansea North Grid | Ystradgynlais Grid | 33kV connection | 33 | Western Power Distribution (South Wales) plc | Biofuel landfill gas | Gas turbine (OCGT) | No | 0 | 4.894 | 5.152 | [12 empty] | No | Connected | 2021-09-14 | 5.152 | 4.18 | 4.4 | 0.19 | 0.2 | 01/09/2005
2189999997345 | Beaufort Wind Limited | TAFF ELY WINDFARM | BLACKMILL |  | TONYREFAIL | MID GLAMORGAN | CF39 8EG | United Kingdom | 298577.385 | 186407.345 | Upper Boat | Upper Boat Bsp | 33kV connection | 33 | Western Power Distribution (South Wales) plc | Wind | Onshore wind turbines | No | 0 | 8.55 | 9 | [12 empty] | No | Connected | 2021-09-14 | 9 | 10.45 | 11 | 0.095 | 0.1 | 25/02/1993
2189999997390 | Renewable Energy Systems Limited | DYFFRYN BRODYN WINDFARM | BLAENWAUN |  | WHITLAND | DYFED | SA34 0JA | United Kingdom | 221992.514 | 226902.558 | Swansea North Grid | Carmarthen Grid | 33kV connection | 33 | Western Power Distribution (South Wales) plc | Wind | Onshore wind turbines | No | 0 | 5.225 | 5.5 | [12 empty] | No | Connected | 2021-09-14 | 5.5 | 5.7 | 6 | 0.095 | 0.1 | 07/10/1994
2100040609507 | Biffa Waste Services Limited | TRECATTI LANDFILL SITE 33KV GENERATION SCHEME | TRECATTI LANDFILL SITE | PANT Y WAUN | MERTHYR TYDFIL | MID GLAMORGAN | CF48 4AB | United Kingdom |  |  | Upper Boat | Merthyr East Grid | 33kV connection | 33 | Western Power Distribution (South Wales) plc | Biofuel landfill gas | Gas turbine (OCGT) | No | 0 | 7.362 | 7.75 | [12 empty] | No | Connected | 2021-09-14 | 7.75 | 4.845 | 5.1 | 0.807 | 0.85 | 01/01/2007
2100040255544 | Novera Energy Generation No.2 Limited | Aberdare Bryn Pica Landfill Site | BRYN PICA LANDFILL | ABERNANT ROAD | ABERDARE | MID GLAMORGAN | CF44 0PY | United Kingdom | 300881.721 | 205186.659 | Swansea North Grid | Hirwaun Grid | Aberdare | 11 | Western Power Distribution (South Wales) plc | Biofuel landfill gas | Gas turbine (OCGT) | No | 0 | 3.004 | 3.162 | [12 empty] | No | Connected | 2021-09-14 | 3.162 | 2.47 | 2.6 | 0.095 | 0.1 | 01/10/2006
2200041209989 | Viridor Waste Management Ltd | HEMYOCK BROADPATH LANDFILL HEMYOCK PRIMARY SUBSTATION IMPORT/EXPORT | BROADPATH LANDFILL SITE | UFFCULME | CULLOMPTON | DEVON | EX15 3EP | United Kingdom | 312100 | 113950 | Exeter Main S.G.P. | Tiverton Bsp | Hemyock | 11 | Western Power Distribution (South West) plc | Biofuel landfill gas | Gas turbine (OCGT) | No | 0 | 4.94 | 5.2 | [12 empty] | No | Connected | 2021-09-14 | 5.2 | 4.75 | 5 | 0.237 | 0.25 | 01/10/2005
2100040067477 | Uk Power Reserve Limited | BRIDGEND SOUTH CORNELLY SERVICES | SOUTH CORNELLY TRADING ESTATE | SOUTH CORNELLY | BRIDGEND | MID GLAMORGAN | CF33 4RE | United Kingdom | 282134.273 | 180038.977 | Pyle Grid | Pyle Bsp | 33kV connection | 33 | Western Power Distribution (South Wales) plc | Fossil Gas | Engine (combustion / reciprocating) | No | 0 | 11.884 | 12.51 | [12 empty] | No | Connected | 2021-09-14 | 12.51 | 9.12 | 9.6 | 0.285 | 0.3 | 12/12/2001
none | Gridserve Emea Depc Ltd | GS394 Plymouth Centre | Outland Road |  | Plymouth |  | PL2 3PG | United Kingdom | 246625.27 | 55958.333 | Landulph S.G.P. | Milehouse Bsp | 33kV connection | 33 | Western Power Distribution (South West) plc | Storage battery | Battery | No | 0 | 6.48 | 6.821 | [12 empty] | No | Accecpted to Connect | 2021-09-14 | [6 empty] | 6.821 | 6 | 6.316 | 6 | 6.316 | 10/08/2020 | N/A
2100040126333 | WINDJEN (BLAEN BOWI) LTD | BLAEN BOWI WIND FARM | CAPEL IWAN |  | NEWCASTLE EMLYN | CARMARTHENSHIRE | SA38 9NG | United Kingdom | 233020.372 | 235875.176 | Swansea North Grid | Rhos Grid | 33kV connection | 33 | Western Power Distribution (South Wales) plc | Wind | Onshore wind turbines | No | 0 | 4.655 | 4.9 | [12 empty] | No | Connected | 2021-09-14 | 4.9 | 4.655 | 4.9 | 0.095 | 0.1 | 06/03/2003
2200031825801 | Infinis (Re-Gen) Limited | BRIDGWATER WALPOLE LANDFILL 2 Exit Point's IMPORT/EXPORT SITE | WALPOLE |  | BRIDGWATER | SOMERSET | TA6 4TF | United Kingdom |  |  | Bridgwater S.G.P. | Bridgwater Grid Bsp | Bath Road Primary | 11 | Western Power Distribution (South West) plc | Biofuel landfill gas | Gas turbine (OCGT) | No | 0 | 4.685 | 4.932 | [12 empty] | No | Connected | 2021-09-14 | 4.932 | 3.325 | 3.5 | 0.184 | 0.194 | 01/06/2006
2200041310085 | First Corporate Shipping Limited | BRISTOL AVONMOUTH ROYAL EDWARD DOCKS | AVONMOUTH DOCKS |  | BRISTOL |  | BS11 9DQ | United Kingdom | 351444.695 | 178566.09 | Seabank Sgp | Avonmouth Bsp | Avonmouth Docks | 6.6 | Western Power Distribution (South West) plc | Wind | Onshore wind turbines | No | 0 | 4.37 | 4.6 | [12 empty] | No | Connected | 2021-09-14 | 4.6 | 4.37 | 4.6 | 4.142 | 4.36 | 01/04/1991
2100040495600 | FFYNNON OER WINDFARM LIMITED | FFYNNON OER WIND FARM | BLAENCREAGAN | RESOLVEN | NEATH | WEST GLAMORGAN | SA11 4HY | United Kingdom | 284880.483 | 198369.939 | Grange | Grange Bsp | 33kV connection | 33 | Western Power Distribution (South Wales) plc | Wind | Onshore wind turbines | No | 0 | 32.015 | 33.7 | [12 empty] | No | Connected | 2021-09-14 | 33.7 | 32.015 | 33.7 | 0.038 | 0.04 | 21/03/2006
2200040211728 | Andigestion Limited | HOLSWORTHY MANWORTHY IMPORT/EXPORT SITE |  |  | HOLSWORTHY | DEVON | EX22 7BL | United Kingdom | 234434.377 | 105752.924 | Alverdiscott S.G.P. | Pyworthy Bsp | Holsworthy | 11 | Western Power Distribution (South West) plc | Biofuel landfill gas | Gas turbine (OCGT) | No | 0 | 4.882 | 5.1387 | [12 empty] | No | Connected | 2021-09-14 | 5.1387 | 4.75 | 5 | 0.237 | 0.25 | 01/04/2005
2200042557468 | Conrad (Drove) Limited | BRIDGWATER, GFE GENERATING STATION, THE DROVE | The Drove | Bridgwater |  | Somerset | TA6 4DR | United Kingdom | 330299.568 | 137870.551 | Bridgwater S.G.P. | Bridgwater Grid Bsp | Bath Road Primary | 11 | Western Power Distribution (South West) plc | Fossil Gas | Gas turbine (OCGT) | No | 0 | 6.036 | 6.354 | [12 empty] | No | Connected | 2021-09-14 | 6.354 | 5.7 | 6 | 0.285 | 0.3 | 23/10/2015
2100040331994 | Viridis Energy (Norgen) Limited | BRITON FERRY Landfill Generation | GIANTS GRAVE ROAD | BRITON FERRY | NEATH | SOUTH GLAMORGAN | SA11 2LN | United Kingdom | 273392.35 | 195347.973 | Swansea North Grid | Briton Ferry Grid | Wern | 11 | Western Power Distribution (South Wales) plc | Biofuel landfill gas | Gas turbine (OCGT) | No | 0 | 1.092 | 1.15 | [12 empty] | No | Connected | 2021-09-14 | 1.15 | 2.185 | 2.3 | 0.076 | 0.08 | 01/09/2004
2199989630606 | Infinis (Re-Gen) Limited | SWANSEA TIR JOHN LANDFILL SITE | PORT TENNANT |  | SWANSEA | WEST GLAMORGAM | SA1 8QP | United Kingdom | 268888.828 | 193516.105 | Swansea North Grid | Tir John Power Station | Tir John Primary | 6.6 | Western Power Distribution (South Wales) plc | Biomass | Steam turbine (thermal power plant) | No | 0 | 2.935 | 3.09 | [12 empty] | No | Connected | 2021-09-14 | 3.09 | 3.23 | 3.4 | 0.095 | 0.1 | 01/10/2003
2200040571122 | Connon Bridge Energy Limited | LISKEARD CONNON BRIDGE 33KV GEN PROJECT 2 IMPORT/EXPORT | CONNON BRIDGE LANDFILL SITE | EAST TAPHOUSE | LISKEARD | CORNWALL | PL14 4NP | United Kingdom | 217814.133 | 62410.496 | Landulph S.G.P. | St Germans Bsp | 33kV connection | 33 | Western Power Distribution (South West) plc | Biofuel landfill gas | Gas turbine (OCGT) | No | 0 | 7.362 | 7.75 | [12 empty] | No | Connected | 2021-09-14 | 7.75 | 4.75 | 5 | 0.142 | 0.15 | 01/12/2003
2100040255535 | Novera Energy Generation No.2 Limited | EBBW VALE SILENT VALLEY | CWM |  | EBBW VALE | GWENT | NP23 6PZ | United Kingdom | 318260.189 | 207273.071 | Rassau G.S.P. | Ebbw Vale | Ebbw Vale Primary | 11 | Western Power Distribution (South Wales) plc | Biofuel landfill gas | Gas turbine (OCGT) | No | 0 | 3.008 | 3.166 | [12 empty] | No | Connected | 2021-09-14 | 3.166 | 2.47 | 2.6 | 0.095 | 0.1 | 01/08/2003
2200031824231 | South West Water Ltd | PLYMOUTH DERRIFORD CROWNHILL WATERWORKS | CROWNHILL WATERWORKS | TAVISTOCK ROAD | PLYMOUTH | DEVON | PL6 5DA | United Kingdom |  |  | Landulph S.G.P. | Ernesettle Bsp | Alexandra Road | 11 | Western Power Distribution (South West) plc | Wind | Onshore wind turbines | No | 0 | 1.71 | 1.8 | [12 empty] | No | Connected | 2021-09-14 | 1.8 | 0.237 | 0.25 | 2.375 | 2.5 | 01/07/2004
2200031824213 | South West Water Ltd | OKEHAMPTON ROADFORD RESERVOIR | ROADFORD RESERVOIR |  | LIFTON | DEVON | PL16 0JJ | United Kingdom |  |  | Alverdiscott S.G.P. | Pyworthy Bsp | 33kV connection | 33 | Western Power Distribution (South West) plc | Wind | Onshore wind turbines | No | 0 | 1.805 | 1.9 | [12 empty] | No | Connected | 2021-09-14 | 1.9 | 1.14 | 1.2 | 2.85 | 3 | 16/05/1990
2200040203188 | Wessex Water Services Ltd | WESTON SUPER MARE BLACK ROCK SPS IMPORT/EXPORT | WINDWHISTLE ROAD |  | WESTON-SUPER-MARE |  | BS23 4PD | United Kingdom | 332126.667 | 159138.538 | Seabank Sgp | Weston Bsp 132kv | Bournville | 11 | Western Power Distribution (South West) plc | Fossil oil | Engine (combustion / reciprocating) | No | 0 | 1.9 | 2 | [12 empty] | No | Connected | 2021-09-14 | 2 | 1.14 | 1.2 | 1.482 | 1.56 | 01/06/2003
none | Enderby Power Ltd | Warren Park Way | Leicester | Leicester | Leicestershire |  | LE19 4SA | United Kingdom | 453824.494 | 298641.849 | ENDERBY 132kV S STN | WIGSTON 33KV S STN | ALLIANCE AND LEICESTER 33 11kV S STN | 33 | Western Power Distribution (East Midlands) plc | Fossil Gas | Engine (combustion / reciprocating) | Yes | 0 | 6 | 6.316 | [12 empty] | No | Accecpted to Connect | 2021-09-14 | [6 empty] | 6.316 | 6 | 6.316 | 0 | 0 | 08/01/2020 | N/A
2200040473940 | United Downs Geothermal Ltd | REDRUTH UNITED MINES GENERATION ST DAY 33KV | ST DAY |  | REDRUTH | CORNWALL | TR16 5HU | United Kingdom | 174624.491 | 41380.251 | Indian Queens S.G.P. | Rame Bsp | 33kV connection | 33 | Western Power Distribution (South West) plc | Waste | Engine (combustion / reciprocating) | No | 0 | 2.998 | 3.156 | [12 empty] | No | Connected | 2021-09-14 | 3.156 | 2.992 | 3.15 | 0.19 | 0.2 | 01/04/2003
2200041310094 | First Corporate Shipping Limited | BRISTOL ROYAL PORTBURY DOCKS | ROYAL PORTBURY DOCK | PORTBURY | BRISTOL |  | BS20 7XL | United Kingdom | 349885.571 | 177077.701 | Seabank Sgp | Portishead New Bsp | Royal Portbury Dock | 11 | Western Power Distribution (South West) plc | Wind | Onshore wind turbines | No | 0 | 2.185 | 2.3 | [12 empty] | No | Connected | 2021-09-14 | 2.3 | 1.9 | 2 | 7.125 | 7.5 | 01/03/2003
none | Mercia Power Response Ltd | Mercia Power Response Ltd | Land Off Sookholme Rd | Shirebrook | Mansfield |  | NG20 8SG | United Kingdom | 450584.26 | 366829.447 | CHESTERFIELD 132kV S STN | WHITWELL 33kV S STN | SHIREBROOK 33 11kV S STN | 33 | Western Power Distribution (East Midlands) plc | Fossil Gas | Engine (combustion / reciprocating) | No | 0 | 6 | 6.316 | [12 empty] | No | Accecpted to Connect | 2021-09-14 | [6 empty] | 6.316 | 6 | 6.316 | 0.15 | 0.158 | 05/11/2019 | N/A
2200031825680 | Western Power Generation Ltd | ST MARYS GENERATION STATION IMPORT/EXPORT SITE | ST. MARY'S |  | ISLES OF SCILLY |  | TR21 0LL | United Kingdom | 90704.235 | 10438.788 | Indian Queens S.G.P. | Hayle Bsp | Isles Of Scilly | 11 | Western Power Distribution (South West) plc | Fossil oil | Engine (combustion / reciprocating) | No | 0 | 2.85 | 3 | [12 empty] | No | Connected | 2021-09-14 | 3 | 2.85 | 3 | 0.475 | 0.5 | 01/10/1992
2200032020539 | South West Water Ltd | MARY TAVY GENERATOR IMPORT/EXPORT SITE | MARY TAVY |  | TAVISTOCK | DEVON | PL19 9PR | United Kingdom |  |  | Landulph S.G.P. | Ernesettle Bsp | Tavistock | 11 | Western Power Distribution (South West) plc | Hydro (to be confirmed) | Hydro power system | No | 0 | 2.491 | 2.622 | [12 empty] | No | Connected | 2021-09-14 | 2.622 | 2.755 | 2.9 | 0.095 | 0.1 | 12/04/1996
2200040164254 | Bears Down Wind Farm Ltd | NEWQUAY BEARS DOWN WINDFARM IMPORT/EXPORT SITE | ST. MAWGAN |  | NEWQUAY | CORNWALL | TR8 4RJ | United Kingdom | 190769.761 | 67613.548 | Indian Queens S.G.P. | Fraddon Bsp | 33kV connection | 33 | Western Power Distribution (South West) plc | Wind | Onshore wind turbines | No | 0 | 9.12 | 9.6 | [12 empty] | No | Connected | 2021-09-14 | 9.6 | 9.12 | 9.6 | 0.038 | 0.04 | 03/07/2001
2200031824560 | Imerys Minerals Limited | RETEW IMPORT/EXPORT SITE | RETEW INTAKE | HIGHER FRADDON | ST. COLUMB | CORNWALL | TR9 6LF | United Kingdom | 192472.55 | 56774.567 | Indian Queens S.G.P. | Fraddon Bsp | Fraddon | 11 | Western Power Distribution (South West) plc | Fossil oil | Engine (combustion / reciprocating) | No | 0 | 0.95 | 1 | [12 empty] | No | Connected | 2021-09-14 | 1 | 1.188 | 1.25 | 3.325 | 3.5 | 01/04/1996
none | Liverton 2014 Ltd. | Liverton 2014 Ltd. | LIVERTON BUSINESS PARK |  | EXMOUTH | DEVON | EX8 2NU | United Kingdom | 301034.607 | 82182.439 | Exeter Main S.G.P. | Exmouth Bsp | 33kV connection | 33 | Western Power Distribution (South West) plc | Solar | Photovoltaic | No | 0 | 6 | 6.316 | [12 empty] | No | Accecpted to Connect | 2021-09-14 | [6 empty] | 6.316 | 6 | 6.316 | 0.072 | 0.076 | 26/03/2019 | N/A
2200032108184 | Infinis (Re-Gen) Limited | TORRINGTON DEEP MOOR LANDFILL IMPORT/EXPORT SITE | HIGH BULLEN |  | TORRINGTON | DEVON | EX38 7JA | United Kingdom | 252147.476 | 120963.261 | Alverdiscott S.G.P. | Barnstaple Bsp | Great Torrington | 11 | Western Power Distribution (South West) plc | Biofuel landfill gas | Gas turbine (OCGT) | No | 0 | 2.375 | 2.5 | [12 empty] | No | Connected | 2021-09-14 | 2.5 | 2.304 | 2.425 | 0.057 | 0.06 | 01/06/1999
2200032050436 | Rolls-Royce plc | BRISTOL FILTON IMPORT/EXPORT SITE | GYPSY PATCH LANE | LITTLE STOKE | BRISTOL | NORTH SOMERSET | BS34 5QE | United Kingdom | 360921.444 | 181035.885 | Iron Acton S.G.P. | 132kV connection | 132kV connection | 132 | Western Power Distribution (South West) plc | Fossil Gas | Gas turbine (OCGT) | No | 0 | 57.228 | 60.24 | [12 empty] | No | Connected | 2021-09-14 | 60.24 | 47.5 | 50 | 8.55 | 9 | 01/10/1999
2200032024222 | Rolls-Royce Power Development Limited | EXETER MARSH BARTON IND EST IMPORT/EXPORT SITE | MARSH GREEN ROAD | MARSH BARTON INDUSTRIAL ESTATE | EXETER | DEVON | EX2 8NY | United Kingdom | 292476.238 | 90751.134 | Exeter Main S.G.P. | 132kV connection | 132kV connection | 132 | Western Power Distribution (South West) plc | Fossil Gas | Gas turbine (OCGT) | No | 0 | 61.75 | 65 | [12 empty] | No | Connected | 2021-09-14 | 65 | 55.879 | 58.82 | 0.95 | 1 | 12/05/1999
2200031824436 | Viridor Waste Management Ltd | NEWTON ABBOT SUPPLY A HEATHFIELD LANDFILL IMPORT/EXPORT SITE | JOHN ACRES LANE | FOSTERVILLE | SANDYGATE | DEVON | TQ12 3GP | United Kingdom | 286110.317 | 76064.902 | Abham S.G.P. | Newton Abbot Bsp (Forde Road) | Chudleigh Knighton | 11 | Western Power Distribution (South West) plc | Biofuel landfill gas | Gas turbine (OCGT) | No | 0 | 1.596 | 1.68 | [12 empty] | No | Connected | 2021-09-14 | 1.68 | 2.47 | 2.6 | 0.19 | 0.2 | 02/07/2003
2200040278866 | Viridor Waste Management Ltd | NEWTON ABBOT SUPPLY C HEATHFIELD LANDFILL IMPORT/EXPORT SITE | HEATHFIELD LANDFILL SITE | JOHN ACRES LANE | NEWTON ABBOT | DEVON | TQ12 6EB | United Kingdom | 286114.368 | 76072.5 | Abham S.G.P. | Newton Abbot Bsp (Forde Road) | Chudleigh Knighton | 11 | Western Power Distribution (South West) plc | Biofuel sewage gas | Engine (combustion / reciprocating) | No | 0 | 2.185 | 2.3 | [12 empty] | No | Connected | 2021-09-14 | 2.3 | 3.325 | 3.5 | 0.142 | 0.15 | 01/06/1998
2200040278875 | United Downs Geothermal Ltd | REDRUTH LANDFILL IMPORT/EXPORT SITE | UNITED DOWNS | ST. DAY | REDRUTH | CORNWALL | TR16 5HU | United Kingdom | 174612.973 | 41375.944 | Indian Queens S.G.P. | Truro Bsp | Twelveheads. | 11 | Western Power Distribution (South West) plc | Biofuel landfill gas | Gas turbine (OCGT) | No | 0 | 3.54 | 3.726 | [12 empty] | No | Connected | 2021-09-14 | 3.726 | 2.878 | 3.03 | 0.095 | 0.1 | 01/05/1998
2200031822971 | Cold Northcott Windfarm Limited | LAUNCESTON COLD NORTHCOTT WINDFARM IMPORT/EXPORT SITE | COLD NORTHCOTT |  | LAUNCESTON | CORNWALL | PL15 8PR | United Kingdom | 221210.286 | 85793.734 | Indian Queens S.G.P. | St Tudy Bsp | 33kV connection | 33 | Western Power Distribution (South West) plc | Wind | Onshore wind turbines | No | 0 | 6.46 | 6.8 | [12 empty] | No | Connected | 2021-09-14 | 6.8 | 6.84 | 7.2 | 0.19 | 0.2 | 01/08/1992
none | Gridserve Emea Depc Ltd | BW003 - Markham Vale | Enterprise Way |  | Chesterfield |  | S44 5HB | United Kingdom | 441082.667 | 374619.131 | CHESTERFIELD 132kV S STN | STAVELEY 33kV S STN | 33kV connection | 33 | Western Power Distribution (East Midlands) plc | Storage battery | Battery | No | 0 | 6 | 6.316 | [12 empty] | No | Accecpted to Connect | 2021-09-14 | [6 empty] | 6.316 | 6 | 6.316 | 6 | 6.316 | 02/04/2019 | N/A
none | Mercia Power Response Ltd | Mercia Power Response Ltd | 7 Geddington Rd (Power Staion Name) | The Grove | Corby |  | NN18 8EW | United Kingdom | 490491 | 289054 | GRENDON 132kV S STN | CORBY No2 33kV S STN | CORBY No2 11kV S STN | 33 | Western Power Distribution (East Midlands) plc | Fossil Gas | Engine (combustion / reciprocating) | Yes | 0 | 6 | 6.316 | [12 empty] | No | Accecpted to Connect | 2021-09-14 | [6 empty] | 6.316 | 5 | 5.263 | 0.15 | 0.158 | 15/01/2019 | N/A
none | Biogas Technology Limited | Biogas Technology Limited | Old Milss | Radstock | Somerset |  | BS39 7SS | United Kingdom | 366305.211 | 154698.865 | Seabank Sgp | Radstock Bsp 132kv | Midsomer Norton | 33 | Western Power Distribution (South West) plc | Biofuel landfill gas | Gas turbine (OCGT) | No | 0 | 6 | 6.316 | [12 empty] | No | Accecpted to Connect | 2021-09-14 | [6 empty] | 6.316 | 6 | 6.316 | 0.2 | 0.211 | 02/01/2019 | N/A
1100050222446 | Nottingham University Hospitals NHS Trust | Queens Medical Centre, Nottingham Univer | DERBY ROAD |  | NOTTINGHAM | NOTTINGHAMSHIRE | NG7 2UH | United Kingdom | 454602.197 | 338802.159 | RATCLIFFE ON SOAR 132kV S STN | NOTTINGHAM 33kV S STN | LENTON 33 11kV S STN | 11 | Western Power Distribution (East Midlands) plc | Fossil Gas | Engine (combustion / reciprocating) | Yes | 0 | 5.819 | 6.125 | [12 empty] | No | Connected | 2021-09-14 | 6.125 | 4.275 | 4.5 | 6.65 | 7 | 05/09/2013
2200031824792 | Wessex Water Services Ltd | SUTTON BINGHAM IMPORT/EXPORT SITE | WATER TREATMENT WORKS, WESSEX WATER LIMI | SUTTON BINGHAM | YEOVIL | SOMERSET | BA22 9QL | United Kingdom | 355718.79 | 111725.846 | Axminster S.G.P. | Yeovil Bsp | Coker | 11 | Western Power Distribution (South West) plc | Fossil oil | Engine (combustion / reciprocating) | No | 0 | 0.95 | 1 | [12 empty] | No | Connected | 2021-09-14 | 1 | 0.95 | 1 | 0.589 | 0.62 | 01/07/1995
2100040890430 | Solutia UK Limited | Newport Wind Direct Limited | NEWPORT CORPORATION ROAD (SOLUTIA) | Newport |  | GWENT | NP19 4XF | United Kingdom |  |  | Uskmouth | Newport South | 11kV Connection | 11 | Western Power Distribution (South Wales) plc | Wind | Offshore wind turbines | No | 0 | 5.795 | 6.1 | [12 empty] | No | Connected | 2021-09-14 | 6.1 | 15.675 | 16.5 | 12.521 | 13.18 | 01/12/2009
2100041169090 | Morgan (Power Generation) Ltd | USK Trostry Court | TROSTRY |  | USK | MONMOUTHSHIRE | NP15 1HT | United Kingdom | 336731.892 | 204112.237 | Uskmouth | Panteg 66kv Sw. Site | Usk | 11 | Western Power Distribution (South Wales) plc | Fossil oil | Engine (combustion / reciprocating) | No | 0 | 5.7 | 6 | [12 empty] | No | Connected | 2021-09-14 | 6 | 5.7 | 6 | 0.617 | 0.65 | 01/12/2011
none | Powersystems Uk Ltd | FRADLEY BOTTLING PLANT | FRADLEY AIRFIELD WOOD LANE |  | LICHFIELD |  | WS13 8EL | United Kingdom | 412433.317 | 311169.434 | RUGELEY 132kV S STN | LICHFIELD 132kV S STN | Lichfield 132/11kV | 33 | Western Power Distribution (West Midlands) plc | Waste | Steam-gas turbine (CCGT) | No | 0 | 5.6 | 5.895 | [12 empty] | No | Accecpted to Connect | 2021-09-14 | [6 empty] | 5.895 | 5.6 | 5.895 | 5 | 5.263 | 30/04/2021 | N/A
none | Balance Power Projects Limited | Balance Power Projects Limited | Fosse Way | Princethorpe | Rugby |  | CV23 9PY | United Kingdom | 439971.321 | 270385.541 | BERKSWELL 132kV S STN | WARWICK 33kV S STN | PRINCETHORPE 33 11kV S STN | 33 | Western Power Distribution (East Midlands) plc | Fossil Gas | Engine (combustion / reciprocating) | No | 0 | 5.56 | 5.853 | [12 empty] | No | Accecpted to Connect | 2021-09-14 | [6 empty] | 5.853 | 5.56 | 5.853 | 0.167 | 0.176 | 13/07/2020 | N/A
none | Power Generation (Midlands)Ltd | The Forge Lye Forge | Stourport Road |  | Kidderminster |  | DY11 7QE | United Kingdom | 381741.137 | 271061.89 | BISHOPS WOOD 132kV S STN | STOURPORT 132 66 33kV S STN | Stourport 132/66/33/11kV | 33 | Western Power Distribution (West Midlands) plc | Fossil Gas | Engine (combustion / reciprocating) | Yes | 0 | 5.5 | 5.789 | [12 empty] | No | Accecpted to Connect | 2021-09-14 | [6 empty] | 5.789 | 5.5 | 5.789 | 0.5 | 0.526 | 21/02/2019 | N/A |  |  |  | Y | D_WPD_SWal_019
2200041970393 | A H Warren Trust Ltd | CREWKERNE COOMBE FARM | ROUNDHAM |  | CREWKERNE | SOMERSET | TA18 8RR | United Kingdom | 341111.124 | 109444.191 | Axminster S.G.P. | Woodcote Bsp | Crewkerne | 11 | Western Power Distribution (South West) plc | Solar | Photovoltaic | No | 0 | 2.85 | 3 | [12 empty] | No | Connected | 2021-09-14 | 3 | 1.9 | 2 | 1.14 | 1.2 | 01/10/1993
2200040863399 | EKUK GmbH & Co WPFM KG (UK Branch) | HOLSWORTHY FORESTMOOR WINDFARM |  |  | HOLSWORTHY | NORTH DEVON | EX22 7TP | United Kingdom | 229976.708 | 113294.967 | Alverdiscott S.G.P. | Pyworthy Bsp | 33kV connection | 33 | Western Power Distribution (South West) plc | Wind | Onshore wind turbines | No | 0 | 5.13 | 5.4 | [12 empty] | No | Connected | 2021-09-14 | 5.4 | 2.85 | 3 | 0.19 | 0.2 | 01/02/2005
none | Green Frog Connect Ltd | Willoughby BESS | West Thorpe | Willoughby On The Wold | Leicestershire |  | LE12 6TD | United Kingdom | 462704.877 | 325772.133 | RATCLIFFE ON SOAR 132kV S STN | WILLOUGHBY 33kV S STN | 33kV connection | 33 | Western Power Distribution (East Midlands) plc | Storage battery | Battery | No | 0 | 26.4 | 27.789 | [12 empty] | No | Accecpted to Connect | 2021-09-14 | [6 empty] | 27.789 | 26.4 | 27.789 | 26.4 | 27.789 | 14/04/2021 | N/A
2200043263835 | University Of St Mark & St John | COLLEGE OF ST. MARK & ST. JOHN | DERRIFORD ROAD |  | PLYMOUTH | DEVON | PL6 8BH | United Kingdom | 250140.037 | 60025.332 | Abham S.G.P. | Plymouth Bsp | Eggbuckland | 33 | Western Power Distribution (South West) plc | Solar | Photovoltaic | No | 0 | 0.499 | 0.525 | [12 empty] | No | Accecpted to Connect | 2021-09-14 | [6 empty] | 0.525 | 0.499 | 0.525 | 1.25 | 1.316 | 09/04/2021 | N/A
none | Anglo Renewables Limited | AR229 - | Blackpit Lane |  | Lower Penn |  | WV4 4YA | United Kingdom | 385953.815 | 295380.9 | PENN 132kV S STN | 33kV connection | 33kV connection | 33 | Western Power Distribution (West Midlands) plc | Storage battery | Battery | No | 0 | 49.9 | 52.526 | [12 empty] | No | Accecpted to Connect | 2021-09-14 | [6 empty] | 52.526 | 49.9 | 52.526 | 49.9 | 52.526 | 29/04/2021 | N/A
none | Esmart Networks | Hawdref Fawr Farm |  | Cimla | Neath |  | SA11 3QS | United Kingdom | 273939.5 | 193375.234 | Swansea North Grid | Briton Ferry Grid | 33kV connection | 33 | Western Power Distribution (South Wales) plc | Solar | Photovoltaic | No | 0 | 20 | 21.053 | [12 empty] | No | Accecpted to Connect | 2021-09-14 | [6 empty] | 21.053 | 20 | 21.053 | 2.1 | 2.211 | 15/03/2021 | N/A
none | Dhl | PLANTATION HOUSE THE BELL PLANTATION | WATLING STREET |  | TOWCESTER | NORTHAMPTONSHIRE | NN12 6GX | United Kingdom | 469914.181 | 247811.621 | EAST CLAYDON 132KV S STN | BRACKLEY 132kV S STN | TOWCESTER 33 11kV S STN | 33 | Western Power Distribution (East Midlands) plc | Solar | Photovoltaic | No | 0 | 6 | 6.316 | [12 empty] | No | Accecpted to Connect | 2021-09-14 | [6 empty] | 6.316 | 6 | 6.316 | 5.2 | 5.474 | 09/03/2021 | N/A
none | Biogas Technology Limited | Biogas Technology Limited | Chicks Lane | Mendip |  |  | BA3 4BY | United Kingdom | 360659.636 | 152662.909 | Seabank Sgp | Radstock Bsp 132kv | Chewton Mendip | 33 | Western Power Distribution (South West) plc | Biofuel landfill gas | Gas turbine (OCGT) | No | 0 | 5 | 5.263 | [12 empty] | No | Accecpted to Connect | 2021-09-14 | [6 empty] | 5.263 | 5 | 5.263 | 0.15 | 0.158 | 17/09/2019 | N/A |  |  |  | Y | D_WPD_SWe_007
none | The Abbey Group Cambridgeshire Limited | Chatterley Whitfield Outclough Farm Chatterley Whitfield Energy Storage | Biddulph Road |  | Stoke-On-Trent | Staffordshire | ST6 8UW | United Kingdom | 388176.096 | 353588.939 | Cellarhead 132kV | WHITFIELD 132 33kV S STN | 33kV connection | 33 | Western Power Distribution (West Midlands) plc | Storage battery | Battery | No | 0 | 49.9 | 52.526 | [12 empty] | No | Accecpted to Connect | 2021-09-14 | [6 empty] | 52.526 | 49.9 | 52.526 | 49.9 | 52.526 | 28/04/2021 | N/A
none | The Low Carbon Energy Company | SINGLETON HOSPITAL | Sketty Lane | SKETTY | SWANSEA | WEST GLAMORGAN | SA2 8QA | United Kingdom | 262562.589 | 192040.961 | Swansea North Grid | Swansea West Grid | Sketty Park | 33 | Western Power Distribution (South Wales) plc | Solar | Photovoltaic | No | 0 | 0.25 | 0.263 | [12 empty] | No | Accecpted to Connect | 2021-09-14 | [6 empty] | 0.263 | 0.25 | 0.263 | 3.5 | 3.684 | 28/04/2021 | N/A
none | Gs Vogt Limited | Avara Foods | Scropton Road | Scropton | Derby |  | DE65 5PS | United Kingdom | 421529.683 | 329633.164 | DRAKELOW 132kV | Burton 33kV | HATTON 33 11kV S STN | 33 | Western Power Distribution (East Midlands) plc | Solar | Photovoltaic | No | 0 | 1.14 | 1.2 | [12 empty] | No | Accecpted to Connect | 2021-09-14 | [6 empty] | 1.2 | 0.6 | 0.632 | 1.98 | 2.084 | 17/03/2021 | N/A
none | Green Frog Power 214 Ltd | Green Frog Power 214 Ltd | West Thorpe |  | Willoughby On The Wold | Leicestershire | LE12 6TD | United Kingdom | 462704.877 | 325772.133 | RATCLIFFE ON SOAR 132kV S STN | WILLOUGHBY 33kV S STN | 33kV connection | 33 | Western Power Distribution (East Midlands) plc | Storage battery | Battery | No | 0 | 20 | 21.053 | [12 empty] | No | Accecpted to Connect | 2021-09-14 | [6 empty] | 21.053 | 20 | 21.053 | 20 | 21.053 | 18/02/2021 | N/A
none | Padero Solaer Limited | Cannock Solar | Lichfield Road | Heath Hayes | Cannock | Staffs | WS12 3HH | United Kingdom | 405943.52 | 317384.128 | RUGELEY 132kV S STN | 33kV connection | 33kV connection | 33 | Western Power Distribution (West Midlands) plc | Solar | Photovoltaic | No | 0 | 43.56 | 45.853 | [12 empty] | No | Accecpted to Connect | 2021-09-14 | [6 empty] | 45.853 | 43.56 | 45.853 | 43.56 | 45.853 | 16/03/2021 | N/A
none | Jbm Solar Projects (Uk) Ltd | A008 Langford Solar |  | Cullompton | Mid Devon |  | EX15 1RF | United Kingdom | 302938.675 | 111592.018 | Exeter Main S.G.P. | Tiverton Bsp | 33kV connection | 33 | Western Power Distribution (South West) plc | Storage battery | Battery | No | 0 | 35 | 36.842 | [12 empty] | No | Accecpted to Connect | 2021-09-14 | [6 empty] | 36.842 | 35 | 36.842 | 35 | 36.842 | 01/04/2021 | N/A
none | Anglo Renewables Limited | Battery Scheme | Illey Lane |  | Halesowen | West Midlands | B62 0HJ | United Kingdom | 399136.902 | 281552.347 | KITWELL 132kV S STN | 33kV connection | 33kV connection | 33 | Western Power Distribution (West Midlands) plc | Storage battery | Battery | No | 0 | 49.9 | 52.526 | [12 empty] | No | Accecpted to Connect | 2021-09-14 | [6 empty] | 52.526 | 49.9 | 52.526 | 49.9 | 52.526 | 23/04/2021 | N/A
none | Sesti Energy Limited | The Mount | Near Pury Hill Business Park- | Alderton | Towcester |  |  | United Kingdom | 477822.653 | 236143.689 | EAST CLAYDON 132KV S STN | STONY STRATFORD 33kV S STN | 33kV connection | 33 | Western Power Distribution (East Midlands) plc | Solar | Photovoltaic | No | 0 | 7 | 7.368 | [12 empty] | No | Accecpted to Connect | 2021-09-14 | [6 empty] | 7.368 | 7 | 7.368 | 0 | 0 | 19/03/2021 | N/A
none | Low Carbon Alliance Ltd | SOALR FARM | Marsh Green |  | Exeter |  |  | United Kingdom | 301034.607 | 82182.439 | Exeter Main S.G.P. | Exmouth Bsp | 33kV connection | 33 | Western Power Distribution (South West) plc | Solar | Photovoltaic | No | 0 | 30 | 31.579 | [12 empty] | No | Accecpted to Connect | 2021-09-14 | [6 empty] | 31.579 | 30 | 31.579 | 1 | 1.053 | 13/04/2021 | N/A
none | Balance Power Projects Limited | Balance Power Projects Limited | Woodhouse Lane | Bolsover | Chesterfield |  | S44 6BJ | United Kingdom | 445136.055 | 371121.481 | CHESTERFIELD 132kV S STN | CHESTERFIELD 33kV S STN | Bolsover 11kV S Stn | 33 | Western Power Distribution (East Midlands) plc | Fossil Gas | Engine (combustion / reciprocating) | No | 0 | 5 | 5.263 | [12 empty] | No | Accecpted to Connect | 2021-09-14 | [6 empty] | 5.263 | 5 | 5.263 | 0.25 | 0.263 | 30/11/2018 | N/A
none | Padero Solaer Ltd. | Wells Park Farm | Little Toms |  | Cullompton |  | EX15 1LR | United Kingdom | 301330.464 | 107581.971 | Exeter Main S.G.P. | Tiverton Bsp | Cullompton | 33 | Western Power Distribution (South West) plc | Solar | Photovoltaic | No | 0 | 6 | 6.316 | [12 empty] | No | Accecpted to Connect | 2021-09-14 | [6 empty] | 6.316 | 6 | 6.316 | 0.1 | 0.105 | 15/01/2021 | N/A
none | Jbm Solar Projects (Uk) Ltd | Brinsea Solar | Drove Way | Winscombe And Sandford, Nye, | North Somerset |  | BS24 6TL | United Kingdom | 345149.212 | 162247.701 | Bridgwater S.G.P. | Churchill Bsp 132kv | 33kV connection | 33 | Western Power Distribution (South West) plc | Storage battery | Battery | No | 0 | 49.9 | 52.526 | [12 empty] | No | Accecpted to Connect | 2021-09-14 | [6 empty] | 52.526 | 49.9 | 52.526 | 49.9 | 52.526 | 20/04/2021 | N/A
none | Bluefield Renewable Developments Ltd | Brick House Solar Plant | Brick House Farm | Greete | Ludlow | Shropshire | SY8 3BZ | United Kingdom | 383553.215 | 268197.369 | BISHOPS WOOD 132kV S STN | 33kV connection | 33kV connection | 33 | Western Power Distribution (West Midlands) plc | Solar | Photovoltaic | No | 0 | 49.9 | 52.526 | [12 empty] | No | Accecpted to Connect | 2021-09-14 | [6 empty] | 52.526 | 49.9 | 52.526 | 0.3 | 0.316 | 07/04/2021 | N/A
none | Innova Renewables Limited | The Oaks Farm Solar Plant | Stratford Road | Whaddon | Milton Keynes |  | MK17 0NF | United Kingdom | 477822.653 | 236143.689 | EAST CLAYDON 132KV S STN | STONY STRATFORD 33kV S STN | 33kV connection | 33 | Western Power Distribution (East Midlands) plc | Solar | Photovoltaic | No | 0 | 20 | 21.053 | [12 empty] | No | Accecpted to Connect | 2021-09-14 | [6 empty] | 21.053 | 22 | 23.158 | 0.15 | 0.158 | 21/04/2021 | N/A
none | Anesco Limited | Land at Rothersthorpe | Milton Road | Gayton, South | Northampton |  | NN7 3ER | United Kingdom | 476514.97 | 259683.484 | GRENDON 132kV S STN | NORTHAMPTON 33kV S STN | 33kV connection | 33 | Western Power Distribution (East Midlands) plc | Solar | Photovoltaic | No | 0 | 39.96 | 42.063 | [12 empty] | No | Accecpted to Connect | 2021-09-14 | [6 empty] | 42.063 | 39.96 | 42.063 | 0.1 | 0.105 | 22/03/2021 | N/A
none | Queequeg Renewables Ltd | Fields farm |  | Atherstone | West Mdlands |  |  | United Kingdom | 425159.891 | 298302.815 | LEA MARSTON 132kV S STN | TAMWORTH 33kV S STN | WOOD END 33 11kV S STN | 33 | Western Power Distribution (East Midlands) plc | Solar | Photovoltaic | No | 0 | 5 | 5.263 | [12 empty] | No | Accecpted to Connect | 2021-09-14 | [6 empty] | 5.263 | 5 | 5.263 | 0 | 0 | 30/04/2021 | N/A
none | Rhondda Cynon Taf Cbc | COED ELY SOLAR FARM |  | Coed Ely | Rhondda Cynon Taf |  |  | United Kingdom | 310109.76 | 187021.029 | Upper Boat | Upper Boat Bsp | 33kV connection | 33 | Western Power Distribution (South Wales) plc | Solar | Photovoltaic | No | 0 | 5 | 5.263 | [12 empty] | No | Accecpted to Connect | 2021-09-14 | [6 empty] | 5.263 | 5 | 5.263 | 0.05 | 0.053 | 31/03/2021 | N/A
none | Ecodev Group Ltd | WORCS SOLAR BATTERY STORAGE PLANT | Tibberton | Worcester | Worcestershire |  | WR4 0AA | United Kingdom | 383553.215 | 268197.369 | BISHOPS WOOD 132kV S STN | 33kV connection | 33kV connection | 33 | Western Power Distribution (West Midlands) plc | Solar | Photovoltaic | No | 0 | 30 | 31.579 | [12 empty] | No | Accecpted to Connect | 2021-09-14 | [6 empty] | 31.579 | 30 | 31.579 | 7 | 7.368 | 11/03/2021 | N/A
1470001278432 | Stoford Properties | Plot 6A Ionos | CLAYFIELD ROAD | SPETCHLEY | WORCESTER |  | WR4 0AE | United Kingdom | 386853.662 | 257703.583 | BISHOPS WOOD 132kV S STN | WARNDON 132kV S STN | Warndon 132/11kV | 33 | Western Power Distribution (West Midlands) plc | Solar | Photovoltaic | No | 0 | 0.5828 | 0.613 | [12 empty] | No | Accecpted to Connect | 2021-09-14 | [6 empty] | 0.613 | 1.1 | 1.158 | 5 | 5.263 | 19/01/2021 | N/A
none | Ecotricity Group Limited | land at Land to the East of the A38 | At Martin Hussingtree |  | Warwickshire |  | WR3 8TB | United Kingdom | 388441.417 | 263953.941 | BISHOPS WOOD 132kV S STN | STOURPORT 132 66 33kV S STN | DROITWICH 66 11kV S STN | 33 | Western Power Distribution (West Midlands) plc | Solar | Photovoltaic | No | 0 | 2 | 2.105 | [12 empty] | No | Accecpted to Connect | 2021-09-14 | [6 empty] | 2.105 | 2 | 2.105 | 0.1 | 0.105 | 17/03/2021 | N/A
2100040067529 | H L C (NEATH PORT TALBOT LIMITED) | SWANSEA CRYMLYN BURROWS | MATERIALS RECOVERY & ENERGY CENTRE | CRYMLYN BURROWS | SWANSEA | WEST GLAMORGAN | SA1 8PT | United Kingdom | 270077.488 | 193461.793 | Swansea North Grid | Tir John Power Station | 33kV connection | 33 | Western Power Distribution (South Wales) plc | Fossil oil | Engine (combustion / reciprocating) | No | 0 | 4.75 | 5 | [12 empty] | No | Connected | 2021-09-14 | 5 | 4.75 | 5 | 2.375 | 2.5 | 22/01/2002
none | Eden Sustainable Group | PRINCESS YACHTS INTERNATIONAL LIMITED | COYPOOL ROAD | PLYMPTON | PLYMOUTH | DEVON | PL7 4NW | United Kingdom | 251971.011 | 57205.243 | Abham S.G.P. | Plymouth Bsp | Longbridge | 33 | Western Power Distribution (South West) plc | Solar | Photovoltaic | No | 0 | 1.822 | 1.918 | [12 empty] | No | Accecpted to Connect | 2021-09-14 | [6 empty] | 1.918 | 1.822 | 1.918 | 2.2 | 2.316 | 24/02/2021 | N/A
none | Greenfields Energy Consultancy Ltd | unit 26 North Bank | Berry Hill Industrial Estate |  | Droitwich |  | WR9 9AU | United Kingdom | 388441.417 | 263953.941 | BISHOPS WOOD 132kV S STN | STOURPORT 132 66 33kV S STN | DROITWICH 66 11kV S STN | 33 | Western Power Distribution (West Midlands) plc | Fossil Gas | Engine (combustion / reciprocating) | No | 0 | 4.75 | 5 | [12 empty] | No | Accecpted to Connect | 2021-09-14 | [6 empty] | 5 | 4.75 | 5 | 0.1 | 0.105 | 13/03/2020 | N/A
none | Re Projects Development Ltd | Bengrove Farm | Base Lane | Sandhurst | Gloucester |  | GL2 9PA | United Kingdom | 382388.362 | 218766.396 | PORT HAM 132kV S STN | CASTLE MEADS 33kV S STN | 33kV connection | 33 | Western Power Distribution (West Midlands) plc | Solar | Photovoltaic | No | 0 | 10 | 10.526 | [12 empty] | No | Accecpted to Connect | 2021-09-14 | [6 empty] | 10.526 | 10 | 10.526 | 10 | 10.526 | 26/04/2021 | N/A
none | Padero Solaer Ltd | Land at portbury | Martcombe Road | Portbury | Bristol |  | BS20 7TR | United Kingdom | 352033.864 | 174917.411 | Seabank Sgp | Portishead New Bsp | Easton-In-Gordano | 33 | Western Power Distribution (South West) plc | Solar | Photovoltaic | No | 0 | 5.06 | 5.326 | [12 empty] | No | Accecpted to Connect | 2021-09-14 | [6 empty] | 5.326 | 5.06 | 5.326 | 0.1 | 0.105 | 09/02/2021 | N/A
none | Mwat Ltd | Land off EMRT Peaking Site | Nottingham Road |  | Loughborough |  | LE11 1ET | United Kingdom | 454463.531 | 320717.942 | RATCLIFFE ON SOAR 132kV S STN | LOUGHBOROUGH 33kV S STN | BRUSH 33 11kV S STN | 33 | Western Power Distribution (East Midlands) plc | Fossil Gas | Engine (combustion / reciprocating) | Yes | 0 | 4.5 | 4.737 | [12 empty] | No | Accecpted to Connect | 2021-09-14 | [6 empty] | 4.737 | 4.5 | 4.737 | 0.2 | 0.211 | 19/06/2020 | N/A
none | Aura Power Developments | Aura Power Developments | Royle Farm, | Burton Upon Trent, | Derbyshire, |  | DE15 9TU | United Kingdom | 423728.265 | 319623.996 | DRAKELOW 132kV | 33kV connection | 33kV connection | 33 | Western Power Distribution (East Midlands) plc | Storage battery | Battery | No | 0 | 90 | 94.737 | [12 empty] | No | Accecpted to Connect | 2021-09-14 | [6 empty] | 94.737 | 90 | 94.737 | 90 | 94.737 | 15/01/2021 | N/A
none | Jimmy Offley | SEVEN SISTERS SOLAR FARM | Pencaelan Farm | Seven Sisters | Neath |  | SA10 9EP | United Kingdom | 278891.407 | 208741.223 | Swansea North Grid | Ystradgynlais Grid | 33kV connection | 33 | Western Power Distribution (South Wales) plc | Solar | Photovoltaic | No | 0 | 15 | 15.789 | [12 empty] | No | Accecpted to Connect | 2021-09-14 | [6 empty] | 15.789 | 15 | 15.789 | 0.6 | 0.632 | 18/12/2020 | N/A
2100041701230 | Wepa Uk | BRIDGEND PAPER MILL |  | Llangynwyd | Bridgend |  | CF34 9RS | United Kingdom | 288302.46 | 187008.013 | Grange | Grange Bsp | 33kV connection | 33 | Western Power Distribution (South Wales) plc | Waste | Engine (combustion / reciprocating) | Yes | 0 | 4 | 4.211 | [12 empty] | No | Accecpted to Connect | 2021-09-14 | [6 empty] | 4.211 | 4 | 4.211 | 25 | 26.316 | 08/11/2019 | N/A
none | Balance Power Projects Limited | Balance Power Projects Limited | North Tawton |  | Devon |  | EX20 2DA | United Kingdom | 265212.591 | 101367.57 | Alverdiscott S.G.P. | North Tawton Bsp | 33kV connection | 33 | Western Power Distribution (South West) plc | Storage battery | Battery | No | 0 | 30 | 31.579 | [12 empty] | No | Accecpted to Connect | 2021-09-14 | [6 empty] | 31.579 | 30 | 31.579 | 30 | 31.579 | 27/01/2021 | N/A
none | Weppartner | Scotia Business Park |  |  | Stoke on Trent |  | ST6 4HG | United Kingdom | 386330.359 | 350698.734 | Cellarhead 132kV | BURSLEM 132kV S STN | Burslem 132/33/11kV | 33 | Western Power Distribution (West Midlands) plc | Storage battery | Battery | No | 0 | 3.26 | 3.432 | [12 empty] | No | Accecpted to Connect | 2021-09-14 | [6 empty] | 3.432 | 3.26 | 3.432 | 2.75 | 2.895 | 29/01/2021 | N/A
none | Ion Ventures Ltd | Battery Site At | Gresley |  | Swadlincote |  | DE11 9JA | United Kingdom | 427750.209 | 317900.526 | DRAKELOW 132kV | GRESLEY 33kV S STN | 33kV connection | 33 | Western Power Distribution (East Midlands) plc | Storage battery | Battery | No | 0 | 17 | 17.895 | [12 empty] | No | Accecpted to Connect | 2021-09-14 | [6 empty] | 17.895 | 17 | 17.895 | 17 | 17.895 | 24/02/2021 | N/A
none | Inrg Solar Ltd | Battery Storage Boythorpe Works | Off Boythorpe Rise |  | Chesterfield |  | S40 2QL | United Kingdom | 437176.188 | 370813.774 | CHESTERFIELD 132kV S STN | GOITSIDE 33kV S STN | 33kV connection | 33 | Western Power Distribution (East Midlands) plc | Storage battery | Battery | No | 0 | 40 | 42.105 | [12 empty] | No | Accecpted to Connect | 2021-09-14 | [6 empty] | 42.105 | 40 | 42.105 | 34 | 35.789 | 29/01/2021 | N/A
none | Low Carbon Alliance Ltd | Caenewydd Solar Pv & Bess | Gowerton Site |  | Gowerton |  |  | United Kingdom | 264462.559 | 200039.621 | Swansea North Grid | 132kV connection | 132kV connection | 132 | Western Power Distribution (South Wales) plc | Solar | Photovoltaic | No | 0 | 44 | 46.316 | [12 empty] | No | Accecpted to Connect | 2021-09-14 | [6 empty] | 46.316 | 44 | 46.316 | 0.1 | 0.105 | 22/01/2021 | N/A
none | Environmental Energies Ltd | Apex Park | Entwhistle Road |  | Daventry |  | NN11 8NG | United Kingdom | 456398.15 | 262850.886 | COVENTRY 132kV S STN | DAVENTRY 33KV S STN | BRAUNSTON ROAD 33 11kV S STN | 33 | Western Power Distribution (East Midlands) plc | Solar | Photovoltaic | No | 0 | 1.2 | 1.263 | [12 empty] | No | Accecpted to Connect | 2021-09-14 | [6 empty] | 1.263 | 1.2 | 1.263 | 0 | 0 | 11/12/2020 | N/A
none | Susanna Mary Harley | Susanna Mary Harley | Cheswell Grange | Cheswell | Newport |  | TF10 9AE | United Kingdom | 365621.66 | 303956.439 | IRONBRIDGE 132kV S STN | 33kV connection | 33kV connection | 33 | Western Power Distribution (West Midlands) plc | Solar | Photovoltaic | No | 0 | 19 | 20 | [12 empty] | No | Accecpted to Connect | 2021-09-14 | [6 empty] | 20 | 19 | 20 | 1 | 1.053 | 27/01/2021 | N/A
none | Econergy International Ltd | Berrington Farm Solar | Cliff Hollow | Berrington | Shrewsbury |  | SY5 6HD | United Kingdom | 353221.851 | 312625.517 | SHREWSBURY 132kV S STN | 33kV connection | 33kV connection | 33 | Western Power Distribution (West Midlands) plc | Solar | Photovoltaic | No | 0 | 21 | 22.105 | [12 empty] | No | Accecpted to Connect | 2021-09-14 | [6 empty] | 22.105 | 21 | 22.105 | 0.1 | 0.105 | 07/04/2021 | N/A
none | Jbm Solar Projects (Uk) Ltd | Evershill Lane Eden Meadows | Morton Cp | North East Derbyshire | Derbyshire |  | DE55 6HA | United Kingdom | 440954.678 | 369846.71 | CHESTERFIELD 132kV S STN | 33kV connection | 33kV connection | 33 | Western Power Distribution (East Midlands) plc | Storage battery | Battery | No | 0 | 49.9 | 52.526 | [12 empty] | No | Accecpted to Connect | 2021-09-14 | [6 empty] | 52.526 | 49.9 | 52.526 | 49.9 | 52.526 | 29/01/2021 | N/A
none | Anglo Renewables Limited | Penn BESS | Blackpit Lane | Lower Penn |  |  | WV4 4YA | United Kingdom | 385953.815 | 295380.9 | PENN 132kV S STN | 33kV connection | 33kV connection | 33 | Western Power Distribution (West Midlands) plc | Storage battery | Battery | No | 0 | 50 | 52.632 | [12 empty] | No | Accecpted to Connect | 2021-09-14 | [6 empty] | 52.632 | 50 | 52.632 | 50 | 52.632 | 10/03/2021 | N/A
2200032192840 | South West Water Ltd | HAYLE VALLEY STW IMPORT/EXPORT SITE | ST. ERTH |  | HAYLE | CORNWALL | TR27 6LA | United Kingdom | 154678.032 | 35824.65 | Indian Queens S.G.P. | Hayle Bsp | Hayle | 11 | Western Power Distribution (South West) plc | Fossil oil | Engine (combustion / reciprocating) | No | 0 | 3.865 | 4.068 | [12 empty] | No | Connected | 2021-09-14 | 4.068 | 3.23 | 3.4 | 3.23 | 3.4 | 01/04/1996
none | Green Frog Connect Ltd | HIRWAUN BESS | Main Avenue |  | Hirwaun |  | CF44 9UY | United Kingdom | 293969.085 | 205833.786 | Swansea North Grid | Hirwaun Grid | 33kV connection | 33 | Western Power Distribution (South Wales) plc | Storage battery | Battery | No | 0 | 21.76 | 22.905 | [12 empty] | No | Accecpted to Connect | 2021-09-14 | [6 empty] | 22.905 | 21.76 | 22.905 | 21 | 22.105 | 15/02/2021 | N/A
none | Green Frog Connect Ltd | TIR John North Road | St Thomas |  | Swansea |  | SA1 8NZ | United Kingdom | 268717.222 | 193477.728 | Swansea North Grid | Tir John Power Station | 33kV connection | 33 | Western Power Distribution (South Wales) plc | Storage battery | Battery | No | 0 | 23.76 | 25.011 | [12 empty] | No | Accecpted to Connect | 2021-09-14 | [6 empty] | 25.011 | 23.76 | 25.011 | 20 | 21.053 | 19/03/2021 | N/A
none | Re Projects Development Ltd | New Connection | Rocombe Ridge Farm |  | Newton Abbot |  | TQ12 4QL | United Kingdom | 286998.678 | 71340.836 | Abham S.G.P. | Newton Abbot Bsp (Forde Road) | 33kV connection | 33 | Western Power Distribution (South West) plc | Solar | Photovoltaic | No | 0 | 15 | 15.789 | [12 empty] | No | Accecpted to Connect | 2021-09-14 | [6 empty] | 15.789 | 15 | 15.789 | 1 | 1.053 | 11/04/2021 | N/A
none | Green Frog Connect Ltd | Proposed Battery Storage | Baglan Energy Park | Briton Ferry | Port Talbot |  | SA11 2GA | United Kingdom | 273939.5 | 193375.234 | Swansea North Grid | Briton Ferry Grid | 33kV connection | 33 | Western Power Distribution (South Wales) plc | Storage battery | Battery | No | 0 | 20.672 | 21.76 | [12 empty] | No | Accecpted to Connect | 2021-09-14 | [6 empty] | 21.76 | 21.76 | 22.905 | 21 | 22.105 | 15/02/2021 | N/A
none | Elgin Energy Esco Ltd | 261020 - Manor Farm | Whitfield |  | Brackley | Northamptonshire | NN13 5GJ | United Kingdom | 458615.907 | 239313.653 | EAST CLAYDON 132KV S STN | BRACKLEY 132kV S STN | 33kV connection | 33 | Western Power Distribution (East Midlands) plc | Solar | Photovoltaic | No | 0 | 30 | 31.579 | [12 empty] | No | Accecpted to Connect | 2021-09-14 | [6 empty] | 31.579 | 30 | 31.579 | 0.6 | 0.632 | 11/03/2021 | N/A
none | Pennant Walters | MyG Mynydd Y Glyn Wind Farm | Trehatod Pontypridd |  | Mid Glamorgan |  | CF37 2LL | United Kingdom | 310109.76 | 187021.029 | Upper Boat | Upper Boat Bsp | 33kV connection | 33 | Western Power Distribution (South Wales) plc | Wind | Onshore wind turbines | No | 0 | 24.6 | 25.895 | [12 empty] | No | Accecpted to Connect | 2021-09-14 | [6 empty] | 25.895 | 24.6 | 25.895 | 0.36 | 0.379 | 17/11/2020 | N/A
1460002028958 | Dwr Cymru Welsh Water | Eign Wwtw | EIGN WWTW | OUTFALL ROAD | HEREFORD | HEREFORDSHIRE | HR1 2RX | United Kingdom | 352023.385 | 238851.25 | BISHOPS WOOD 132kV S STN | HEREFORD 66kV S STN | HEREFORD SOUTH 66 11kV S STN | 11 | Western Power Distribution (West Midlands) plc | Fossil Gas | Engine (combustion / reciprocating) | Yes | 0 | 3.8 | 4 | [12 empty] | No | Connected | 2021-09-14 | 4 | 1.9 | 2 | 1.52 | 1.6 | 09/09/2009
none | Jbm Solar Projects (Uk) Ltd | Bagworth Road | Newbold Verdon | Hinckley And Bosworth, | Leicestershire |  | LE9 9NB | United Kingdom | 453315.216 | 300391.331 | ENDERBY 132kV S STN | 33kV connection | 33kV connection | 33 | Western Power Distribution (East Midlands) plc | Solar | Photovoltaic | No | 0 | 49.9 | 52.526 | [12 empty] | No | Accecpted to Connect | 2021-09-14 | [6 empty] | 52.526 | 50 | 52.632 | 0.25 | 0.263 | 27/01/2021 | N/A
none | Spring Che Ltd | Higher Hawkerland Solar Farm | Sidmouth Road | Aylesbeare | Exeter |  | EX5 2JW | United Kingdom | 296620.448 | 92905.808 | Exeter Main S.G.P. | Sowton Bsp | 33kV connection | 33 | Western Power Distribution (South West) plc | Solar | Photovoltaic | No | 0 | 10 | 10.526 | [12 empty] | No | Accecpted to Connect | 2021-09-14 | [6 empty] | 10.526 | 10 | 10.526 | 0 | 0 | 13/04/2021 | N/A
none | Conrad Energy (Developments) Limited | Watchet Power Generation Plant | Brendon Road |  | Watchet |  | TA23 0AU | United Kingdom | 306399 | 140850 | Taunton S.G.P. | Bowhays Cross Bsp | 33kV connection | 33 | Western Power Distribution (South West) plc | Storage battery | Battery | No | 0 | 15.4 | 16.211 | [12 empty] | No | Accecpted to Connect | 2021-09-14 | [6 empty] | 16.211 | 15.4 | 16.211 | 15.4 | 16.211 | 22/01/2021 | N/A
none | Roadnight Taylor Ltd | Frochester Estate Solar Plant | Bath Road | Frocester | Stroud |  | GL10 3TH | United Kingdom | 373806.741 | 204787.225 | IRON ACTON 132kV S STN | Cambridge Arms 132kV | 33kV connection | 33 | Western Power Distribution (West Midlands) plc | Solar | Photovoltaic | No | 0 | 40 | 42.105 | [12 empty] | No | Accecpted to Connect | 2021-09-14 | [6 empty] | 42.105 | 40 | 42.105 | 0.2 | 0.211 | 25/02/2021 | N/A
none | Innogy Renewables Uk Ltd | ABERTILLERY WIND FARM 48MW |  |  | Abertillery |  |  | United Kingdom | 329788.236 | 198370.35 | Uskmouth | Panteg 66kv Sw. Site | 33kV connection | 33 | Western Power Distribution (South Wales) plc | Wind | Onshore wind turbines | No | 0 | 48 | 50.526 | [12 empty] | No | Accecpted to Connect | 2021-09-14 | [6 empty] | 50.526 | 48 | 50.526 | 0.2 | 0.211 | 28/10/2020 | N/A
2200042215282 | Becton Dickinson UK Ltd | PLYMOUTH BELLIVER WAY | BELLIVER WAY | ROBOROUGH | PLYMOUTH | DEVON | PL6 7BP | United Kingdom | 249780.114 | 62121.613 | Landulph S.G.P. | Ernesettle Bsp | Southway | 11 | Western Power Distribution (South West) plc | Fossil Gas | Engine (combustion / reciprocating) | Yes | 0 | 3.8 | 4 | [12 empty] | No | Connected | 2021-09-14 | 4 | 3.325 | 3.5 | 6.365 | 6.7 | 01/01/2013
none | Solar 2 Limited | Potterspury Solar | Land North Of |  | Potterspury |  | NN12 7TT | United Kingdom | 482602.184 | 239674.09 | EAST CLAYDON 132KV S STN | BRADWELL ABBEY 33kV S STN | 33kV connection | 33 | Western Power Distribution (East Midlands) plc | Solar | Photovoltaic | No | 0 | 40 | 42.105 | [12 empty] | No | Accecpted to Connect | 2021-09-14 | [6 empty] | 42.105 | 40 | 42.105 | 0.3 | 0.316 | 15/12/2020 | N/A
2200042174157 | The UNA Group Ltd | PLYMOUTH - 1 BELLIVER WAY | ROBOROUGH |  | PLYMOUTH | DEVON | PL6 7BP | United Kingdom | 250048.505 | 62422.953 | Landulph S.G.P. | Ernesettle Bsp | Southway | 11 | Western Power Distribution (South West) plc | Fossil Gas | Engine (combustion / reciprocating) | Yes | 0 | 3.8 | 4 | [12 empty] | No | Connected | 2021-09-14 | 4 | 3.325 | 3.5 | 1.9 | 2 | 01/10/2012
none | Gs Vogt Limited | Howgrove | Land Off Green Lane |  |  |  | BS40 8DT | United Kingdom | 345149.212 | 162247.701 | Bridgwater S.G.P. | Churchill Bsp 132kv | 33kV connection | 33 | Western Power Distribution (South West) plc | Solar | Photovoltaic | No | 0 | 13.7 | 14.421 | [12 empty] | No | Accecpted to Connect | 2021-09-14 | [6 empty] | 14.421 | 13.7 | 14.421 | 0.1 | 0.105 | 22/03/2021 | N/A
none | Anglo Renewables Limited | Water Orton BESS | Watton Lane |  | Water Orton |  | B46 1PB | United Kingdom | 419794.456 | 292210.043 | LEA MARSTON 132kV S STN | 33kV connection | 33kV connection | 33 | Western Power Distribution (West Midlands) plc | Storage battery | Battery | No | 0 | 50 | 52.632 | [12 empty] | No | Accecpted to Connect | 2021-09-14 | [6 empty] | 52.632 | 50 | 52.632 | 50 | 52.632 | 25/02/2021 | N/A
none | Sirius Renewable Energy Ltd | PEN YR HEOL LAS SOLAR FARM | Heol Las | Energlyn | Caerphilly |  |  | United Kingdom | 314198.684 | 188914.717 | Upper Boat | Energlyn | Energlyn Primary | 33 | Western Power Distribution (South Wales) plc | Solar | Photovoltaic | No | 0 | 10 | 10.526 | [12 empty] | No | Accecpted to Connect | 2021-09-14 | [6 empty] | 10.526 | 10 | 10.526 | 0.05 | 0.053 | 03/02/2021 | N/A
none | Ks Spv 63 Limited | Milton End Solar Farm | Milton End Farm |  | Arlingham |  | GL2 7JH | United Kingdom | 381767.388 | 219262.531 | PORT HAM 132kV S STN | 33kV connection | 33kV connection | 33 | Western Power Distribution (West Midlands) plc | Solar | Photovoltaic | No | 0 | 49.9 | 52.526 | [12 empty] | No | Accecpted to Connect | 2021-09-14 | [6 empty] | 52.526 | 49.9 | 52.526 | 0.1 | 0.105 | 22/03/2021 | N/A
none | Certus Utility Consulting | Certus Utility Consulting | Land Situated At Averham, |  | Staythorpe, |  | NG23 5QY | United Kingdom | 476078.366 | 353863.694 | STAYTHORPE C 132kV S STN | 132kV connection | 132kV connection | 132 | Western Power Distribution (East Midlands) plc | Storage battery | Battery | No | 0 | 49.9 | 52.526 | [12 empty] | No | Accecpted to Connect | 2021-09-14 | [6 empty] | 52.526 | 49.9 | 52.526 | 49.9 | 52.526 | 24/03/2021 | N/A
none | Newport City Council | DOCKS WAY LANDFILL | Docks Way |  | Newport |  | NP20 2NS | United Kingdom | 330457.757 | 185815.062 | Uskmouth | Newport West | Newport West Primary | 33 | Western Power Distribution (South Wales) plc | Solar | Photovoltaic | No | 0 | 2 | 2.105 | [12 empty] | No | Accecpted to Connect | 2021-09-14 | [6 empty] | 2.105 | 2 | 2.105 | 0.05 | 0.053 | 19/10/2020 | N/A
none | Utility Connection Solutions Ltd | proposed battery storage | Barton Hill Way |  | Torquay |  | TQ2 8JJ | United Kingdom | 290524.857 | 66436.121 | Abham S.G.P. | Torquay Bsp | 33kV connection | 33 | Western Power Distribution (South West) plc | Storage battery | Battery | No | 0 | 22 | 23.158 | [12 empty] | No | Accecpted to Connect | 2021-09-14 | [6 empty] | 23.158 | 22 | 23.158 | 22 | 23.158 | 19/03/2021 | N/A
none | Rdf Energy No.1 Limited | Baldwins Crane Hire Land Immediately South of | Westway Road | Alexandria Dock | Newport |  | NP20 2WE | United Kingdom | 332402.507 | 183746.599 | Uskmouth | 33kV connection | 33kV connection | 33 | Western Power Distribution (South Wales) plc | Solar | Photovoltaic | No | 0 | 20 | 21.053 | [12 empty] | No | Accecpted to Connect | 2021-09-14 | [6 empty] | 21.053 | 20 | 21.053 | 3.5 | 3.684 | 05/02/2021 | N/A
none | Greentech | Weston Lawns Farm Ganty'S Solar Farm | Bedworth Road | Bulkington |  |  | CV12 9JA | United Kingdom | 436248.465 | 284100.38 | COVENTRY 132kV S STN | COVENTRY NORTH 33kV S STN | 33kV connection | 33 | Western Power Distribution (East Midlands) plc | Solar | Photovoltaic | No | 0 | 30 | 31.579 | [12 empty] | No | Accecpted to Connect | 2021-09-14 | [6 empty] | 31.579 | 30 | 31.579 | 0.5 | 0.526 | 19/04/2021 | N/A
none | Opde Uk Limited | Longmore Hill | Larford Lane | Astley And Dunley | Malvern Hills | WORCESTERSHIRE | DY13 0SG | United Kingdom | 383553.215 | 268197.369 | BISHOPS WOOD 132kV S STN | 132kV connection | 132kV connection | 132 | Western Power Distribution (West Midlands) plc | Solar | Photovoltaic | No | 0 | 42 | 44.211 | [12 empty] | No | Accecpted to Connect | 2021-09-14 | [6 empty] | 44.211 | 42 | 44.211 | 42 | 44.211 | 03/02/2021 | N/A
none | Shireoaks Energy Centre Limited | Shireoaks Hall Farm | Spring Lane | Shireoaks | Nottinghamshire |  | S81 8LY | United Kingdom | 451626.166 | 375836.099 | CHESTERFIELD 132kV S STN | WHITWELL 33kV S STN | 33kV connection | 33 | Western Power Distribution (East Midlands) plc | Solar | Photovoltaic | No | 0 | 20 | 21.053 | [12 empty] | No | Accecpted to Connect | 2021-09-14 | [6 empty] | 21.053 | 20 | 21.053 | 0.2 | 0.211 | 29/01/2021 | N/A
none | Infraland Limited | Garendon Solar Plant | Land North Of Shepshed |  | North West Leicestershire |  | LE12 9SH | United Kingdom | 450426.145 | 329757.854 | RATCLIFFE ON SOAR 132kV S STN | 33kV connection | 33kV connection | 33 | Western Power Distribution (East Midlands) plc | Solar | Photovoltaic | No | 0 | 49.9 | 52.526 | [12 empty] | No | Accecpted to Connect | 2021-09-14 | [6 empty] | 52.526 | 49.9 | 52.526 | 0.2 | 0.211 | 02/03/2021 | N/A
none | Enersyst Power Solutions Ltd | Telford STOR | Recycling House | Rock Road | Ketley | Telford | TF1 5HW | United Kingdom |  |  | Abham S.G.P. | Paignton Bsp | 33kV connection | 33 | Western Power Distribution (West Midlands) plc | Biofuel landfill gas | Gas turbine (OCGT) | No | 0 | 20 | 21.053 | [12 empty] | No | Accecpted to Connect | 2021-09-14 | [6 empty] | 21.053 | 20 | 21.053 | 1.8 | 1.895 | 18/02/2021 | N/A
1170001388318 | Infinis Solar Limited | Ling Hall Solar Farm | LAWFORD HEATH LANE |  | LAWFORD HEATH |  | CV23 9LH | United Kingdom | 448536.161 | 275491.082 | COVENTRY 132kV S STN | RUGBY 33kV S STN | LAWFORD 33 11kV S STN | 33 | Western Power Distribution (East Midlands) plc | Solar | Photovoltaic | No | 0 | 5.5 | 5.789 | [12 empty] | No | Accecpted to Connect | 2021-09-14 | [6 empty] | 5.789 | 5.5 | 5.789 | 0.2 | 0.211 | 26/11/2020 | N/A
none | Windel Solar 5 Limited | LAND AT | Rhiwfelin Farm |  | Llantrisant |  | CF72 8LQ | United Kingdom | 303747.148 | 184337.182 | Upper Boat | Talbot Green Grid | Talbot Green Primary | 33 | Western Power Distribution (South Wales) plc | Solar | Photovoltaic | No | 0 | 7.5 | 7.895 | [12 empty] | No | Accecpted to Connect | 2021-09-14 | [6 empty] | 7.895 | 7.5 | 7.895 | 0.05 | 0.053 | 18/12/2020 | N/A
none | Ersun (Westhide Spv) Limited | Westhide Farm | Westhide |  | Hereford |  | HR1 3QE | United Kingdom | 357558.315 | 239762.135 | BISHOPS WOOD 132kV S STN | HEREFORD 66kV S STN | 66kV connection | 66 | Western Power Distribution (West Midlands) plc | Solar | Photovoltaic | No | 0 | 39 | 41.053 | [12 empty] | No | Accecpted to Connect | 2021-09-14 | [6 empty] | 41.053 | 39 | 41.053 | 0.315 | 0.332 | 01/12/2020 | N/A
none | Regener8 Power | Potential 6mw Pv Site | Belliver Way |  | Plymouth |  | PL6 7DB | United Kingdom | 249470.969 | 61347.778 | Landulph S.G.P. | Ernesettle Bsp | Southway | 33 | Western Power Distribution (South West) plc | Solar | Photovoltaic | No | 0 | 4.5 | 4.737 | [12 empty] | No | Accecpted to Connect | 2021-09-14 | [6 empty] | 4.737 | 4.5 | 4.737 | 0.2 | 0.211 | 13/01/2021 | N/A
none | Dulas Ltd | WEST BEACON FARM | Deans Lane | Woodhouse Evans | Loughborough |  | LE12 8TE | United Kingdom | 448334.363 | 319349.621 | RATCLIFFE ON SOAR 132kV S STN | LOUGHBOROUGH 33kV S STN | SHEPSHED 33 11kV S STN | 33 | Western Power Distribution (East Midlands) plc | Solar | Photovoltaic | No | 0 | 1 | 1.053 | [12 empty] | No | Accecpted to Connect | 2021-09-14 | [6 empty] | 1.053 | 1 | 1.053 | 0.05 | 0.053 | 15/02/2021 | N/A
none | Industria Resources | Vauls Farm Solar Park | Vauls Farm Astley Lane |  | Bedworth |  | CV12 0NE | United Kingdom | 436248.465 | 284100.38 | COVENTRY 132kV S STN | COVENTRY NORTH 33kV S STN | 33kV connection | 33 | Western Power Distribution (East Midlands) plc | Solar | Photovoltaic | No | 0 | 9.5 | 10 | [12 empty] | No | Accecpted to Connect | 2021-09-14 | [6 empty] | 10 | 9.5 | 10 | 0.1 | 0.105 | 05/03/2021 | N/A
none | Cenin Renewables Ltd | CENIN SWANSEA NORTH 1 |  | Felindre | Swansea |  | SA5 7LX | United Kingdom | 264462.559 | 200039.621 | Swansea North Grid | Swansea North Bsp | 33kV connection | 33 | Western Power Distribution (South Wales) plc | Wind | Onshore wind turbines | No | 0 | 49.99 | 52.621 | [12 empty] | No | Accecpted to Connect | 2021-09-14 | [6 empty] | 52.621 | 49.99 | 52.621 | 0.75 | 0.789 | 26/01/2021 | N/A
none | Brl Solar Uk Limited | Norchard Farm |  | Crossway Green | Stourport-On-Severn, |  | DY13 9SN | United Kingdom | 381741.137 | 271061.89 | BISHOPS WOOD 132kV S STN | STOURPORT 132 66 33kV S STN | 33kV connection | 33 | Western Power Distribution (West Midlands) plc | Solar | Photovoltaic | No | 0 | 25 | 26.316 | [12 empty] | No | Accecpted to Connect | 2021-09-14 | [6 empty] | 26.316 | 25 | 26.316 | 1 | 1.053 | 26/11/2020 | N/A
none | Bluestone Energy Ltd | Catherine De Barnes Site | Land To The West Of Grand Unio |  | Catherine De Barnes |  | B91 2SY | United Kingdom | 419794.456 | 292210.043 | LEA MARSTON 132kV S STN | 33kV connection | 33kV connection | 33 | Western Power Distribution (West Midlands) plc | Storage battery | Battery | No | 0 | 98 | 103.158 | [12 empty] | No | Accecpted to Connect | 2021-09-14 | [6 empty] | 103.158 | 98 | 103.158 | 98 | 103.158 | 19/02/2021 | N/A
none | Immersa | Sanigar Farm Proposed Battery Storage | Sanigar Lane |  | Berkeley | Gloucestershire | GL13 9NH | United Kingdom | 366792.393 | 185738.896 | IRON ACTON 132kV S STN | 33kV connection | 33kV connection | 33 | Western Power Distribution (West Midlands) plc | Storage battery | Battery | No | 0 | 49.52 | 52.126 | [12 empty] | No | Accecpted to Connect | 2021-09-14 | [6 empty] | 52.126 | 50 | 52.632 | 50 | 52.632 | 01/02/2021 | N/A
none | Relay Energlyn Limited | Energlyn Solar Park | Eglwysilian Road | Penyrheol Trecenydd & Energlyn | Abertridwr | Caerphilly, Wales | CF83 4ET | United Kingdom | 310109.76 | 187021.029 | Upper Boat | Upper Boat Bsp | 33kV connection | 33 | Western Power Distribution (South Wales) plc | Solar | Photovoltaic | No | 0 | 15 | 15.789 | [12 empty] | No | Accecpted to Connect | 2021-09-14 | [6 empty] | 15.789 | 15 | 15.789 | 0.2 | 0.211 | 14/12/2020 | N/A
none | Renewable Energy Systems Limited | Land Off | Longhedge Lane | Thoroton | Nottingham |  | NG13 9DS | United Kingdom | 476078.366 | 353863.694 | STAYTHORPE C 132kV S STN | 33kV connection | 33kV connection | 33 | Western Power Distribution (East Midlands) plc | Solar | Photovoltaic | No | 0 | 49.9 | 52.526 | [12 empty] | No | Accecpted to Connect | 2021-09-14 | [6 empty] | 52.526 | 49.9 | 52.526 | 0.4 | 0.421 | 04/12/2020 | N/A
none | Balance Power Projects Limited | Balance Power Projects Limited | Wolverhampton West |  | South Staffordshire Railway Walk |  | WV4 4XX | United Kingdom | 385953.815 | 295380.9 | PENN 132kV S STN | 33kV connection | 33kV connection | 33 | Western Power Distribution (West Midlands) plc | Storage battery | Battery | No | 0 | 49.9 | 52.526 | [12 empty] | No | Accecpted to Connect | 2021-09-14 | [6 empty] | 52.526 | 49.9 | 52.526 | 49.9 | 52.526 | 29/03/2021 | N/A
none | Namene Service Company Limited | Sherbourne Farm Solar | Sherbourne Farm |  | Warwick |  | CV35 8AD | United Kingdom | 429710.45 | 265381.967 | BERKSWELL 132kV S STN | WARWICK 33kV S STN | 33kV connection | 33 | Western Power Distribution (East Midlands) plc | Solar | Photovoltaic | No | 0 | 25 | 26.316 | [12 empty] | No | Accecpted to Connect | 2021-09-14 | [6 empty] | 26.316 | 25 | 26.316 | 1 | 1.053 | 03/12/2020 | N/A
none | Exeter City Council | Proposed Battery Storage | Clapperbrook Lane |  | Exeter |  |  | United Kingdom | 291490.067 | 91967.793 | Exeter Main S.G.P. | Exeter City Bsp | Haven Road | 33 | Western Power Distribution (South West) plc | Solar | Photovoltaic | No | 0 | 1 | 1.053 | [12 empty] | No | Accecpted to Connect | 2021-09-14 | [6 empty] | 1.053 | 1 | 1.053 | 1 | 1.053 | 17/11/2020 | N/A
none | Immersa | FAIR VIEW FARM |  | CARNKIE | HELSTON | CORNWALL | TR13 0DZ | United Kingdom | 172589.521 | 33406.525 | Indian Queens S.G.P. | Rame Bsp | 33kV connection | 33 | Western Power Distribution (South West) plc | Storage battery | Battery | No | 0 | 40 | 42.105 | [12 empty] | No | Accecpted to Connect | 2021-09-14 | [6 empty] | 42.105 | 40 | 42.105 | 40 | 42.105 | 12/02/2021 | N/A
none | Solar 2 Ltd | Welby Pastures | Grantham |  |  |  | NG32 3LU | United Kingdom | 495004.157 | 337257.094 | BICKER FEN 132kV S STN | GRANTHAM 33kV S STN | 33kV connection | 33 | Western Power Distribution (East Midlands) plc | Solar | Photovoltaic | No | 0 | 40 | 42.105 | [12 empty] | No | Accecpted to Connect | 2021-09-14 | [6 empty] | 42.105 | 40 | 42.105 | 0.3 | 0.316 | 02/12/2020 | N/A
2200030373964 | OXW Catalina (Logistics XVII) Limited | Old Newton Road Heathfield Newton Abbot |  |  | NEWTON ABBOT | DEVON | TQ12 6RF | United Kingdom | 283328.81 | 75899.883 | Abham S.G.P. | Newton Abbot Bsp (Forde Road) | Chudleigh Knighton | 11 | Western Power Distribution (South West) plc | Fossil oil | Engine (combustion / reciprocating) | No | 0 | 3.42 | 3.6 | [12 empty] | No | Connected | 2021-09-14 | 3.6 | 0 | 0 | 4.085 | 4.3 | 01/04/1999
none | Re Projects Development Ltd | Steerway Farm |  | Wellington | Telford |  | TF1 2JU | United Kingdom | 367420.14 | 310833.574 | IRONBRIDGE 132kV S STN | KETLEY 132kV S STN | 33kV connection | 33 | Western Power Distribution (West Midlands) plc | Solar | Photovoltaic | No | 0 | 30 | 31.579 | [12 empty] | No | Accecpted to Connect | 2021-09-14 | [6 empty] | 31.579 | 30 | 31.579 | 0.5 | 0.526 | 15/12/2020 | N/A
none | Low Carbon Uk Solar | HIll Court Solar Farm | Hill Court Estate | Hill | Berkeley |  | GL13 9ED | United Kingdom | 366792.393 | 185738.896 | IRON ACTON 132kV S STN | 132kV connection | 132kV connection | 132 | Western Power Distribution (West Midlands) plc | Storage battery | Battery | No | 0 | 35 | 36.842 | [12 empty] | No | Accecpted to Connect | 2021-09-14 | [6 empty] | 36.842 | 35 | 36.842 | 35 | 36.842 | 07/01/2021 | N/A
none | Conrad Energy (Developments) Ltd | Proposed Battery Installation |  | Dunkeswell | Honiton | Devon | EX14 4LG | United Kingdom | 314489.512 | 106987.459 | Exeter Main S.G.P. | Tiverton Bsp | Dunkeswell 33/11kv | 33 | Western Power Distribution (South West) plc | Storage battery | Battery | No | 0 | 5.5 | 5.789 | [12 empty] | No | Accecpted to Connect | 2021-09-14 | [6 empty] | 5.789 | 5.5 | 5.789 | 5.5 | 5.789 | 12/11/2020 | N/A
none | Rctcbc Corporate Energy Team | 4.2mw Wind Turbine | Maerdy Top |  | Maerdy |  | CF43 4FP | United Kingdom | 297192.939 | 199021.729 | Swansea North Grid | Hirwaun Grid | Maerdy | 33 | Western Power Distribution (South Wales) plc | Wind | Onshore wind turbines | No | 0 | 4.2 | 4.421 | [12 empty] | No | Accecpted to Connect | 2021-09-14 | [6 empty] | 4.421 | 4.2 | 4.421 | 0.05 | 0.053 | 17/12/2020 | N/A
none | Cenin Renewables Ltd | COITY WALIA AREA |  |  | Bridgend |  |  | United Kingdom | 282651.661 | 183043.299 | Pyle Grid | 132kV connection | 132kV connection | 132 | Western Power Distribution (South Wales) plc | Wind | Onshore wind turbines | No | 0 | 49.999 | 52.631 | [12 empty] | No | Accecpted to Connect | 2021-09-14 | [6 empty] | 52.631 | 49.999 | 52.631 | 0.75 | 0.789 | 27/01/2021 | N/A
none | Innova Renewables Limited | Tolldish Hall Solar Plant | Parrotts Grove |  | Coventry |  | CV2 1NR | United Kingdom | 436248.465 | 284100.38 | COVENTRY 132kV S STN | COVENTRY NORTH 33kV S STN | 33kV connection | 33 | Western Power Distribution (East Midlands) plc | Solar | Photovoltaic | No | 0 | 25 | 26.316 | [12 empty] | No | Accecpted to Connect | 2021-09-14 | [6 empty] | 26.316 | 25 | 26.316 | 0.2 | 0.211 | 15/01/2021 | N/A
1470001283479 | Centrica Business Solutions | Nec | EXPORT HALL NO. 5 | PENDIGO WAY | BIRMINGHAM |  | B40 1NT | United Kingdom | 419638.551 | 283805.737 | LEA MARSTON 132kV S STN | ELMDON 132kV S STN | Elmdon 132/11kV | 33 | Western Power Distribution (West Midlands) plc | Fossil Gas | Engine (combustion / reciprocating) | Yes | 0 | 3.4 | 3.579 | [12 empty] | No | Accecpted to Connect | 2021-09-14 | [6 empty] | 3.579 | 3.4 | 3.579 | 0 | 0 | 20/02/2020 | N/A
none | Novergy Ltd | Site Near | Newlands Lane | Colton | Lichfield | Staffordshire | WS15 3JD | United Kingdom | 405943.52 | 317384.128 | RUGELEY 132kV S STN | 33kV connection | 33kV connection | 33 | Western Power Distribution (West Midlands) plc | Solar | Photovoltaic | No | 0 | 55 | 57.895 | [12 empty] | No | Accecpted to Connect | 2021-09-14 | [6 empty] | 57.895 | 55 | 57.895 | 0.98 | 1.032 | 30/03/2021 | N/A
2200031825740 | Lloyds Bank plc | BRISTOL CANONS HOUSE CANONS WAY (LLOYDS TSB) | CANONS WAY | CITY CENTRE | BRISTOL |  | BS1 5LL | United Kingdom | 358363.68 | 172399.492 | Iron Acton S.G.P. | Lockleaze Bsp 132kv | Clifton | 11 | Western Power Distribution (South West) plc | Fossil oil | Engine (combustion / reciprocating) | No | 0 | 3.23 | 3.4 | [12 empty] | No | Connected | 2021-09-14 | 3.4 | 3.8 | 4 | 1.71 | 1.8 | 01/10/2002
none | Powertree (Sidings Road) Limited | Powertree (Sidings Road) Limited | Sidings Road |  | Kirkby In Ashfield | Nottinghamshire | NG17 7JZ | United Kingdom | 451519.059 | 358737.472 | CHESTERFIELD 132kV S STN | ANNESLEY 33kV S STN | SUTTON JUNCTION 33 11kV S STN | 33 | Western Power Distribution (East Midlands) plc | Fossil Gas | Engine (combustion / reciprocating) | Yes | 0 | 3.2 | 3.368 | [12 empty] | No | Accecpted to Connect | 2021-09-14 | [6 empty] | 3.368 | 3.2 | 3.368 | 0.1 | 0.105 | 10/09/2020 | N/A
none | Opde Uk Limited | Opde Uk Limited | Sturton Road |  | Nottingham |  | DN22 9BJ | United Kingdom | 479467.927 | 385479.165 | WEST BURTON 132kV S STN | 33kV connection | 33kV connection | 33 | Western Power Distribution (East Midlands) plc | Solar | Photovoltaic | No | 0 | 90 | 94.737 | [12 empty] | No | Accecpted to Connect | 2021-09-14 | [6 empty] | 94.737 | 90 | 94.737 | 60 | 63.158 | 04/01/2021 | N/A
none | Renewable Energy Systems Limited | Kingston Solar | Kingston Estate | Kingston On Soar | Nottingham |  | NG11 0DN | United Kingdom | 450426.145 | 329757.854 | RATCLIFFE ON SOAR 132kV S STN | 33kV connection | 33kV connection | 33 | Western Power Distribution (East Midlands) plc | Solar | Photovoltaic | No | 0 | 50 | 52.632 | [12 empty] | No | Accecpted to Connect | 2021-09-14 | [6 empty] | 52.632 | 50 | 52.632 | 0.1 | 0.105 | 08/01/2021 | N/A
none | Communiies For Renewables Cic | Chelston Meadow Landfill Site | The Ride |  | Plymouth |  | PL9 7JS | United Kingdom | 249892.098 | 54134.116 | Abham S.G.P. | Plymouth Bsp | 33kV connection | 33 | Western Power Distribution (South West) plc | Solar | Photovoltaic | No | 0 | 10 | 10.526 | [12 empty] | No | Accecpted to Connect | 2021-09-14 | [6 empty] | 10.526 | 10 | 10.526 | 0 | 0 | 09/12/2020 | N/A
none | Belltown Power Uk Wind Ltd | NANT EIRON WIND FARM | Grids 263031, 248451 |  | Lampeter |  |  | United Kingdom | 256987.309 | 246080.861 | Swansea North Grid | Lampeter Grid | 33kV connection | 33 | Western Power Distribution (South Wales) plc | Wind | Onshore wind turbines | No | 0 | 25.2 | 26.526 | [12 empty] | No | Accecpted to Connect | 2021-09-14 | [6 empty] | 26.526 | 25.2 | 26.526 | 0.5 | 0.526 | 24/11/2020 | N/A
none | Midlands Power Networks Limited | PANDROL UK LIMITED | BONEMILL LANE |  | WORKSOP | NOTTINGHAMSHIRE | S81 7AX | United Kingdom | 457658.113 | 380330.423 | WEST BURTON 132kV S STN | WORKSOP 33kV S STN | WORKSOP WEST 33 11kV S STN | 33 | Western Power Distribution (East Midlands) plc | Fossil oil | Engine (combustion / reciprocating) | No | 0 | 3.2 | 3.368 | [12 empty] | No | Accecpted to Connect | 2021-09-14 | [6 empty] | 3.368 | 0 | 0 | 3.2 | 3.368 | 04/12/2019 | N/A
none | Welsh Power Group Limited | IMPORT HOLDITCH POWER STATION (NO 2 FEEDER) | HOLDITCH ROAD, CHESTERTON |  | NEWCASTLE | STAFFORDSHIRE | ST5 9JA | United Kingdom | 383803.683 | 348070.481 | Cellarhead 132kV | NEWCASTLE 132kV S STN | Newcastle 132/11kV | 33 | Western Power Distribution (West Midlands) plc | Fossil Gas | Engine (combustion / reciprocating) | Yes | 0 | 3.12 | 3.284 | [12 empty] | No | Accecpted to Connect | 2021-09-14 | [6 empty] | 3.284 | 3.12 | 3.284 | 0.8 | 0.842 | 21/01/2021 | N/A
2200042834024 | Royal Devon & Exeter Healthcare NHS Trust | R.D. & E. Hospital (Wonford) | BARRACK ROAD |  | EXETER |  | EX2 5DW | United Kingdom |  |  | Exeter Main S.G.P. | Exeter City Bsp | Haven Road | 11 | Western Power Distribution (South West) plc | Fossil Gas | Engine (combustion / reciprocating) | Yes | 0 | 3.114 | 3.2779 | [12 empty] | No | Connected | 2021-09-14 | 3.2779 | 0.104 | 0.11 | 3.325 | 3.5 | 01/01/2017
1170001061655 | Leicester District Energy Company Ltd | University Of Leicester Intake Substation | UNIVERSITY ROAD |  | LEICESTER |  | LE1 7RH | United Kingdom | 459202 | 303280 | ENDERBY 132kV S STN | LEICESTER EAST 33kV S STN | HIGHFIELDS 33 11kV S STN | 11 | Western Power Distribution (East Midlands) plc | Fossil Gas | Engine (combustion / reciprocating) | Yes | 0 | 3.04 | 3.2 | [12 empty] | No | Connected | 2021-09-14 | 3.2 | 3.8 | 4 | 4.275 | 4.5 | 01/12/2012
none | Natural Power Consultants | RHOSCROWTHER WIND FARM |  | Rhoscrowther | Pembroke |  |  | United Kingdom | 193601.954 | 202349.642 | Pembroke Power Station | Pembroke Power Station Bsp | 33kV connection | 33 | Western Power Distribution (South Wales) plc | Wind | Onshore wind turbines | No | 0 | 18 | 18.947 | [12 empty] | No | Accecpted to Connect | 2021-09-14 | [6 empty] | 18.947 | 18 | 18.947 | 0.25 | 0.263 | 16/09/2020 | N/A
1460002074801 | International Convention Centre & National Indoor Arena | BROAD STREET | INTERNATIONAL CONFERENCE CENTRE | BROAD STREET | BIRMINGHAM |  | B1 2EA | United Kingdom | 406046.936 | 286789.505 | BUSTLEHOLM 132kV S STN | LADYWOOD 132 11kV S STN | Ladywood 132/11kV | 11 | Western Power Distribution (West Midlands) plc | Fossil oil | Engine (combustion / reciprocating) | No | 0 | 3.04 | 3.2 | [12 empty] | No | Connected | 2021-09-14 | 3.2 | 1.52 | 1.6 | 4.494 | 4.73 | 11/10/2007
none | Eden Sustainable Group | PRINCESS YACHTS | SOUTH YARD | Devonport | PLYMOUTH |  | PL2 1JH | United Kingdom | 245140.025 | 54431.042 | Landulph S.G.P. | Milehouse Bsp | Newport Street | 33 | Western Power Distribution (South West) plc | Solar | Photovoltaic | No | 0 | 0.15498 | 0.163 | [12 empty] | No | Accecpted to Connect | 2021-09-14 | [6 empty] | 0.163 | 0.15498 | 0.163 | 1.6 | 1.684 | 21/10/2020 | N/A
none | Power Balancing Services Ltd | Land off | High View Road | South Normanton | Alfreton |  | DE55 2FH | United Kingdom | 444006.398 | 357784.231 | CHESTERFIELD 132kV S STN | ALFRETON 33kV S STN | BLACKWELL 33 11kV S STN | 33 | Western Power Distribution (East Midlands) plc | Fossil Gas | Engine (combustion / reciprocating) | No | 0 | 3 | 3.158 | [12 empty] | No | Accecpted to Connect | 2021-09-14 | [6 empty] | 3.158 | 3 | 3.158 | 0.15 | 0.158 | 11/06/2020 | N/A
none | Vital Energi | The Energy Centre | City Hospital Campus | Hucknall Road | Nottingham |  | NG5 1PB | United Kingdom | 455602 | 342666 | RATCLIFFE ON SOAR 132kV S STN | 33kV connection | NOTTINGHAM NORTH 11kV S STN | 33 | Western Power Distribution (East Midlands) plc | Fossil Gas | Engine (combustion / reciprocating) | Yes | 0 | 3 | 3.158 | [12 empty] | No | Accecpted to Connect | 2021-09-14 | [6 empty] | 3.158 | 3 | 3.158 | 0 | 0 | 17/07/2018 | N/A
none | Gtc | N0019270-1 Unit 520 | Harvie Card Way | Magna Park | Milton Keynes |  | MK17 7AB | United Kingdom | 490852.739 | 238137.582 | EAST CLAYDON 132KV S STN | BLETCHLEY 33KV S STN | FEN FARM 33 11kV S STN | 33 | Western Power Distribution (East Midlands) plc | Solar | Photovoltaic | No | 0 | 2 | 2.105 | [12 empty] | No | Accecpted to Connect | 2021-09-14 | [6 empty] | 2.105 | 2 | 2.105 | 0 | 0 | 21/10/2020 | N/A
none | Elgin Energy Esco Ltd | Lands At Church Farm |  | Withington | Shrewsbury | Shropshire | SY4 4PZ | United Kingdom | 353221.851 | 312625.517 | SHREWSBURY 132kV S STN | 33kV connection | 33kV connection | 33 | Western Power Distribution (West Midlands) plc | Solar | Photovoltaic | No | 0 | 25 | 26.316 | [12 empty] | No | Accecpted to Connect | 2021-09-14 | [6 empty] | 26.316 | 25 | 26.316 | 0.3 | 0.316 | 29/12/2020 | N/A
none | Eden Sustainable Group | PRINCESS YACHTS INTERNATIONAL LIMITED | NEWPORT STREET | STONEHOUSE | PLYMOUTH |  | PL1 3QG | United Kingdom | 246182.605 | 54240.348 | Landulph S.G.P. | Milehouse Bsp | Newport Street | 33 | Western Power Distribution (South West) plc | Solar | Photovoltaic | No | 0 | 0.46305 | 0.487 | [12 empty] | No | Accecpted to Connect | 2021-09-14 | [6 empty] | 0.487 | 0.46305 | 0.487 | 2.2 | 2.316 | 14/10/2020 | N/A
none | Greentech Services Limited | Whitfield Solar Farm | Bemersley Road | Brown Edge | Stoke On Trent |  |  | United Kingdom | 388176.096 | 353588.939 | Cellarhead 132kV | WHITFIELD 132 33kV S STN | 33kV connection | 33 | Western Power Distribution (West Midlands) plc | Solar | Photovoltaic | No | 0 | 25 | 26.316 | [12 empty] | No | Accecpted to Connect | 2021-09-14 | [6 empty] | 26.316 | 25 | 26.316 | 0.6 | 0.632 | 19/10/2020 | N/A
none | Pathfinder Clean Energy | Ukz078 | Land North Of M1 | Stoke Godington |  |  | MK19 7NE | United Kingdom | 481890.907 | 246007.72 | EAST CLAYDON 132KV S STN | BRADWELL ABBEY 33kV S STN | HANSLOPE PARK 33 11kV S STN | 33 | Western Power Distribution (East Midlands) plc | Solar | Photovoltaic | No | 0 | 5 | 5.263 | [12 empty] | No | Accecpted to Connect | 2021-09-14 | [6 empty] | 5.263 | 5 | 5.263 | 0.1 | 0.105 | 06/01/2021 | N/A
none | Aura Power Solar Uk Ltd | NEWTON FARM Newton Solar Farm | Lea Lane | And Land At, Drointon, Staffor | Rugeley |  | WS15 3NP | United Kingdom | 392281.46 | 304225.046 | Bushbury D 132kV | 33kV connection | 33kV connection | 33 | Western Power Distribution (West Midlands) plc | Solar | Photovoltaic | No | 0 | 49.9 | 52.526 | [12 empty] | No | Accecpted to Connect | 2021-09-14 | [6 empty] | 52.526 | 49.9 | 52.526 | 0.8 | 0.842 | 12/10/2020 | N/A
none | Castor Projects | POC 3MW - Evercreech Junction | Industrial Estate | Ditcheat | Shepton Mallet | Somerset | BA4 6NB | United Kingdom | 364397.261 | 138762.201 | Seabank Sgp | Radstock Bsp 132kv | Evercreech | 33 | Western Power Distribution (South West) plc | Biofuel biogas from anaerobic digestion (excluding landfill & sewage) | Engine (combustion / reciprocating) | No | 0 | 3 | 3.158 | [12 empty] | No | Accecpted to Connect | 2021-09-14 | [6 empty] | 3.158 | 3 | 3.158 | 0.5 | 0.526 | 28/08/2018 | N/A
none | Ecotricity Generation Ltd | Woodlands Farm |  | Clapton | Berkeley |  | GL13 9QU | United Kingdom | 367741.141 | 200447.492 | IRON ACTON 132kV S STN | RYEFORD 132kV S STN | BERKELEY 33 11kV S STN | 132 | Western Power Distribution (West Midlands) plc | Solar | Photovoltaic | No | 0 | 4 | 4.211 | [12 empty] | No | Accecpted to Connect | 2021-09-14 | [6 empty] | 4.211 | 4 | 4.211 | 0.05 | 0.053 | 28/09/2020 | N/A
none | Ks Spv 61 Limited | Alfreton Solar Farm | Hall Farm |  | Alfreton |  | DE55 7AH | United Kingdom | 441276.206 | 357049.461 | CHESTERFIELD 132kV S STN | ALFRETON 132kV S STN | 33kV connection | 33 | Western Power Distribution (East Midlands) plc | Solar | Photovoltaic | No | 0 | 38 | 40 | [12 empty] | No | Accecpted to Connect | 2021-09-14 | [6 empty] | 40 | 38 | 40 | 0.1 | 0.105 | 08/10/2020 | N/A
none | Namene Service Company Limited | Grace Dieu Solar Farm | Shepshed Road | Hathern | Leicestershire |  | LE12 5LL | United Kingdom | 450426.145 | 329757.854 | RATCLIFFE ON SOAR 132kV S STN | 33kV connection | 33kV connection | 33 | Western Power Distribution (East Midlands) plc | Solar | Photovoltaic | No | 0 | 49.9 | 52.526 | [12 empty] | No | Accecpted to Connect | 2021-09-14 | [6 empty] | 52.526 | 49.9 | 52.526 | 0.5 | 0.526 | 08/10/2020 | N/A
2200040979039 | Chelson Meadow Energy Limited | PLYMOUTH CHELSON MEADOW LANDFILL (33KV GENERATOR) NOV 2005 | LAIRA BRIDGE ROAD |  | PLYMOUTH | DEVON | PL9 7JF | United Kingdom | 250717.946 | 54755.534 | Abham S.G.P. | Plymouth Bsp | 33kV connection | 33 | Western Power Distribution (South West) plc | Biofuel landfill gas | Gas turbine (OCGT) | No | 0 | 2.945 | 3.1 | [12 empty] | No | Connected | 2021-09-14 | 3.1 | 1.995 | 2.1 | 0.067 | 0.07 | 01/11/2005
none | Edf Energy Renewables Limited | Land East Of : | Sulgrave |  | Banbury | OXFORDSHIRE | OX17 2SF | United Kingdom | 475176.566 | 226053.515 | EAST CLAYDON 132KV S STN | 33kV connection | 33kV connection | 33 | Western Power Distribution (East Midlands) plc | Solar | Photovoltaic | No | 0 | 129.87 | 136.705 | [12 empty] | No | Accecpted to Connect | 2021-09-14 | [6 empty] | 136.705 | 129.87 | 136.705 | 0.5 | 0.526 | 07/12/2020 | N/A
none | Anglo Renewables Limited | Anglo Renewables Limited | Rocks Green |  | Rock Green | Shropshire | SY8 2DT | United Kingdom | 383553.215 | 268197.369 | BISHOPS WOOD 132kV S STN | 33kV connection | 33kV connection | 33 | Western Power Distribution (West Midlands) plc | Solar | Photovoltaic | No | 0 | 40 | 42.105 | [12 empty] | No | Accecpted to Connect | 2021-09-14 | [6 empty] | 42.105 | 40 | 42.105 | 12 | 12.632 | 07/12/2020 | N/A
none | Mr B Burggraaf | Cardiff WwTW |  |  | Cardiff |  | CF24 2RX | United Kingdom | 317566 | 208027 | Rassau G.S.P. | Ebbw Vale | Ebbw Vale Primary | 33 | Western Power Distribution (South Wales) plc | Solar | Photovoltaic | No | 0 | 4 | 4.211 | [12 empty] | No | Accecpted to Connect | 2021-09-14 | [6 empty] | 4.211 | 0 | 0 | 7 | 7.368 | 30/06/2020 | N/A
none | Opdenergy Uk 2 Ltd | Opdenergy Uk 2 Ltd | Angrave Road | East Leake | Rushcliffe | Nottinghamshire | LE12 6JA | United Kingdom | 462704.877 | 325772.133 | RATCLIFFE ON SOAR 132kV S STN | WILLOUGHBY 33kV S STN | 33kV connection | 33 | Western Power Distribution (East Midlands) plc | Solar | Photovoltaic | No | 0 | 3 | 3.158 | [12 empty] | No | Accecpted to Connect | 2021-09-14 | [6 empty] | 3.158 | 3 | 3.158 | 0.1 | 0.105 | 01/12/2020 | N/A
none | Elgin Energy Esco Ltd | ref 20620, Hanwell Estate PV lands at Park Farm and West Fa | Hanwell |  | Banbury |  | TN7 4BL. | United Kingdom | 475176.566 | 226053.515 | EAST CLAYDON 132KV S STN | 33kV connection | 33kV connection | 33 | Western Power Distribution (West Midlands) plc | Solar | Photovoltaic | No | 0 | 40 | 42.105 | [12 empty] | No | Accecpted to Connect | 2021-09-14 | [6 empty] | 42.105 | 40 | 42.105 | 0.3 | 0.316 | 09/12/2020 | N/A
none | Falck Renewables Wind Limited | BRYNTAIL FARM SOLAR POWER PLANT |  | Rhydyfelin | Pontypridd |  | CF37 5LJ | United Kingdom | 310109.76 | 187021.029 | Upper Boat | Upper Boat Bsp | 33kV connection | 33 | Western Power Distribution (South Wales) plc | Solar | Photovoltaic | No | 0 | 38 | 40 | [12 empty] | No | Accecpted to Connect | 2021-09-14 | [6 empty] | 40 | 38 | 40 | 0.3 | 0.316 | 09/10/2020 | N/A
2100040950407 | Dwr Cymru Welsh Water | Afan Waste Water Treatment Works | HARBOUR ROAD | PHOENIX WALK | PORT TALBOT | WEST GLAMORGAN | SA13 1RA | United Kingdom | 276073.429 | 187326.102 | Swansea North Grid | Briton Ferry Grid | Victoria Road | 11 | Western Power Distribution (South Wales) plc | Fossil oil | Engine (combustion / reciprocating) | No | 0 | 2.918 | 3.072 | [12 empty] | No | Connected | 2021-09-14 | 3.072 | 2.042 | 2.15 | 1.624 | 1.71 | 01/07/2010
none | Innova Renewables Limited | Moreton Morrell Solar Plant | Land At Church Hill Farm |  | And Land Off Newbold Road |  | CV35 9DD | United Kingdom | 438824.116 | 258996.818 | BERKSWELL 132kV S STN | HARBURY 33kV S STN | 33kV connection | 33 | Western Power Distribution (East Midlands) plc | Solar | Photovoltaic | No | 0 | 20 | 21.053 | [12 empty] | No | Accecpted to Connect | 2021-09-14 | [6 empty] | 21.053 | 20 | 21.053 | 0.2 | 0.211 | 17/08/2020 | N/A
none | Pace Gambit Energy Limited | Uko054 Malswick (Smith.Carter) | Land North Of Stream Ln, |  | Upleadon | Gloucestershire | GL18 1HW | United Kingdom | 373936.012 | 225647.466 | BISHOPS WOOD 132kV S STN | HEREFORD 66kV S STN | 66kV connection | 66 | Western Power Distribution (West Midlands) plc | Solar | Photovoltaic | No | 0 | 6 | 6.316 | [12 empty] | No | Accecpted to Connect | 2021-09-14 | [6 empty] | 6.316 | 6 | 6.316 | 0.1 | 0.105 | 21/09/2020 | N/A
none | Windel Solar 2 Limited | Proposed Solar PV | Land At Courtwell House Farm | Coffinswell | Newton Abbot |  | TQ12 4SS | United Kingdom | 290524.857 | 66436.121 | Abham S.G.P. | Torquay Bsp | 33kV connection | 33 | Western Power Distribution (South West) plc | Solar | Photovoltaic | No | 0 | 16 | 16.842 | [12 empty] | No | Accecpted to Connect | 2021-09-14 | [6 empty] | 16.842 | 16 | 16.842 | 0.2 | 0.211 | 24/11/2020 | N/A
none | Vital Energi | Morriston Hospital | Heol Maes Eglwys | Morriston | Swansea |  | SA6 6NL | United Kingdom | 266500.776 | 200030.016 | Swansea North Grid | Morriston Grid | Morriston Primary | 33 | Western Power Distribution (South Wales) plc | Solar | Photovoltaic | No | 0 | 2 | 2.105 | [12 empty] | No | Accecpted to Connect | 2021-09-14 | [6 empty] | 2.105 | 2 | 2.105 | 4 | 4.211 | 11/11/2020 | N/A
none | Hopley Electrical Services Ltd | TIR JOHN LANDFILL | Danygraig Road | St Thomas | Swansea |  | SA1 8PT | United Kingdom | 268717.222 | 193477.728 | Swansea North Grid | Tir John Power Station | 33kV connection | 33 | Western Power Distribution (South Wales) plc | Solar | Photovoltaic | No | 0 | 2.5 | 2.632 | [12 empty] | No | Accecpted to Connect | 2021-09-14 | [6 empty] | 2.632 | 2.5 | 2.632 | 0.1 | 0.105 | 19/08/2020 | N/A
1422789100009 | Kraft General Foods Ltd | Accounts Payable Supervsr | RUSCOTE AVENUE |  | BANBURY | OXFORDSHIRE | OX16 2QU | United Kingdom | 445401.08 | 241749.82 | EAST CLAYDON 132KV S STN | BANBURY 132kV S STN | Banbury 132/11kV | 11 | Western Power Distribution (West Midlands) plc | Fossil Gas | Gas turbine (OCGT) | No | 0 | 2.85 | 3 | [12 empty] | No | Connected | 2021-09-14 | 3 | 2.85 | 3 | 0 | 0 | 17/11/1995
none | Torfaen County Borough Council | ty coch landfill | Cwmbran |  |  |  | NP44 7AJ | United Kingdom | 328203.571 | 193538.416 | Uskmouth | Llantarnam | Llantarnam Primary | 33 | Western Power Distribution (South Wales) plc | Solar | Photovoltaic | No | 0 | 3.5 | 3.684 | [12 empty] | No | Accecpted to Connect | 2021-09-14 | [6 empty] | 3.684 | 3.5 | 3.684 | 0.05 | 0.053 | 30/07/2020 | N/A
none | Innova Renewables Limited | Blythe House Solar and Storage Plant | Land At Blythe House Farm | Tean | Stoke On Trent |  | ST10 4JW | United Kingdom | 405943.52 | 317384.128 | RUGELEY 132kV S STN | 33kV connection | 33kV connection | 33 | Western Power Distribution (West Midlands) plc | Solar | Photovoltaic | No | 0 | 80 | 84.211 | [12 empty] | No | Accecpted to Connect | 2021-09-14 | [6 empty] | 84.211 | 80 | 84.211 | 0.001 | 0.001 | 11/09/2020 | N/A
none | Infranite Renewables | The Royal Mint PV & Wind Turbine | Llantrisant B Park | Llantrisant | Llantrisant |  |  | United Kingdom | 317566 | 208027 | Rassau G.S.P. | Ebbw Vale | Ebbw Vale Primary | 33 | Western Power Distribution (South Wales) plc | Solar | Photovoltaic | No | 0 | 2.85 | 3 | [12 empty] | No | Accecpted to Connect | 2021-09-14 | [6 empty] | 3 | 2.85 | 3 | 3 | 3.158 | 10/09/2020 | N/A
2200042974050 | E.ON Energy Solutions Limited | Monkerton Energy Centre Tithebarn Lane Exeter | MONKERTON DEVELOPEMENT | PINHOE | EXETER |  | EX1 3RH | United Kingdom | 296860 | 93930 | Exeter Main S.G.P. | Sowton Bsp | 11kv Connection | 11 | Western Power Distribution (South West) plc | Fossil Gas | Engine (combustion / reciprocating) | Yes | 0 | 2.841 | 2.99 | [12 empty] | No | Connected | 2021-09-14 | 2.99 | 2.85 | 3 | 0.475 | 0.5 | 01/04/2019
none | Edf Energy Renewables Limited | Althorp Estate Solar PV Farm |  |  |  |  | NN7 3NF | United Kingdom | 474295.164 | 261365.056 | GRENDON 132kV S STN | NORTHAMPTON WEST 33kV S STN | 33kV connection | 33 | Western Power Distribution (East Midlands) plc | Solar | Photovoltaic | No | 0 | 49.95 | 52.579 | [12 empty] | No | Accecpted to Connect | 2021-09-14 | [6 empty] | 52.579 | 49.95 | 52.579 | 0.5 | 0.526 | 07/12/2020 | N/A
none | Conrad (Clay Hill) Limited | Dormington Solar | Clay Hill Pit | Dormington | Hereford |  | HR1 4EP | United Kingdom | 357558.315 | 239762.135 | BISHOPS WOOD 132kV S STN | HEREFORD 66kV S STN | 66kV connection | 66 | Western Power Distribution (West Midlands) plc | Solar | Photovoltaic | No | 0 | 40.56 | 42.695 | [12 empty] | No | Accecpted to Connect | 2021-09-14 | [6 empty] | 42.695 | 40.56 | 42.695 | 3 | 3.158 | 09/09/2020 | N/A
none | Forterra Building Products Limited | Desford Brickworks | Heath Road | Bagworth | Coalville | Leicestershire | LE67 1DL | United Kingdom | 449399.505 | 304883.626 | ENDERBY 132kV S STN | COALVILLE 33KV S STN | DESFORD 33 11kV S STN | 33 | Western Power Distribution (East Midlands) plc | Solar | Photovoltaic | No | 0 | 4 | 4.211 | [12 empty] | No | Accecpted to Connect | 2021-09-14 | [6 empty] | 4.211 | 4 | 4.211 | 0 | 0 | 26/11/2020 | N/A
none | Opdenergy Uk 1 Ltd | Pyghtle Farm | Wicken Park Road | Wicken | Milton Keynes |  | MK19 6BZ | United Kingdom | 477822.653 | 236143.689 | EAST CLAYDON 132KV S STN | STONY STRATFORD 33kV S STN | 33kV connection | 33 | Western Power Distribution (East Midlands) plc | Solar | Photovoltaic | No | 0 | 15 | 15.789 | [12 empty] | No | Accecpted to Connect | 2021-09-14 | [6 empty] | 15.789 | 15 | 15.789 | 0.6 | 0.632 | 26/11/2020 | N/A
none | Infinite Renewables Ltd | LAND AT ROYAL MINT | Llantrisatn Business Park |  | Llantrisant |  |  | United Kingdom | 303747.148 | 184337.182 | Upper Boat | Talbot Green Grid | Talbot Green Primary | 33 | Western Power Distribution (South Wales) plc | Fossil Gas | Engine (combustion / reciprocating) | No | 0 | 2.8 | 2.947 | [12 empty] | No | Accecpted to Connect | 2021-09-14 | [6 empty] | 2.947 | 0 | 0 | 3 | 3.158 | 19/08/2020 | N/A
none | Graig Fartha Ce Turbine Limited | Graig Fatha Farm Wind Turbine | Coed Ely |  | Tonyrefail | Rct | CF39 8EX | United Kingdom | 303747.148 | 184337.182 | Upper Boat | Talbot Green Grid | Talbot Green Primary | 33 | Western Power Distribution (South Wales) plc | Wind | Onshore wind turbines | No | 0 | 2.5 | 2.632 | [12 empty] | No | Accecpted to Connect | 2021-09-14 | [6 empty] | 2.632 | 2.5 | 2.632 | 0.05 | 0.053 | 11/06/2020 | N/A
none | Res Group Ltd | Proposed Solar Scheme |  | Pyworthy | Holsworthy |  | EX22 6LJ | United Kingdom | 230422.812 | 102168.27 | Alverdiscott S.G.P. | Pyworthy Bsp | 33kV connection | 33 | Western Power Distribution (South West) plc | Solar | Photovoltaic | No | 0 | 32.2 | 33.895 | [12 empty] | No | Accecpted to Connect | 2021-09-14 | [6 empty] | 33.895 | 32.2 | 33.895 | 0.1 | 0.105 | 13/07/2020 | N/A
none | Renewable Energy Systems Ltd | Wogaston Farm |  |  | Pembroke |  | SA71 5AA | United Kingdom | 193601.954 | 202349.642 | Pembroke Power Station | 33kV connection | 33kV connection | 33 | Western Power Distribution (South Wales) plc | Solar | Photovoltaic | No | 0 | 120 | 126.316 | [12 empty] | No | Accecpted to Connect | 2021-09-14 | [6 empty] | 126.316 | 120 | 126.316 | 0.1 | 0.105 | 16/09/2020 | N/A
none | Lightrock Power Ltd | Lightrock Power Ltd | Lower Tean Leys | Tean Leys |  | Staffs | ST10 4NS | United Kingdom | 405943.52 | 317384.128 | RUGELEY 132kV S STN | 132kV connection | 132kV connection | 132 | Western Power Distribution (West Midlands) plc | Solar | Photovoltaic | No | 0 | 49.9 | 52.526 | [12 empty] | No | Accecpted to Connect | 2021-09-14 | [6 empty] | 52.526 | 49.9 | 52.526 | 20 | 21.053 | 26/11/2020 | N/A
none | E H Energy Ltd | TREGORRICK FARM |  |  | St Austell |  | PL26 7AG | United Kingdom | 201455.433 | 51706.371 | Indian Queens S.G.P. | St Austell Bsp | Sawles Road | 33 | Western Power Distribution (South West) plc | Storage battery | Battery | No | 0 | 6 | 6.316 | [12 empty] | No | Accecpted to Connect | 2021-09-14 | [6 empty] | 6.316 | 6 | 6.316 | 6 | 6.316 | 15/09/2020 | N/A
none | Low Carbon | Canal Solar Farm | Canal Solar Farm | Hinckley | Leicestershire |  | LE10 3EE | United Kingdom | 441127.012 | 292466.649 | COVENTRY 132kV S STN | 132kV connection | 132kV connection | 132 | Western Power Distribution (East Midlands) plc | Solar | Photovoltaic | No | 0 | 35 | 36.842 | [12 empty] | No | Accecpted to Connect | 2021-09-14 | [6 empty] | 36.842 | 35 | 36.842 | 7 | 7.368 | 13/10/2020 | N/A |  |  |  | N | D_WPD_SWal_004, D_WPD_SWal_005, D_WPD_Swal_006, D_WPD_SWal-007, D_WPD_SWal_008
1100050222701 | Prosper De Mulder & Sons Ltd | Mancetter Road | MANCETTER ROAD | HARTSHILL | NUNEATON | WARWICKSHIRE | CV10 0TA | United Kingdom | 433209.228 | 295051 | COVENTRY 132kV S STN | NUNEATON 33kV S STN | WHITTLEFORD 33 11kV S STN | 11 | Western Power Distribution (East Midlands) plc | Fossil Gas | Engine (combustion / reciprocating) | Yes | 0 | 2.755 | 2.9 | [12 empty] | No | Connected | 2021-09-14 | 2.9 | 2.755 | 2.9 | 3.04 | 3.2 | 01/12/1998
1170001386250 | Callum Curtis | Ocado/Baddesley Colliery | DANNY MORSON WAY | BIRCH COPPICE BUSINESS PARK | TAMWORTH | STAFFORDSHIRE | B78 1SE | United Kingdom | 425540.909 | 299392.068 | LEA MARSTON 132kV S STN | TAMWORTH 33kV S STN | BIRCH COPPICE 33 11kV S STN | 33 | Western Power Distribution (East Midlands) plc | Biofuel landfill gas | Gas turbine (OCGT) | No | 0 | 2.6 | 2.737 | [12 empty] | No | Accecpted to Connect | 2021-09-14 | [6 empty] | 2.737 | 2.6 | 2.737 | 5 | 5.263 | 24/09/2020 | N/A
2100040809003 | DVLA | DVLA Clase | LONGVIEW ROAD |  | SWANSEA |  | SA99 1DR | United Kingdom | 265446.848 | 198666.677 | Swansea North Grid | Swansea North Bsp | Clase | 11 | Western Power Distribution (South Wales) plc | Fossil oil | Engine (combustion / reciprocating) | No | 0 | 2.735 | 2.879 | [12 empty] | No | Connected | 2021-09-14 | 2.879 | 2.185 | 2.3 | 3.8 | 4 | 01/09/2008
2200042914423 | The Cornwall Bakery | Callington 83 Tavistock Road HV Supply | MOSS SIDE INDUSTRIAL ESTATE | TAVISTOCK ROAD | CALLINGTON | CORNWALL | PL17 7XG | United Kingdom | 236765.455 | 69992.55 | Landulph S.G.P. | St Germans Bsp | Callington | 11 | Western Power Distribution (South West) plc | Fossil Gas | Engine (combustion / reciprocating) | Yes | 0 | 2.608 | 2.745 | [12 empty] | No | Connected | 2021-09-14 | 2.745 | 0 | 0 | 5.462 | 5.75 | 01/07/2018
2200042273994 | E.ON Energy Solutions Limited | Cranbrook Energy Centre, Clyst Honiton, Exeter. | CLYST HONITON |  | EXETER | DEVON | EX5 2DX | United Kingdom | 299747.104 | 94379.426 | Exeter Main S.G.P. | Sowton Bsp | Clyst Honiton | 11 | Western Power Distribution (South West) plc | Fossil Gas | Engine (combustion / reciprocating) | Yes | 0 | 2.592 | 2.7288 | [12 empty] | No | Connected | 2021-09-14 | 2.7288 | 2.565 | 2.7 | 3.382 | 3.56 | 01/10/2013
1470000970915 | Mueller Europe Limited | Wednesbury Copper Tube | OXFORD STREET |  | BLISTON |  | WV14 7DS | United Kingdom | 395782.973 | 296078.837 | WILLENHALL 132 25kV S STN | Willenhall 132/25/11kV | Willenhall 132/25/11kV | 11 | Western Power Distribution (West Midlands) plc | Fossil Gas | Engine (combustion / reciprocating) | Yes | 0 | 2.408 | 2.535 | [12 empty] | No | Connected | 2021-09-14 | 2.535 | 0.475 | 0.5 | 5.89 | 6.2 | 01/10/2018
none | Mwat Ltd | Moss Farm PPG Site | Fleckney Road | Kibworth Beauchamp | Leicester |  | LE8 0HJ | United Kingdom | 466336 | 293715 | GRENDON 132kV S STN | KIBWORTH 33KV S STN | KIBWORTH 11kV S STN | 33 | Western Power Distribution (East Midlands) plc | Biofuel landfill gas | Gas turbine (OCGT) | No | 0 | 7.6 | 8 | [12 empty] | No | Accecpted to Connect | 2021-09-14 | [6 empty] | 8 | 7.6 | 8 | 0 | 0 | 15/02/2021 | N/A
1160001076673 | Sainsbury's Supermarkets Limited | SAINSBURYS REGIONAL DISTRIBUTION CENTRE | PINEHAM PARK | UPTON | NORTHAMPTON |  | NN4 9BX | United Kingdom | 470862.664 | 258411.338 | GRENDON 132kV S STN | NORTHAMPTON 33kV S STN | PINEHAM 33 11kV S STN | 11 | Western Power Distribution (East Midlands) plc | Fossil Gas | Engine (combustion / reciprocating) | Yes | 0 | 2.363 | 2.487 | [12 empty] | No | Connected | 2021-09-14 | 2.487 | 0.005 | 0.005 | 1.188 | 1.25 | 01/07/2013
none | Elgin Energy Esco Ltd | Solar Site 25520 Wistow Lodge PV | Leicester Road |  | Wistow | Leicestershire | LE8 0QF | United Kingdom | 453315.216 | 300391.331 | ENDERBY 132kV S STN | 33kV connection | 33kV connection | 33 | Western Power Distribution (East Midlands) plc | Solar | Photovoltaic | No | 0 | 40 | 42.105 | [12 empty] | No | Accecpted to Connect | 2021-09-14 | [6 empty] | 42.105 | 40 | 42.105 | 0.3 | 0.316 | 10/11/2020 | N/A
none | Public Power Solutions Ltd | new house farm |  |  | Hawkeschurch |  | EX13 5UP | United Kingdom | 335094.438 | 99023.35 | Axminster S.G.P. | Woodcote Bsp | 33kV connection | 33 | Western Power Distribution (South West) plc | Storage battery | Battery | No | 0 | 50 | 52.632 | [12 empty] | No | Accecpted to Connect | 2021-09-14 | [6 empty] | 52.632 | 50 | 52.632 | 50 | 52.632 | 27/10/2020 | N/A
none | Armstrong Capital Management Limited | Ash Farm Land at | Vicarage Drove | Bicker | Boston |  | PE20 3BJ | United Kingdom | 519650.844 | 338706.652 | BICKER FEN 132kV S STN | 132kV connection | 132kV connection | 132 | Western Power Distribution (East Midlands) plc | Solar | Photovoltaic | No | 0 | 70 | 73.684 | [12 empty] | No | Accecpted to Connect | 2021-09-14 | [6 empty] | 73.684 | 70 | 73.684 | 20.5 | 21.579 | 03/11/2020 | N/A
none | Hobby Energy Ltd | GROVE FARM | Gypsy Lane | Irchester | Wellingborough | Northamptonshire | NN29 7UF | United Kingdom | 489811 | 266844 | GRENDON 132kV S STN | WELLINGBOROUGH 132kV S STN | Wellingborough 132/11kv (Reserve) | 33 | Western Power Distribution (East Midlands) plc | Solar | Photovoltaic | No | 0 | 20 | 21.053 | [12 empty] | No | Accecpted to Connect | 2021-09-14 | [6 empty] | 21.053 | 20 | 21.053 | 0.1 | 0.105 | 12/08/2020 | N/A
none | Aura Power Solar Uk Ltd | Wade Lane Farm | Wade Lane |  | Hill Ridware | Rugeley | WS15 3RE | United Kingdom | 405943.52 | 317384.128 | RUGELEY 132kV S STN | 33kV connection | 33kV connection | 33 | Western Power Distribution (West Midlands) plc | Solar | Photovoltaic | No | 0 | 49.9 | 52.526 | [12 empty] | No | Accecpted to Connect | 2021-09-14 | [6 empty] | 52.526 | 49.9 | 52.526 | 0.001 | 0.001 | 09/10/2020 | N/A
none | Conrad Energy (Developments) Ltd | Flexible Gas Generating Stn | Land At Blacknell Lane |  | Crewkerne |  | TA18 8LL | United Kingdom | 344855.887 | 109413.832 | Axminster S.G.P. | Woodcote Bsp | Crewkerne | 33 | Western Power Distribution (South West) plc | Biofuel landfill gas | Gas turbine (OCGT) | No | 0 | 7.2 | 7.579 | [12 empty] | No | Accecpted to Connect | 2021-09-14 | [6 empty] | 7.579 | 7.2 | 7.579 | 0.2 | 0.211 | 20/10/2020 | N/A
none | Windel Solar 4 Limited | High Witheven Farm Solar PV on land at |  | Canworthy Water |  |  | PL15 8UB | United Kingdom | 230422.812 | 102168.27 | Alverdiscott S.G.P. | 132kV connection | 132kV connection | 132 | Western Power Distribution (South West) plc | Solar | Photovoltaic | No | 0 | 32 | 33.684 | [12 empty] | No | Accecpted to Connect | 2021-09-14 | [6 empty] | 33.684 | 32 | 33.684 | 0.2 | 0.211 | 13/11/2020 | N/A
none | Ipv Flexigen Limited | Corley Solar Farm | Breach Oak Lane |  | Astley Cp | North Warwickshire | CV7 8AU | United Kingdom | 434788.451 | 290538.125 | COVENTRY 132kV S STN | NUNEATON 33kV S STN | 33kV connection | 33 | Western Power Distribution (East Midlands) plc | Solar | Photovoltaic | No | 0 | 12.8 | 13.474 | [12 empty] | No | Accecpted to Connect | 2021-09-14 | [6 empty] | 13.474 | 12.8 | 13.474 | 0.05 | 0.053 | 26/10/2020 | N/A
none | Relay Feckenham Limited | Site off | Salt Way |  | Feckenham |  | B96 6JT | United Kingdom | 401968.072 | 261611.575 | FECKENHAM 66 11kV S STN | 33kV connection | 33kV connection | 33 | Western Power Distribution (West Midlands) plc | Solar | Photovoltaic | No | 0 | 40 | 42.105 | [12 empty] | No | Accecpted to Connect | 2021-09-14 | [6 empty] | 42.105 | 40 | 42.105 | 0.001 | 0.001 | 28/09/2020 | N/A
1470000214206 | Good Hope Hospital N H S Trust | Estates Department | GOOD HOPE HOSPITAL NHS TRUST | RECTORY ROAD | SUTTON COLDFIELD | WEST MIDLANDS | B75 7RR | United Kingdom | 412865.71 | 296569.989 | LEA MARSTON 132kV S STN | SUTTON COLDFIELD 132kV S STN | Sutton Coldfield 132/11kV | 11 | Western Power Distribution (West Midlands) plc | Fossil Gas | Engine (combustion / reciprocating) | Yes | 0 | 2.133 | 2.245 | [12 empty] | No | Connected | 2021-09-14 | 2.245 | 1.373 | 1.445 | 1.9 | 2 | 02/02/2011
none | Dno Consulting Ltd | LAND AT | Croes Carn Einon Farm | Bassaleg | Newport |  | NP10 8RW | United Kingdom | 332402.507 | 183746.599 | Uskmouth | 33kV connection | 33kV connection | 33 | Western Power Distribution (South Wales) plc | Solar | Photovoltaic | No | 0 | 40 | 42.105 | [12 empty] | No | Accecpted to Connect | 2021-09-14 | [6 empty] | 42.105 | 40 | 42.105 | 0.3 | 0.316 | 24/07/2020 | N/A
none | Re Projects Development Ltd | Ash Farm PV installation for 7MW | Charlton Rd, | Coleford | Radstock |  | BA3 5EX | United Kingdom | 364634.072 | 154703.353 | Seabank Sgp | Radstock Bsp 132kv | 33kV connection | 33 | Western Power Distribution (South West) plc | Solar | Photovoltaic | No | 0 | 10 | 10.526 | [12 empty] | No | Accecpted to Connect | 2021-09-14 | [6 empty] | 10.526 | 10 | 10.526 | 0 | 0 | 27/07/2020 | N/A
none | Bailoh Limited | Land at Manor Farm Manor Farm Solar Plant | Beachampton |  | Milton Keynes | Buckinghamshire | MK19 6DT | United Kingdom | 477822.653 | 236143.689 | EAST CLAYDON 132KV S STN | STONY STRATFORD 33kV S STN | 33kV connection | 33 | Western Power Distribution (East Midlands) plc | Solar | Photovoltaic | No | 0 | 25 | 26.316 | [12 empty] | No | Accecpted to Connect | 2021-09-14 | [6 empty] | 26.316 | 25 | 26.316 | 0.1 | 0.105 | 27/07/2020 | N/A
none | Infraland Limited | Costock Solar Farm | Wysall Road | Costock | Rushcliffe | Nottinghamshire | LE12 6YP | United Kingdom | 450426.145 | 329757.854 | RATCLIFFE ON SOAR 132kV S STN | 132kV connection | 132kV connection | 132 | Western Power Distribution (East Midlands) plc | Solar | Photovoltaic | No | 0 | 49.9 | 52.526 | [12 empty] | No | Accecpted to Connect | 2021-09-14 | [6 empty] | 52.526 | 49.9 | 52.526 | 0.35 | 0.368 | 02/10/2020 | N/A
none | Aura Power Solar Uk Ltd | Aura Power Solar Uk Ltd | Preston Hill Farm | Preston Vale | Penkridge | Stafford | ST19 5RA | United Kingdom | 392281.46 | 304225.046 | Bushbury D 132kV | 33kV connection | 33kV connection | 33 | Western Power Distribution (West Midlands) plc | Solar | Photovoltaic | No | 0 | 49.9 | 52.526 | [12 empty] | No | Accecpted to Connect | 2021-09-14 | [6 empty] | 52.526 | 49.9 | 52.526 | 0.8 | 0.842 | 27/08/2020 | N/A
none | Jbm Solar Projects (Uk) Ltd | Eastfields Solar 065 | Deppers Bridge | Bishop'S Itchington | Southam |  | CV47 2ST | United Kingdom | 438824.116 | 258996.818 | BERKSWELL 132kV S STN | HARBURY 33kV S STN | 33kV connection | 33 | Western Power Distribution (East Midlands) plc | Solar | Photovoltaic | No | 0 | 25 | 26.316 | [12 empty] | No | Accecpted to Connect | 2021-09-14 | [6 empty] | 26.316 | 25 | 26.316 | 25 | 26.316 | 19/08/2020 | N/A
none | Solar Securities Ltd | GWENLAIS SOLAR FARM | Gwenlais Road | Pontlliw | Swansea |  | SA4 9EX | United Kingdom | 264462.559 | 200039.621 | Swansea North Grid | Swansea North Bsp | 33kV connection | 33 | Western Power Distribution (South Wales) plc | Solar | Photovoltaic | No | 0 | 15.45 | 16.263 | [12 empty] | No | Accecpted to Connect | 2021-09-14 | [6 empty] | 16.263 | 15 | 15.789 | 0.1 | 0.105 | 08/07/2020 | N/A
none | Anesco Limited | Anesco Limited | Dunsford Road |  | Alfreton |  | DE55 7RH | United Kingdom | 441262.962 | 356993.886 | CHESTERFIELD 132kV S STN | ALFRETON 33kV S STN | 33kV connection | 33 | Western Power Distribution (East Midlands) plc | Solar | Photovoltaic | No | 0 | 19 | 20 | [12 empty] | No | Accecpted to Connect | 2021-09-14 | [6 empty] | 20 | 19 | 20 | 0.195 | 0.205 | 17/09/2020 | N/A
none | Innova Renewables Limited | Land at Newbold Pacey | Newbold Road |  |  | Warwickshire | CV35 9DP | United Kingdom | 429710.45 | 265381.967 | BERKSWELL 132kV S STN | WARWICK 33kV S STN | 33kV connection | 33 | Western Power Distribution (East Midlands) plc | Solar | Photovoltaic | No | 0 | 20 | 21.053 | [12 empty] | No | Accecpted to Connect | 2021-09-14 | [6 empty] | 21.053 | 20 | 21.053 | 0.2 | 0.211 | 31/07/2020 | N/A
1470001259848 | Ian Shaw | Keele University | KEELE UNIVERSITY |  | KEELE | STAFFORDSHIRE | ST5 5BG | United Kingdom | 382374.777 | 345415.023 | Cellarhead 132kV | NEWCASTLE 132kV S STN | Newcastle 132/11kV | 33 | Western Power Distribution (West Midlands) plc | Solar | Photovoltaic | No | 0 | 7.3 | 7.684 | [12 empty] | No | Accecpted to Connect | 2021-09-14 | [6 empty] | 7.684 | 1.5 | 1.579 | 7.5 | 7.895 | 31/07/2020 | N/A
2200041868592 | Wessex Water Services Ltd | TAUNTON CREECH ST MICHAEL HAM STW | HAM | CREECH ST. MICHAEL | TAUNTON | SOMERSET | TA3 5NU | United Kingdom | 328451.44 | 124684.227 | Bridgwater S.G.P. | Bridgwater Grid Bsp | Creech St Michael | 11 | Western Power Distribution (South West) plc | Fossil Gas | Engine (combustion / reciprocating) | Yes | 0 | 2.108 | 2.219 | [12 empty] | No | Connected | 2021-09-14 | 2.219 | 2.565 | 2.7 | 0.989 | 1.041 | 01/10/1993
none | Sirius Ecodev (Lambeth) Limited | LAMBEETH FARM |  | Pwllcrochan | Pembroke |  | SA71 5TP | United Kingdom | 193601.954 | 202349.642 | Pembroke Power Station | Pembroke Power Station Bsp | 33kV connection | 33 | Western Power Distribution (South Wales) plc | Solar | Photovoltaic | No | 0 | 49.999 | 52.631 | [12 empty] | No | Accecpted to Connect | 2021-09-14 | [6 empty] | 52.631 | 49.999 | 52.631 | 0.2 | 0.211 | 08/07/2020 | N/A
1470000116509 | The Royal Wolverhampton Hospitals N H S Trust | NEW CROSS HOSPITAL | WOLVERHAMPTON ROAD | HEATH TOWN | WOLVERHAMPTON | WEST MIDLANDS | WV10 0QP | United Kingdom | 393590.034 | 300395.719 | Bushbury D 132kV | BUSHBURY C 132kV S STN | Bushbury B-C 132/33/11kV | 11 | Western Power Distribution (West Midlands) plc | Waste | Engine (combustion / reciprocating) | Yes | 0 | 2.042 | 2.15 | [12 empty] | No | Connected | 2021-09-14 | 2.15 | 2.004 | 2.11 | 3.8 | 4 | 27/02/2013
none | Ecotricity | Land at Old Dalby Lodge Farm | Paddys Lane | Old Dalby | Melton Mowbray | Leicestershire | LE14 3LY | United Kingdom | 462704.877 | 325772.133 | RATCLIFFE ON SOAR 132kV S STN | WILLOUGHBY 33kV S STN | 33kV connection | 33 | Western Power Distribution (East Midlands) plc | Solar | Photovoltaic | No | 0 | 7 | 7.368 | [12 empty] | No | Accecpted to Connect | 2021-09-14 | [6 empty] | 7.368 | 7 | 7.368 | 0 | 0 | 27/07/2020 | N/A
none | Balance Power Projects Limited | Whetstone | Warwick Road |  | Littlethorpe | Leicester | LE19 2JU | United Kingdom | 455342.263 | 296965.136 | ENDERBY 132kV S STN | WIGSTON 33KV S STN | WHETSTONE 33 11kV S STN | 33 | Western Power Distribution (East Midlands) plc | Biofuel landfill gas | Gas turbine (OCGT) | No | 0 | 7.56 | 7.958 | [12 empty] | No | Accecpted to Connect | 2021-09-14 | [6 empty] | 7.958 | 7.56 | 7.958 | 0 | 0 | 16/09/2020 | N/A
none | Ks Spv 47 Limited | Laurel Farm Hasland Solar Farm | Calow |  | Chesterfield |  | S44 5XH | United Kingdom | 440954.678 | 369846.71 | CHESTERFIELD 132kV S STN | 33kV connection | 33kV connection | 33 | Western Power Distribution (East Midlands) plc | Solar | Photovoltaic | No | 0 | 50 | 52.632 | [12 empty] | No | Accecpted to Connect | 2021-09-14 | [6 empty] | 52.632 | 50 | 52.632 | 0.1 | 0.105 | 11/09/2020 | N/A
none | Novergy Ltd | Middle Road Farm | Middle Farm |  | Leamington Spa |  | CV33 9JN | United Kingdom | 426395.553 | 276521.239 | BERKSWELL 132kV S STN | 33kV connection | 33kV connection | 33 | Western Power Distribution (East Midlands) plc | Solar | Photovoltaic | No | 0 | 40 | 42.105 | [12 empty] | No | Accecpted to Connect | 2021-09-14 | [6 empty] | 42.105 | 40 | 42.105 | 0.5 | 0.526 | 21/07/2020 | N/A
none | Cogen Ltd | WENTLOOG BIO POWER | Newlands Road | Wentloog | Cardiff |  |  | United Kingdom | 320598.515 | 178030.151 | Cardiff East Grid | Cardiff East Grid Bsp | 33kV connection | 33 | Western Power Distribution (South Wales) plc | Biofuel landfill gas | Gas turbine (OCGT) | No | 0 | 15 | 15.789 | [12 empty] | No | Accecpted to Connect | 2021-09-14 | [6 empty] | 15.789 | 15 | 15.789 | 3 | 3.158 | 07/04/2020 | N/A
none | Brl Solar Uk Limited | Noken Farm | Sinton Green |  |  | WORCESTERSHIRE | WR2 6NW | United Kingdom | 383553.215 | 268197.369 | BISHOPS WOOD 132kV S STN | 132kV connection | 132kV connection | 132 | Western Power Distribution (West Midlands) plc | Solar | Photovoltaic | No | 0 | 42 | 44.211 | [12 empty] | No | Accecpted to Connect | 2021-09-14 | [6 empty] | 44.211 | 42 | 44.211 | 0.5 | 0.526 | 18/06/2020 | N/A
none | Greentech Invest (1) Limited | Greentech Invest (1) Limited | Dawley Road |  | Ketley |  | TF1 5AQ | United Kingdom | 367420.14 | 310833.574 | IRONBRIDGE 132kV S STN | KETLEY 132kV S STN | 33kV connection | 33 | Western Power Distribution (West Midlands) plc | Solar | Photovoltaic | No | 0 | 21 | 22.105 | [12 empty] | No | Accecpted to Connect | 2021-09-14 | [6 empty] | 22.105 | 21 | 22.105 | 0.5 | 0.526 | 17/04/2020 | N/A
none | Jbm Solar Projects (Uk) Ltd | Ashorne Solar | Harbury Lane |  | Leamington Spa |  | CV34 7BN | United Kingdom | 426395.553 | 276521.239 | BERKSWELL 132kV S STN | 132kV connection | 132kV connection | 132 | Western Power Distribution (East Midlands) plc | Solar | Photovoltaic | No | 0 | 49.9 | 52.526 | [12 empty] | No | Accecpted to Connect | 2021-09-14 | [6 empty] | 52.526 | 49.9 | 52.526 | 10 | 10.526 | 19/08/2020 | N/A
none | Renewable Connections | New Generator SLC15 Application | Marsbury Plane |  | Marksbury |  | BA2 0EG | United Kingdom | 364634.072 | 154703.353 | Seabank Sgp | Radstock Bsp 132kv | 33kV connection | 33 | Western Power Distribution (South West) plc | Solar | Photovoltaic | No | 0 | 150 | 157.895 | [12 empty] | No | Accecpted to Connect | 2021-09-14 | [6 empty] | 157.895 | 15 | 15.789 | 0.15 | 0.158 | 24/07/2020 | N/A
none | Gethin And Co / Agripost | gethin and co / agripost | Lower House | Cardeston | Ford,Shrewsbury |  | SY5 9NQ | United Kingdom | 336475.245 | 311911.763 | SHREWSBURY 132kV S STN | Shrewsbury 132/33kV | ROWTON 33 11kV S STN | 33 | Western Power Distribution (West Midlands) plc | Biomass | Steam turbine (thermal power plant) | No | 0 | 1 | 1.053 | [12 empty] | No | Accecpted to Connect | 2021-09-14 | [6 empty] | 1.053 | 1 | 1.053 | 0.069 | 0.073 | 25/06/2020 | N/A
none | Innogy Renewables | PEN MARCH WIND FARM |  | Nr Dowlais | Merthyr Tydfil |  |  | United Kingdom | 307184.967 | 208804.795 | Upper Boat | Dowlais Grid | 33kV connection | 33 | Western Power Distribution (South Wales) plc | Wind | Onshore wind turbines | No | 0 | 29.4 | 30.947 | [12 empty] | No | Accecpted to Connect | 2021-09-14 | [6 empty] | 30.947 | 29.4 | 30.947 | 0.2 | 0.211 | 23/07/2020 | N/A
none | Eeb47 Limited | Thorpe Constantine Solar Pv | Land West Of Thorpe Constantin | Tamworth | Staffordshire |  | B79 0AQ | United Kingdom | 419794.456 | 292210.043 | LEA MARSTON 132kV S STN | 33kV connection | 33kV connection | 33 | Western Power Distribution (East Midlands) plc | Solar | Photovoltaic | No | 0 | 49.9 | 52.526 | [12 empty] | No | Accecpted to Connect | 2021-09-14 | [6 empty] | 52.526 | 49.9 | 52.526 | 0.15 | 0.158 | 11/08/2020 | N/A
none | Yetigen | Brynwell Farm |  |  | Cardiff |  | CF11 | United Kingdom | 320598.515 | 178030.151 | Cardiff East Grid | Cardiff East Grid Bsp | 33kV connection | 33 | Western Power Distribution (South Wales) plc | Solar | Photovoltaic | No | 0 | 15 | 15.789 | [12 empty] | No | Accecpted to Connect | 2021-09-14 | [6 empty] | 15.789 | 15 | 15.789 | 0.15 | 0.158 | 16/04/2020 | N/A |  |  |  | Y | D_WPD_SWal_011
none | Dno Consulting Ltd | ref 17410 | Denfurlong Farm | Frampton On Severn | Gloucestershire |  | GL2 7EF | United Kingdom | 381767.388 | 219262.531 | PORT HAM 132kV S STN | 33kV connection | 33kV connection | 33 | Western Power Distribution (West Midlands) plc | Solar | Photovoltaic | No | 0 | 40 | 42.105 | [12 empty] | No | Accecpted to Connect | 2021-09-14 | [6 empty] | 42.105 | 40 | 42.105 | 0.001 | 0.001 | 01/06/2020 | N/A
none | Infraland Limited | Land near | County Lane | Albrighton | Wolverhampton |  | WV7 3AH | United Kingdom | 383189.673 | 304416.022 | Bushbury D 132kV | BUSHBURY C 132kV S STN | ALBRIGHTON 33 11kV S STN | 132 | Western Power Distribution (West Midlands) plc | Solar | Photovoltaic | No | 0 | 12 | 12.632 | [12 empty] | No | Accecpted to Connect | 2021-09-14 | [6 empty] | 12.632 | 12 | 12.632 | 0.001 | 0.001 | 18/08/2020 | N/A
none | Fn & Gt Barber | Chestnut Farm | Syston Road | Cossington | Leicester |  | LE7 4UZ | United Kingdom | 462704.877 | 325772.133 | RATCLIFFE ON SOAR 132kV S STN | WILLOUGHBY 33kV S STN | 33kV connection | 33 | Western Power Distribution (East Midlands) plc | Solar | Photovoltaic | No | 0 | 20 | 21.053 | [12 empty] | No | Accecpted to Connect | 2021-09-14 | [6 empty] | 21.053 | 20 | 21.053 | 2 | 2.105 | 27/07/2020 | N/A
2200030052742 | Kallo Foods Ltd/Wessanen Uk | RTI HOUSE | BROADWINDSOR ROAD |  | BEAMINSTER | DORSET | DT8 3PR | United Kingdom | 346467.966 | 101611.048 | Axminster S.G.P. | Woodcote Bsp | Beaminster | 11 | Western Power Distribution (South West) plc | Solar | Photovoltaic | No | 0 | 0 | 0 | [12 empty] | No | Accecpted to Connect | 2021-09-14 | [6 empty] | 0 | 0.1 | 0.105 | 1 | 1.053 | 05/03/2020 | N/A
none | Amberside Energy Ltd | Highleadon Solar A/ref 061 | B4215 Rudford & Highleadon |  | Forest Of Dean |  | GL18 1HG | United Kingdom | 381767.388 | 219262.531 | PORT HAM 132kV S STN | 33kV connection | 33kV connection | 33 | Western Power Distribution (West Midlands) plc | Solar | Photovoltaic | No | 0 | 49.9 | 52.526 | [12 empty] | No | Accecpted to Connect | 2021-09-14 | [6 empty] | 52.526 | 49.9 | 52.526 | 0.25 | 0.263 | 14/07/2020 | N/A
none | Cenin Renewables Ltd | MANMOEL WIND 11KV | Manmoel Common |  | Ebbw Vale |  |  | United Kingdom | 317566 | 208027 | Rassau G.S.P. | Ebbw Vale | Ebbw Vale Primary | 33 | Western Power Distribution (South Wales) plc | Wind | Onshore wind turbines | No | 0 | 12 | 12.632 | [12 empty] | No | Accecpted to Connect | 2021-09-14 | [6 empty] | 12.632 | 12 | 12.632 | 0.05 | 0.053 | 08/06/2020 | N/A
none | Cogen Ltd | JAGUAR LAND ROVER | Lode Lane | Solihull | West Midlands |  | B92 8NW | United Kingdom | 419794.456 | 292210.043 | LEA MARSTON 132kV S STN | 33kV connection | 33kV connection | 33 | Western Power Distribution (West Midlands) plc | Solar | Photovoltaic | No | 0 | 29 | 30.526 | [12 empty] | No | Accecpted to Connect | 2021-09-14 | [6 empty] | 30.526 | 29 | 30.526 | 0.001 | 0.001 | 10/08/2020 | N/A
none | Wse Bourton Road Limited | Manor Farm | Bourton Road |  | Bourton | Buckinghamshire | MK18 7DS | United Kingdom | 477822.653 | 236143.689 | EAST CLAYDON 132KV S STN | STONY STRATFORD 33kV S STN | 33kV connection | 33 | Western Power Distribution (East Midlands) plc | Solar | Photovoltaic | No | 0 | 12 | 12.632 | [12 empty] | No | Accecpted to Connect | 2021-09-14 | [6 empty] | 12.632 | 12 | 12.632 | 0.4 | 0.421 | 19/05/2020 | N/A |  |  |  | Y | D_WPD_EM_0034
none | Conrad Energy (Developments) Ltd | Proposed Generation | Philip Street |  | Bristol |  | BS2 0TA | United Kingdom | 360684.799 | 172358.802 | Iron Acton S.G.P. | Feeder Road 33kv | Feeder Rd 11kv | 33 | Western Power Distribution (South West) plc | Storage battery | Battery | No | 0 | 7.2 | 7.579 | [12 empty] | No | Accecpted to Connect | 2021-09-14 | [6 empty] | 7.579 | 7.2 | 7.579 | 6 | 6.316 | 31/03/2020 | N/A
none | Cenin Renweables Ltd | LLWYNCELYN FARM 2.5mw Wind Turbine | Llwyncelyn |  | Porth |  | CF39 9UE | United Kingdom | 302252.982 | 193687.355 | Upper Boat | Upper Boat Bsp | Wattstown | 33 | Western Power Distribution (South Wales) plc | Wind | Onshore wind turbines | No | 0 | 2.5 | 2.632 | [12 empty] | No | Accecpted to Connect | 2021-09-14 | [6 empty] | 2.632 | 2.5 | 2.632 | 0.025 | 0.026 | 06/05/2020 | N/A
none | Land And Grid Ltd | ALLESTON FARM |  |  | Pembroke |  | SA71 5NJ | United Kingdom | 193601.954 | 202349.642 | Pembroke Power Station | Pembroke Power Station Bsp | 33kV connection | 33 | Western Power Distribution (South Wales) plc | Solar | Photovoltaic | No | 0 | 30 | 31.579 | [12 empty] | No | Accecpted to Connect | 2021-09-14 | [6 empty] | 31.579 | 30 | 31.579 | 0.2 | 0.211 | 20/08/2020 | N/A
none | Stark Energy Limited | Haunton Manor Farm | Main Road |  | Haunton |  | B79 9HN | United Kingdom | 419794.456 | 292210.043 | LEA MARSTON 132kV S STN | 132kV connection | 132kV connection | 132 | Western Power Distribution (East Midlands) plc | Solar | Photovoltaic | No | 0 | 38 | 40 | [12 empty] | No | Accecpted to Connect | 2021-09-14 | [6 empty] | 40 | 38 | 40 | 0.35 | 0.368 | 29/04/2020 | N/A
none | Pennant Walters (Holdings) Ltd | MYNYDD CARN Y CEFN WIND FARM |  | Aberbeeg | Abertillery |  |  | United Kingdom | 320003.293 | 197958.622 | Rassau G.S.P. | Crumlin | 33kV connection | 33 | Western Power Distribution (South Wales) plc | Wind | Onshore wind turbines | No | 0 | 28.7 | 30.211 | [12 empty] | No | Accecpted to Connect | 2021-09-14 | [6 empty] | 30.211 | 28.7 | 30.211 | 0.42 | 0.442 | 18/06/2020 | N/A
none | Iolo Energy Limited | PEN ONN FARM |  | Llancarfan | Vale Of Glamorgan |  | CF62 3AG | United Kingdom | 302484.975 | 166036.902 | Aberthaw Power Station | 33kV connection | 33kV connection | 33 | Western Power Distribution (South Wales) plc | Solar | Photovoltaic | No | 0 | 49.999 | 52.631 | [12 empty] | No | Accecpted to Connect | 2021-09-14 | [6 empty] | 52.631 | 49.999 | 52.631 | 0.1 | 0.105 | 16/06/2020 | N/A
none | John Pointon And Sons | JOHN POINTON & SONS | Bones Lane | Cheddleton | Leek |  | ST13 7BT | United Kingdom | 397678.841 | 352657.152 | Cellarhead 132kV | WHITFIELD 132 33kV S STN | CHEDDLETON 33 11kV S STN | 33 | Western Power Distribution (West Midlands) plc | Fossil Gas | Gas turbine (OCGT) | No | 0 | 2.026 | 2.133 | [12 empty] | No | Accecpted to Connect | 2021-09-14 | [6 empty] | 2.133 | 0 | 0 | 3.7 | 3.895 | 14/03/2019 | N/A
1470000461022 | Andigestion Limited | WINGMOOR FARM,STOKE ORCHARD,BISHOPS CLEEVE,CHELTENHAM GL52 7DG | STOKE ORCHARD ROAD | BISHOPS CLEEVE | CHELTENHAM | GLOUCESTERSHIRE | GL52 7DG | United Kingdom | 394506.102 | 227458.053 | PORT HAM 132kV S STN | CHELTENHAM 66kV S STN | BISHOPS CLEEVE 66 11kV S STN | 11 | Western Power Distribution (West Midlands) plc | Fossil Gas | Engine (combustion / reciprocating) | Yes | 0 | 2 | 2.105 | [12 empty] | No | Connected | 2021-09-14 | 2.105 | 2 | 2.105 | 0.285 | 0.3 | 17/06/2015
none | Northington Energy Centre Ltd | Box Farm | Newnham-On-Severn |  | Gloucestershire |  | GL14 1EF | United Kingdom | 381767.388 | 219262.531 | PORT HAM 132kV S STN | 33kV connection | 33kV connection | 33 | Western Power Distribution (West Midlands) plc | Solar | Photovoltaic | No | 0 | 49.9 | 52.526 | [12 empty] | No | Accecpted to Connect | 2021-09-14 | [6 empty] | 52.526 | 49.9 | 52.526 | 0.499 | 0.525 | 01/06/2020 | N/A
none | S R Construction | site at | Morton Way |  | Thornbury | Gloucestershire | BS35 2HX | United Kingdom | 364006.474 | 188493.986 | IRON ACTON 132kV S STN | CHIPPING SODBURY 132kV S STN | ALVESTON 33 11kV S STN | 33 | Western Power Distribution (West Midlands) plc | Solar | Photovoltaic | No | 0 | 0.0875 | 0.092 | [12 empty] | No | Accecpted to Connect | 2021-09-14 | [6 empty] | 0.092 | 0 | 0 | 1.038 | 1.093 | 20/05/2020 | N/A
none | Pace Fire Energy Limited | Ukz015 B&C: Mallows | Land Off Mallows Lane | Sibsey | Boston | Lincolnshire | PE22 0TL | United Kingdom | 533477.036 | 342835.75 | WALPOLE 132kV S STN | BOSTON 33kV S STN | 33kV connection | 33 | Western Power Distribution (East Midlands) plc | Solar | Photovoltaic | No | 0 | 10 | 10.526 | [12 empty] | No | Accecpted to Connect | 2021-09-14 | [6 empty] | 10.526 | 10 | 10.526 | 5 | 5.263 | 12/05/2020 | N/A
none | Aura Power Solar Uk Ltd | Far Coley Farm Colwich Solar Farm | Coley Lane | Little Haywood | Stafford |  | ST18 0XB | United Kingdom | 405943.52 | 317384.128 | RUGELEY 132kV S STN | 33kV connection | 33kV connection | 33 | Western Power Distribution (West Midlands) plc | Solar | Photovoltaic | No | 0 | 49.9 | 52.526 | [12 empty] | No | Accecpted to Connect | 2021-09-14 | [6 empty] | 52.526 | 49.9 | 52.526 | 0.001 | 0.001 | 14/04/2020 | N/A
1470001155396 | Thornfield 001 Ltd | Rowton Barnes Farm | ROWTON |  | TELFORD | SHROPSHIRE | TF6 6QX | United Kingdom | 362226 | 319405 | SHREWSBURY 132kV S STN | Shrewsbury 132/33kV | DOTHILL 33 11kV S STN | 11 | Western Power Distribution (West Midlands) plc | Fossil Gas | Engine (combustion / reciprocating) | Yes | 0 | 1.947 | 2.05 | [12 empty] | No | Connected | 2021-09-14 | 2.05 | 1.2 | 1.263 | 1.52 | 1.6 | 01/03/2020
none | Pennant Walters Holdings Ltd | MYNYDD MAEN WIND FARM |  | Crumlin | Newport |  |  | United Kingdom | 332402.507 | 183746.599 | Uskmouth | 33kV connection | 33kV connection | 33 | Western Power Distribution (South Wales) plc | Wind | Onshore wind turbines | No | 0 | 18.6 | 19.579 | [12 empty] | No | Accecpted to Connect | 2021-09-14 | [6 empty] | 19.579 | 18.6 | 19.579 | 0.018 | 0.019 | 24/03/2020 | N/A
none | Thorsby Farming Partnership | Land at Normanton Larches | Blyth Road |  | Worksop |  | S80 3PA | United Kingdom | 476078.366 | 353863.694 | STAYTHORPE C 132kV S STN | 33kV connection | 33kV connection | 33 | Western Power Distribution (East Midlands) plc | Solar | Photovoltaic | No | 0 | 40 | 42.105 | [12 empty] | No | Accecpted to Connect | 2021-09-14 | [6 empty] | 42.105 | 40 | 42.105 | 0.3 | 0.316 | 20/05/2020 | N/A
none | Dno Consulting Ltd | Atherstone Hill Farm | Lands At Alscot Estate |  | Stratford-Upon-Avon | Warwickshire | CV37 8LB | United Kingdom | 417765.884 | 255146.984 | FECKENHAM 66 11kV S STN | Feckenham 66/11kV | 33kV connection | 33 | Western Power Distribution (West Midlands) plc | Solar | Photovoltaic | No | 0 | 26 | 27.368 | [12 empty] | No | Accecpted to Connect | 2021-09-14 | [6 empty] | 27.368 | 26 | 27.368 | 0.001 | 0.001 | 26/05/2020 | N/A
1170000475388 | Walkers Snack Foods Limited | Bursom Road | LEICESTER AD PLANT;11 | WALKERS SNACK FOOD LIMITED | LEICESTER |  | LE4 1BS | United Kingdom | 456963.876 | 308636.7 | ENDERBY 132kV S STN | LEICESTER NORTH 33kV S STN | BEAUMONT LEYS 33 11kV S STN | 11 | Western Power Distribution (East Midlands) plc | Biomass | Engine (combustion / reciprocating) | Yes | 0 | 1.9 | 2 | [12 empty] | No | Connected | 2021-09-14 | 2 | 1.9 | 2 | 5.814 | 6.12 | 12/08/2015
none | Ksp Renewables Limited | Willowbrook Industrial Estate | WILLOWBROOK INDUSTRIAL ESTATE | SHELTON ROAD | CORBY |  | NN17 5XH | United Kingdom | 490527.862 | 288985.828 | GRENDON 132kV S STN | CORBY No2 33kV S STN | 33kV connection | 33 | Western Power Distribution (East Midlands) plc | Waste | Steam-gas turbine (CCGT) | No | 0 | 15 | 15.789 | [12 empty] | No | Accecpted to Connect | 2021-09-14 | [6 empty] | 15.789 | 15 | 15.789 | 0 | 0 | 26/03/2020 | N/A
none | Uk Power Distribution | DPD UK | Watling Street (A5) |  | Hinckley |  | LE10 3HZ | United Kingdom | 441137 | 292534 | COVENTRY 132kV S STN | HINCKLEY 132KV S STN | 33kV connection | 33 | Western Power Distribution (East Midlands) plc | Solar | Photovoltaic | No | 0 | 2.152 | 2.265 | [12 empty] | No | Accecpted to Connect | 2021-09-14 | [6 empty] | 2.265 | 2.152 | 2.265 | 0 | 0 | 21/08/2020 | N/A
none | Lark Power Development Ltd | Wittering | Ford Road |  | Wittering |  | PE6 | United Kingdom | 505776.547 | 302661.539 | WALPOLE 132kV S STN | STAMFORD 33kV S STN | 33kV connection | 33 | Western Power Distribution (East Midlands) plc | Storage battery | Battery | No | 0 | 3 | 3.158 | [12 empty] | No | Accecpted to Connect | 2021-09-14 | [6 empty] | 3.158 | 3 | 3.158 | 2.75 | 2.895 | 06/08/2020 | N/A
none | Siteserv Recyling | SITE SERVE RECYCYLING | Off Llantwit Major Road | Llandow | Vale Of Glamorgan |  | CF71 7PB | United Kingdom | 295834.204 | 171041.959 | Aberthaw Power Station | East Aberthaw | Boverton | 33 | Western Power Distribution (South Wales) plc | Solar | Photovoltaic | No | 0 | 0.5 | 0.526 | [12 empty] | No | Accecpted to Connect | 2021-09-14 | [6 empty] | 0.526 | 0.5 | 0.526 | 1.5 | 1.579 | 16/04/2020 | N/A
none | Noriker Perseverance Limited | Noriker Perseverance Limited | Old School Lane |  | Hereford |  | HR1 1EX | United Kingdom | 357558.315 | 239762.135 | BISHOPS WOOD 132kV S STN | HEREFORD 66kV S STN | 66kV connection | 66 | Western Power Distribution (West Midlands) plc | Solar | Photovoltaic | No | 0 | 28 | 29.474 | [12 empty] | No | Accecpted to Connect | 2021-09-14 | [6 empty] | 29.474 | 28 | 29.474 | 8 | 8.421 | 01/04/2020 | N/A
none | Calleva Community Energy | Whiteborough Farm |  |  | Sutton-In-Ashfield, |  | NG17 2QJ | United Kingdom | 447529.442 | 359088.445 | CHESTERFIELD 132kV S STN | ANNESLEY 33kV S STN | HUTHWAITE 33 11kV S STN | 33 | Western Power Distribution (East Midlands) plc | Solar | Photovoltaic | No | 0 | 2 | 2.105 | [12 empty] | No | Accecpted to Connect | 2021-09-14 | [6 empty] | 2.105 | 2 | 2.105 | 0 | 0 | 17/06/2020 | N/A
none | Elgin Energy Esco Ltd | Fawsley Estate Solar Farm | Fawsley |  | Daventry | Northamptonshire | NN11 3YS | United Kingdom | 457763.958 | 262712.133 | COVENTRY 132kV S STN | DAVENTRY 33KV S STN | 33kV connection | 33 | Western Power Distribution (East Midlands) plc | Solar | Photovoltaic | No | 0 | 12 | 12.632 | [12 empty] | No | Accecpted to Connect | 2021-09-14 | [6 empty] | 12.632 | 12 | 12.632 | 0.09 | 0.095 | 10/06/2020 | N/A
1170000326472 | Northampton General Hospital | Clifftonville Rd | NORTHAMPTON GENERAL HOSPITAL TRUST | CLIFTONVILLE | NORTHAMPTON | NORTHAMPTONSHIRE | NN1 5BD | United Kingdom | 476092.967 | 260207.861 | GRENDON 132kV S STN | NORTHAMPTON 33kV S STN | NORTHAMPTON 11kV S STN | 11 | Western Power Distribution (East Midlands) plc | Fossil Gas | Engine (combustion / reciprocating) | Yes | 0 | 1.9 | 2 | [12 empty] | No | Connected | 2021-09-14 | 2 | 0.332 | 0.35 | 2.85 | 3 | 01/03/2014
none | Ecodev Group Ltd | Ecodev Group Ltd | Bedworth Lane | Astley Cp | Nuneaton And Bedworth | Warwickshire | CV12 0NH | United Kingdom | 433004.97 | 292179.896 | COVENTRY 132kV S STN | NUNEATON 33kV S STN | WHITTLEFORD 33 11kV S STN | 33 | Western Power Distribution (East Midlands) plc | Storage battery | Battery | No | 0 | 4 | 4.211 | [12 empty] | No | Accecpted to Connect | 2021-09-14 | [6 empty] | 4.211 | 4 | 4.211 | 4 | 4.211 | 23/07/2020 | N/A
none | Perinnpitt Road Solar Limited | Solar farm | Perrinpit Road | Frampton Cotterel | Bristol | Avon | BS36 2AT | United Kingdom | 366717.026 | 185659.702 | Iron Acton S.G.P. | 33kV connection | 33kV connection | 33 | Western Power Distribution (South West) plc | Solar | Photovoltaic | No | 0 | 38.63 | 40.663 | [12 empty] | No | Accecpted to Connect | 2021-09-14 | [6 empty] | 40.663 | 38.63 | 40.663 | 0.1 | 0.105 | 24/02/2020 | N/A
none | Clean Earth Energy | CARTHEW MINE TURBINE |  |  | Carthew |  | PL26 8XQ | United Kingdom | 201650.036 | 53704.382 | Indian Queens S.G.P. | St Austell Bsp | 33kV connection | 33 | Western Power Distribution (South West) plc | Wind | Onshore wind turbines | No | 0 | 4.999 | 5.262 | [12 empty] | No | Accecpted to Connect | 2021-09-14 | [6 empty] | 5.262 | 4.999 | 5.262 | 0.045 | 0.047 | 06/05/2020 | N/A |  |  |  | N | D_WPD_SWe_018
none | Clean Earth Energy | Proposed Wind Turbine | Land At Imerys |  | St Austell |  | PL26 7XR | United Kingdom | 201542.212 | 54328.456 | Indian Queens S.G.P. | St Austell Bsp | 33kV connection | 33 | Western Power Distribution (South West) plc | Wind | Onshore wind turbines | No | 0 | 19.96 | 21.011 | [12 empty] | No | Accecpted to Connect | 2021-09-14 | [6 empty] | 21.011 | 19.96 | 21.011 | 0.164 | 0.173 | 06/04/2020 | N/A |  |  |  | N | D_WPD_SWe_018
none | Scottish Power | Carland cross windfarm |  |  | Mitchell |  | TR8 5AY | United Kingdom | 195625.302 | 55339.102 | Indian Queens S.G.P. | Fraddon Bsp | 33kV connection | 33 | Western Power Distribution (South West) plc | Solar | Photovoltaic | No | 0 | 8 | 8.421 | [12 empty] | No | Accecpted to Connect | 2021-09-14 | [6 empty] | 8.421 | 8 | 8.421 | 0 | 0 | 03/06/2020 | N/A
none | Roadnight Taylor Ltd | Circuit of Wales proposed solar farm at | Nr Sirhowy | Rassau | Blaenau |  | NP23 5SD | United Kingdom | 315605.094 | 212933.714 | Rassau G.S.P. | Rassau B.S.P. | 33kV connection | 33 | Western Power Distribution (South Wales) plc | Solar | Photovoltaic | No | 0 | 49.9 | 52.526 | [12 empty] | No | Accecpted to Connect | 2021-09-14 | [6 empty] | 52.526 | 49.9 | 52.526 | 0.5 | 0.526 | 12/06/2020 | N/A |  |  |  | Y | D_WPD_SWe_001, D_WPD_SWe_015
none | Hoon Hay Solar Limited | Hoon Hay Farm | Marston Lane |  | Hatton |  | DE65 5EA | United Kingdom | 421529.683 | 329633.164 | DRAKELOW 132kV | Burton 33kV | HATTON 33 11kV S STN | 33 | Western Power Distribution (East Midlands) plc | Solar | Photovoltaic | No | 0 | 5 | 5.263 | [12 empty] | No | Accecpted to Connect | 2021-09-14 | [6 empty] | 5.263 | 5 | 5.263 | 0.05 | 0.053 | 07/05/2020 | N/A
1470000722272 | RCMA Stratford Ltd | RCMA Stratford Ltd | ATHERSTONE AIRFIELD | ATHERSTON ON STOUR | STRATFORD UPON AVON |  | CV37 8BE | United Kingdom | 421298.154 | 251506.478 | FECKENHAM 66 11kV S STN | Feckenham 66/11kV | STRATFORD 66 11kV S STN | 11 | Western Power Distribution (West Midlands) plc | Fossil Gas | Engine (combustion / reciprocating) | Yes | 0 | 1.771 | 1.864 | [12 empty] | No | Connected | 2021-09-14 | 1.864 | 0.237 | 0.25 | 2.85 | 3 | 01/08/2017
none | Yeti Generation Limited | Longmoor Solar Project | Castle View Road |  | Easthorpe |  | NG13 0DZ | United Kingdom | 476078.366 | 353863.694 | STAYTHORPE C 132kV S STN | 132kV connection | 132kV connection | 132 | Western Power Distribution (East Midlands) plc | Solar | Photovoltaic | No | 0 | 49.9 | 52.526 | [12 empty] | No | Accecpted to Connect | 2021-09-14 | [6 empty] | 52.526 | 49.9 | 52.526 | 0.35 | 0.368 | 02/03/2020 | N/A |  |  |  | Y | D_WPD_EM_0033
none | By-Pass Farm Solar Limited | By - Pass Farm | Great North Road | Foston | Grantham |  | NG32 2JT | United Kingdom | 476078.366 | 353863.694 | STAYTHORPE C 132kV S STN | 33kV connection | 33kV connection | 33 | Western Power Distribution (East Midlands) plc | Solar | Photovoltaic | No | 0 | 38 | 40 | [12 empty] | No | Accecpted to Connect | 2021-09-14 | [6 empty] | 40 | 38 | 40 | 0.35 | 0.368 | 21/02/2020 | N/A |  |  |  | Y | D_WPD_EM_0031
2200032116120 | South West Water Ltd | ST IVES PORTHGWIDDEN IMPORT/EXPORT SITE | OFF CARNCROWS ROAD |  | ST IVES | CORNWALL | TR26 1PP | United Kingdom | 152098.053 | 40943.965 | Indian Queens S.G.P. | Hayle Bsp | St Ives | 11 | Western Power Distribution (South West) plc | Fossil oil | Engine (combustion / reciprocating) | No | 0 | 1.722 | 1.813 | [12 empty] | No | Connected | 2021-09-14 | 1.813 | 1.016 | 1.07 | 1.016 | 1.07 | 01/12/1999
none | Eeb43 Ltd | Eeb43 Ltd | Land At Burbage And Aston Flamville |  | Hinckley | Leicestershire | LE10 3AQ | United Kingdom | 441127.012 | 292466.649 | COVENTRY 132kV S STN | HINCKLEY 33kV S STN | 33kV connection | 33 | Western Power Distribution (East Midlands) plc | Solar | Photovoltaic | No | 0 | 20 | 21.053 | [12 empty] | No | Accecpted to Connect | 2021-09-14 | [6 empty] | 21.053 | 20 | 21.053 | 0.09 | 0.095 | 26/02/2020 | N/A
none | Relay Slimbridge Limited | Cambridge Arms | Shepherds Patch | Slimbridge | Gloucester |  | GL2 7BP | United Kingdom | 373806.741 | 204787.225 | IRON ACTON 132kV S STN | 132kV connection | 132kV connection | 132 | Western Power Distribution (West Midlands) plc | Storage battery | Battery | No | 0 | 36 | 37.895 | [12 empty] | No | Accecpted to Connect | 2021-09-14 | [6 empty] | 37.895 | 36 | 37.895 | 0.001 | 0.001 | 21/04/2020 | N/A
none | Vattenfall Wind Power Ltd | Land on the South Side of | Hall Lane | Kemberton | Shifnal |  | TF11 9LB | United Kingdom | 365621.66 | 303956.439 | IRONBRIDGE 132kV S STN | 33kV connection | 33kV connection | 33 | Western Power Distribution (West Midlands) plc | Solar | Photovoltaic | No | 0 | 15 | 15.789 | [12 empty] | No | Accecpted to Connect | 2021-09-14 | [6 empty] | 15.789 | 15 | 15.789 | 0.075 | 0.079 | 14/05/2020 | N/A
none | Yanel Farm Solar Limited | Yanel Solar Farm |  |  | Churchill |  | BS25 5QH | United Kingdom | 345105.494 | 162221.435 | Bridgwater S.G.P. | Churchill 33kv | 33kV connection | 33 | Western Power Distribution (South West) plc | Solar | Photovoltaic | No | 0 | 38 | 40 | [12 empty] | No | Accecpted to Connect | 2021-09-14 | [6 empty] | 40 | 38 | 40 | 0.1 | 0.105 | 02/03/2020 | N/A
2200042227385 | Sibelco UK Limited | Cornwood Headon Down | HEADON DOWN | CORNWOOD | IVYBRIDGE | DEVON | PL21 9PW | United Kingdom | 258334.093 | 60570.408 | Abham S.G.P. | Plympton Bsp | Torycombe | 11 | Western Power Distribution (South West) plc | Fossil Gas | Engine (combustion / reciprocating) | Yes | 0 | 1.662 | 1.75 | [12 empty] | No | Connected | 2021-09-14 | 1.75 | 0.95 | 1 | 1.9 | 2 | 01/06/2012
1470000401334 | Severn Trent Water Limited | Coleshill STW Food | OFF EDISON ROAD | HAMS HALL |  |  | B46 1DA | United Kingdom | 419315.797 | 291268.308 | LEA MARSTON 132kV S STN | HAMS HALL SOUTH 132kV S STN | Hams Hall South 132/11kV | 11 | Western Power Distribution (West Midlands) plc | Fossil Gas | Engine (combustion / reciprocating) | Yes | 0 | 1.615 | 1.7 | [12 empty] | No | Connected | 2021-09-14 | 1.7 | 1.615 | 1.7 | 1.425 | 1.5 | 05/11/2014
none | Shipton Mill Ltd | Frampton Mill Shipton Mill Ltd | Bridge Road | Frampton On Severn |  |  | GL2 7HE | United Kingdom | 374789.782 | 208525.048 | IRON ACTON 132kV S STN | RYEFORD 132kV S STN | NETHERHILLS 33 11kV S STN | 33 | Western Power Distribution (West Midlands) plc | Solar | Photovoltaic | No | 0 | 0.08 | 0.084 | [12 empty] | No | Accecpted to Connect | 2021-09-14 | [6 empty] | 0.084 | 0.08 | 0.084 | 1 | 1.053 | 17/03/2020 | N/A
none | Aura Power Solar Uk Ltd | Aura Power Solar Uk Ltd | Land At Berkeley And Berkeley Heath | Berkeley | Gloucestershire |  | GL13 9TQ | United Kingdom | 366792.393 | 185738.896 | IRON ACTON 132kV S STN | 33kV connection | 33kV connection | 33 | Western Power Distribution (West Midlands) plc | Solar | Photovoltaic | No | 0 | 49.9 | 52.526 | [12 empty] | No | Accecpted to Connect | 2021-09-14 | [6 empty] | 52.526 | 49.9 | 52.526 | 0.001 | 0.001 | 14/04/2020 | N/A
none | Row 789 Limited | Pot Ash Farm | Nash | Aylesbury Vale | Milton Keynes | Buckinghamshire | MK19 6FW | United Kingdom | 477822.653 | 236143.689 | EAST CLAYDON 132KV S STN | STONY STRATFORD 33kV S STN | 33kV connection | 33 | Western Power Distribution (East Midlands) plc | Solar | Photovoltaic | No | 0 | 3.7 | 3.895 | [12 empty] | No | Accecpted to Connect | 2021-09-14 | [6 empty] | 3.895 | 3.7 | 3.895 | 0.0185 | 0.019 | 02/03/2020 | N/A
none | Regener8 Power Limited | Proposed Solar Project | Stowey Road |  | Bishop Sutton |  | BS39 5TQ | United Kingdom | 364634.072 | 154703.353 | Seabank Sgp | Radstock Bsp 132kv | 33kV connection | 33 | Western Power Distribution (South West) plc | Solar | Photovoltaic | No | 0 | 49.9 | 52.526 | [12 empty] | No | Accecpted to Connect | 2021-09-14 | [6 empty] | 52.526 | 49.9 | 52.526 | 0.5 | 0.526 | 16/04/2020 | N/A
none | Elan Valley Hydro Ltd | WATERFALL ONE/WATERFALL TWO | Rhayader | Rhayader | Powys |  | LD6 5HL | United Kingdom | 297647.249 | 268099.766 | Rassau G.S.P. | Abergavenny | Rhayader | 33 | Western Power Distribution (South Wales) plc | Hydro (to be confirmed) | Hydro power system | No | 0 | 1.5 | 1.579 | [12 empty] | No | Accecpted to Connect | 2021-09-14 | [6 empty] | 1.579 | 1.5 | 1.579 | 0.1 | 0.105 | 18/02/2020 | N/A
none | Jbm Solar Projects (Uk) Limited | TREDINGTON FIELDS FARM Claydon Solar B |  | TREDINGTON | TEWKESBURY | GLOUCESTERSHIRE | GL20 7BS | United Kingdom | 381767.388 | 219262.531 | PORT HAM 132kV S STN | 33kV connection | 33kV connection | 33 | Western Power Distribution (West Midlands) plc | Solar | Photovoltaic | No | 0 | 45 | 47.368 | [12 empty] | No | Accecpted to Connect | 2021-09-14 | [6 empty] | 47.368 | 45 | 47.368 | 0.001 | 0.001 | 03/04/2020 | N/A
none | Dno Consulting Ltd | MAES MAWR PV | Willowford Road | Tonteg | Pontypridd |  | CF38 1SL | United Kingdom | 310109.76 | 187021.029 | Upper Boat | Upper Boat Bsp | 33kV connection | 33 | Western Power Distribution (South Wales) plc | Solar | Photovoltaic | No | 0 | 20 | 21.053 | [12 empty] | No | Accecpted to Connect | 2021-09-14 | [6 empty] | 21.053 | 20 | 21.053 | 0.09 | 0.095 | 24/03/2020 | N/A
none | Jbm Solar Projects (Uk) Ltd | Furzen Solar | East Claydon Road | Aylesbury Vale | Buckinghamshire |  | MK18 3NF | United Kingdom | 475176.566 | 226053.515 | EAST CLAYDON 132KV S STN | 33kV connection | 33kV connection | 33 | Western Power Distribution (East Midlands) plc | Storage battery | Battery | No | 0 | 49.9 | 52.526 | [12 empty] | No | Accecpted to Connect | 2021-09-14 | [6 empty] | 52.526 | 49.9 | 52.526 | 49.9 | 52.526 | 11/06/2020 | N/A
none | Yeti Generation Limited | Littleton Pastures Solar Farm | South Littleton |  | Evesham |  | WR11 8TS | United Kingdom | 404681.631 | 245682.729 | FECKENHAM 66 11kV S STN | Feckenham 66/11kV | 33kV connection | 33 | Western Power Distribution (West Midlands) plc | Solar | Photovoltaic | No | 0 | 22 | 23.158 | [12 empty] | No | Accecpted to Connect | 2021-09-14 | [6 empty] | 23.158 | 22 | 23.158 | 0.001 | 0.001 | 10/12/2019 | N/A
none | Jbm Solar Projects 20 Ltd | Copse Lodge Solar Farm | Halse Road | Greatworth And Halse | South Northamptonshire | East Midlands | NN13 6DZ | United Kingdom | 475176.566 | 226053.515 | EAST CLAYDON 132KV S STN | 33kV connection | 33kV connection | 33 | Western Power Distribution (East Midlands) plc | Solar | Photovoltaic | No | 0 | 49.9 | 52.526 | [12 empty] | No | Accecpted to Connect | 2021-09-14 | [6 empty] | 52.526 | 49.9 | 52.526 | 0.25 | 0.263 | 09/04/2020 | N/A
none | Balance Power Projects Limited | Balance Power Projects Limited | Brampton Lane | Chapel Brampton | Northampton |  | NN5 8BA | United Kingdom | 473263.943 | 266295.264 | GRENDON 132kV S STN | NORTHAMPTON WEST 33kV S STN | CHAPEL BRAMPTON 33 11kV S STN | 33 | Western Power Distribution (East Midlands) plc | Biofuel landfill gas | Gas turbine (OCGT) | No | 0 | 5.56 | 5.853 | [12 empty] | No | Accecpted to Connect | 2021-09-14 | [6 empty] | 5.853 | 5.56 | 5.853 | 0.025 | 0.026 | 03/04/2020 | N/A
none | Dno Consulting Ltd | Murrells End Farm PV | Murrells End | Hartpury | Gloucester |  | GL19 3DF | United Kingdom | 381767.388 | 219262.531 | PORT HAM 132kV S STN | 33kV connection | 33kV connection | 33 | Western Power Distribution (West Midlands) plc | Solar | Photovoltaic | No | 0 | 40 | 42.105 | [12 empty] | No | Accecpted to Connect | 2021-09-14 | [6 empty] | 42.105 | 40 | 42.105 | 0.4 | 0.421 | 06/03/2020 | N/A
none | Lullington Solar Park Limited | Lullington Solar Farm | Lullington |  | Swadlincote | Derbyshire | DE12 8EH | United Kingdom | 419794.456 | 292210.043 | LEA MARSTON 132kV S STN | 33kV connection | 33kV connection | 33 | Western Power Distribution (East Midlands) plc | Solar | Photovoltaic | No | 0 | 49.9 | 52.526 | [12 empty] | No | Accecpted to Connect | 2021-09-14 | [6 empty] | 52.526 | 49.9 | 52.526 | 0.3 | 0.316 | 03/04/2020 | N/A
none | Bowerhouse Ii Solar Limited | BOWERHOUSE II | Land To S Of Havage Drove | Hewish | Weston Super Mare |  | BS24 6UA | United Kingdom | 345149.212 | 162247.701 | Bridgwater S.G.P. | Churchill Bsp 132kv | 33kV connection | 33 | Western Power Distribution (South West) plc | Solar | Photovoltaic | No | 0 | 15.25 | 16.053 | [12 empty] | No | Accecpted to Connect | 2021-09-14 | [6 empty] | 16.053 | 15.25 | 16.053 | 0 | 0 | 20/12/2019 | N/A
none | Pennant Walters | Mynydd Llanhilleth Wind Farm |  |  | Pontypool |  |  | United Kingdom | 329788.236 | 198370.35 | Uskmouth | Panteg 66kv Sw. Site | Panteg Primary | 33 | Western Power Distribution (South Wales) plc | Wind | Onshore wind turbines | No | 0 | 28.7 | 30.211 | [12 empty] | No | Accecpted to Connect | 2021-09-14 | [6 empty] | 30.211 | 28.7 | 30.211 | 0.042 | 0.044 | 24/03/2020 | N/A
none | Roadnight Talyor | LAND NEAR | Craig Y Perchych | Glais | Swansea |  | SA7 | United Kingdom | 264462.559 | 200039.621 | Swansea North Grid | Swansea North Bsp | 33kV connection | 33 | Western Power Distribution (South Wales) plc | Solar | Photovoltaic | No | 0 | 15 | 15.789 | [12 empty] | No | Accecpted to Connect | 2021-09-14 | [6 empty] | 15.789 | 15 | 15.789 | 0.2 | 0.211 | 01/04/2020 | N/A
none | Elgin Energy Esco Ltd | Whaley Solar PV Solar site 16819 | Lands At Chatsworth Estate | Gorse Covert | Whitwell | Derbyshire |  | United Kingdom | 451626.166 | 375836.099 | CHESTERFIELD 132kV S STN | WHITWELL 33kV S STN | 33kV connection | 33 | Western Power Distribution (East Midlands) plc | Solar | Photovoltaic | No | 0 | 25 | 26.316 | [12 empty] | No | Accecpted to Connect | 2021-09-14 | [6 empty] | 26.316 | 25 | 26.316 | 0.4 | 0.421 | 07/04/2020 | N/A
none | Anesco Limited | Land at Low Farm | Old Fen Bank | Wainfleet | All Saints | Skegness, Lincolnshire | PE24 4JS | United Kingdom | 519650.844 | 338706.652 | BICKER FEN 132kV S STN | 33kV connection | 33kV connection | 33 | Western Power Distribution (East Midlands) plc | Solar | Photovoltaic | No | 0 | 43.5 | 45.789 | [12 empty] | No | Accecpted to Connect | 2021-09-14 | [6 empty] | 45.789 | 43.5 | 45.789 | 0.1 | 0.105 | 09/04/2020 | N/A
2200043155624 | Road Night Taylor | CITY HALL Battery | COLLEGE GREEN |  | BRISTOL |  | BS1 5TR | United Kingdom | 358273.493 | 172722.536 | Iron Acton S.G.P. | St Pauls Bsp 132kv | St Pauls Bsp 11kv | 33 | Western Power Distribution (South West) plc | Storage battery | Battery | No | 0 | 0.1 | 0.105 | [12 empty] | No | Accecpted to Connect | 2021-09-14 | [6 empty] | 0.105 | 0.1 | 0.105 | 1 | 1.053 | 21/02/2020 | N/A
1170001017122 | Sainsbury's Supermarkets Limited | Sainsburys DC6 | STYLE WAY | PINEHAM INDUSTRIAL ESTATE | NORTHAMPTON | NORTHAMPTONSHIRE | NN4 9EX | United Kingdom | 470480.577 | 258547.06 | GRENDON 132kV S STN | NORTHAMPTON 33kV S STN | PINEHAM 33 11kV S STN | 11 | Western Power Distribution (East Midlands) plc | Fossil Gas | Engine (combustion / reciprocating) | Yes | 0 | 1.52 | 1.6 | [12 empty] | No | Connected | 2021-09-14 | 1.6 | 0.902 | 0.95 | 2.803 | 2.95 | 07/11/2018
1170000085140 | Leicester District Energy Company Ltd | St Marks Boiler House | DONALDSON ROAD |  | LEICESTER |  | LE4 6BF | United Kingdom | 459425.311 | 305735.497 | ENDERBY 132kV S STN | LEICESTER NORTH 33kV S STN | LERO 33 6 6kV S STN | 6.6 | Western Power Distribution (East Midlands) plc | Waste | Steam-gas turbine (CCGT) | Yes | 0 | 1.52 | 1.6 | [12 empty] | No | Connected | 2021-09-14 | 1.6 | 1.52 | 1.6 | 0.095 | 0.1 | 01/12/2012
none | Leazes Park Road Solar Limited | Land situated at Averham Leazes Park Solar | Staythorpe | Averham | Newark | Nottinghamshire | NG23 5QY | United Kingdom | 476078.366 | 353863.694 | STAYTHORPE C 132kV S STN | 33kV connection | 33kV connection | 33 | Western Power Distribution (East Midlands) plc | Solar | Photovoltaic | No | 0 | 49.99 | 52.621 | [12 empty] | No | Accecpted to Connect | 2021-09-14 | [6 empty] | 52.621 | 49.99 | 52.621 | 0.3 | 0.316 | 06/04/2020 | N/A
2200032110397 | South West Water Ltd | NEWQUAY TRENHAILE STW IMPORT/EXPORT SITE | TRENHAILE STW (EXPORT) | SEWAGE TREATMENT WORKS | NEWQUAY | CORNWALL | TR8 4QD | United Kingdom | 181761.668 | 59093.207 | Indian Queens S.G.P. | Fraddon Bsp | Newquay Trevemper | 11 | Western Power Distribution (South West) plc | Fossil oil | Engine (combustion / reciprocating) | No | 0 | 1.52 | 1.6 | [12 empty] | No | Connected | 2021-09-14 | 1.6 | 1.14 | 1.2 | 1.14 | 1.2 | 01/01/2000
none | Stow Park Solar Ltd | Stow Park Farm |  | Stow | Lincoln |  | LN1 2AL | United Kingdom | 479467.927 | 385479.165 | WEST BURTON 132kV S STN | 33kV connection | 33kV connection | 33 | Western Power Distribution (East Midlands) plc | Solar | Photovoltaic | No | 0 | 35 | 36.842 | [12 empty] | No | Accecpted to Connect | 2021-09-14 | [6 empty] | 36.842 | 35 | 36.842 | 0.5 | 0.526 | 23/12/2019 | N/A
none | Low Carbon Uk Solar | Adstock Solar Farm | Adstock Solar Farm | Addington | Buckingham |  | MK18 2JW | United Kingdom | 477822.653 | 236143.689 | EAST CLAYDON 132KV S STN | STONY STRATFORD 33kV S STN | 33kV connection | 33 | Western Power Distribution (East Midlands) plc | Solar | Photovoltaic | No | 0 | 14.3 | 15.053 | [12 empty] | No | Accecpted to Connect | 2021-09-14 | [6 empty] | 15.053 | 14.3 | 15.053 | 0.05 | 0.053 | 22/01/2020 | N/A |  |  |  | N | D_WPD_EM_0030
none | Centrica Business Solutions | Muller Minsterley | Station Road | MINSTERLEY | SHREWSBURY | SHROPSHIRE | SY5 0BN | United Kingdom | 338487 | 306211.846 | SHREWSBURY 132kV S STN | Shrewsbury 132/33kV | MALEHURST 33 11kV S STN | 33 | Western Power Distribution (West Midlands) plc | Fossil Gas | Engine (combustion / reciprocating) | Yes | 0 | 1.5 | 1.579 | [12 empty] | No | Accecpted to Connect | 2021-09-14 | [6 empty] | 1.579 | 0 | 0 | 2.4 | 2.526 | 09/08/2019 | N/A
none | Voltalia Uk Ltd | Burnt Thorns Farm | Kilsby Lane |  | Hillmorton | Northamptonshire | CV21 4PN | United Kingdom | 450356.568 | 276916.946 | COVENTRY 132kV S STN | RUGBY 33kV S STN | 33kV connection | 33 | Western Power Distribution (East Midlands) plc | Solar | Photovoltaic | No | 0 | 12.75 | 13.421 | [12 empty] | No | Accecpted to Connect | 2021-09-14 | [6 empty] | 13.421 | 12.75 | 13.421 | 0.3 | 0.316 | 13/03/2020 | N/A
2200042713905 | Royal Cornwall Hospitals NHS Trust | Treliske Truro | TRELISKE HOSPITAL | TRELISKE | TRURO | CORNWALL | TR1 3LJ | United Kingdom | 179792.191 | 45419.103 | Indian Queens S.G.P. | Truro Bsp | Truro Treyew Road | 11 | Western Power Distribution (South West) plc | Fossil Gas | Engine (combustion / reciprocating) | Yes | 0 | 1.444 | 1.52 | [12 empty] | No | Connected | 2021-09-14 | 1.52 | 0 | 0 | 2.85 | 3 | 20/12/2016
none | Lightsource Renewable Uk Development Ltd | GAMMATON MOOR PV SOLAR PARK | Land At Gammaton Moor |  | Alverdiscott |  | EX39 4QF | United Kingdom | 250142.059 | 125140.66 | Alverdiscott S.G.P. | 33kV connection | 33kV connection | 33 | Western Power Distribution (South West) plc | Solar | Photovoltaic | No | 0 | 28 | 29.474 | [12 empty] | No | Accecpted to Connect | 2021-09-14 | [6 empty] | 29.474 | 28 | 29.474 | 0.28 | 0.295 | 13/03/2020 | N/A |  |  |  | Y | D_WPD_SWe_009
none | Rag Lane Solar Limited | Rag Lane Solar |  |  | Wotton-Under-Edge | Gloucetershire | GL12 8LD | United Kingdom | 371537.616 | 183858.654 | IRON ACTON 132kV S STN | CHIPPING SODBURY 132kV S STN | 33kV connection | 33 | Western Power Distribution (West Midlands) plc | Solar | Photovoltaic | No | 0 | 40 | 42.105 | [12 empty] | No | Accecpted to Connect | 2021-09-14 | [6 empty] | 42.105 | 40 | 42.105 | 0.001 | 0.001 | 11/11/2019 | N/A |  |  |  | Y | D_WPD_WM_002
none | Low Carbon | FONMAN SOLAR FARM |  | Rhoose | Barry |  | CF62 3BJ | United Kingdom | 303453.342 | 167262.583 | Aberthaw Power Station | East Aberthaw | 33kV connection | 33 | Western Power Distribution (South Wales) plc | Solar | Photovoltaic | No | 0 | 20 | 21.053 | [12 empty] | No | Accecpted to Connect | 2021-09-14 | [6 empty] | 21.053 | 20 | 21.053 | 0.05 | 0.053 | 18/12/2019 | N/A |  |  |  | N | D_WPD_SWal_004, D_WPD_SWal_005, D_WPD_Swal_006, D_WPD_SWal-007, D_WPD_SWal_008
none | Great House Energy Centre | GREAT HOUSE FARM | Penpergwm |  | Abergavenny |  | NP7 4UY | United Kingdom | 315605.094 | 212933.714 | Rassau G.S.P. | Rassau B.S.P. | 33kV connection | 33 | Western Power Distribution (South Wales) plc | Solar | Photovoltaic | No | 0 | 49.99 | 52.621 | [12 empty] | No | Accecpted to Connect | 2021-09-14 | [6 empty] | 52.621 | 49.99 | 52.621 | 0.499 | 0.525 | 15/01/2020 | N/A
none | Dno Consulting Ltd | Butterhill Farm Solar PV | Butterhill | Coppenhall | Stafford |  | ST18 9BU | United Kingdom | 392281.46 | 304225.046 | Bushbury D 132kV | 33kV connection | 33kV connection | 33 | Western Power Distribution (West Midlands) plc | Solar | Photovoltaic | No | 0 | 40 | 42.105 | [12 empty] | No | Accecpted to Connect | 2021-09-14 | [6 empty] | 42.105 | 40 | 42.105 | 0.3 | 0.316 | 16/01/2020 | N/A
2200040113240 | South West Water Ltd | CAMBORNE RESKADINNICK STW IMPORT/EXPORT SITE | NEW STW | RESKADDINNICK | CAMBORNE | CORNWALL |  | United Kingdom | 163267.641 | 42000.975 | Indian Queens S.G.P. | Camborne Bsp | Camborne Carn Brea | 11 | Western Power Distribution (South West) plc | Fossil oil | Engine (combustion / reciprocating) | No | 0 | 1.425 | 1.5 | [12 empty] | No | Connected | 2021-09-14 | 1.5 | 1.06 | 1.116 | 1.06 | 1.116 | 01/06/2001
none | Voltalia Uk Ltd | Kilsby Road Solar Farm | Kilsby Road |  | Crick | Daventry | NN6 7ST | United Kingdom | 436501.787 | 284284.289 | COVENTRY 132kV S STN | 33kV connection | 33kV connection | 33 | Western Power Distribution (East Midlands) plc | Solar | Photovoltaic | No | 0 | 49.9 | 52.526 | [12 empty] | No | Accecpted to Connect | 2021-09-14 | [6 empty] | 52.526 | 49.9 | 52.526 | 0.3 | 0.316 | 24/04/2020 | N/A
2200041667754 | Cannington Enterprises Limited | BRIDGWATER SWANG FARM (2009) | SWANG FARM COTTAGES | CANNINGTON | BRIDGWATER | SOMERSET | TA5 2NJ | United Kingdom | 323267.286 | 138965.297 | Bridgwater S.G.P. | Bridgwater Grid Bsp | Nether Stowey | 11 | Western Power Distribution (South West) plc | Fossil oil | Engine (combustion / reciprocating) | No | 0 | 1.292 | 1.36 | [12 empty] | No | Connected | 2021-09-14 | 1.36 | 1.9 | 2 | 0.332 | 0.35 | 17/03/2009
2100041339708 | Bryn Recycling Limited | Bryn Recycling Gelliargwellt Farm Bryn Quarry Gelligaer Hengoed | GELLIGAER |  | HENGOED | MID GLAMORGAN | CF82 8FY | United Kingdom | 312434.803 | 196675.745 | Rassau G.S.P. | Pengam Grid Bsp | Pengam Grid | 11 | Western Power Distribution (South Wales) plc | Fossil Gas | Engine (combustion / reciprocating) | Yes | 0 | 1.282 | 1.35 | [12 empty] | No | Connected | 2021-09-14 | 1.35 | 0.95 | 1 | 0.237 | 0.25 | 20/11/2015
none | Ambition Community Energy Cic | AMBITION COMMUNITY ENERGY CIC | Land At Severn Road | Avonmouth | Bristol |  |  | United Kingdom | 352624.103 | 179355.75 | Seabank Sgp | Avonmouth Bsp | Kingsweston | 33 | Western Power Distribution (South West) plc | Wind | Onshore wind turbines | No | 0 | 4.2 | 4.421 | [12 empty] | No | Accecpted to Connect | 2021-09-14 | [6 empty] | 4.421 | 4.2 | 4.421 | 0.06 | 0.063 | 05/11/2019 | N/A
none | Scottish Power Renewables | Site At | Brigstock | East Northamptonshire | Northamptonshire |  |  | United Kingdom | 487111.876 | 261407.385 | GRENDON 132kV S STN | 33kV connection | 33kV connection | 33 | Western Power Distribution (East Midlands) plc | Solar | Photovoltaic | No | 0 | 60 | 63.158 | [12 empty] | No | Accecpted to Connect | 2021-09-14 | [6 empty] | 63.158 | 60 | 63.158 | 0.352 | 0.371 | 22/01/2020 | N/A |  |  |  | Y | D_WPD_EM_0029
2100041416450 | Hirwaun Energy Limited | ABERDARE HIRWAUN INDUSTRIAL PARK UNITS 43-44 | HIRWAUN INDUSTRIAL ESTATE | HIRWAUN | ABERDARE | MID GLAORGAN | CF44 9UP | United Kingdom | 294052 | 205892 | Swansea North Grid | Hirwaun Grid | 33kV connection | 33 | Western Power Distribution (South Wales) plc | Fossil Gas | Engine (combustion / reciprocating) | Yes | 0 | 1.235 | 1.3 | [12 empty] | No | Connected | 2021-09-14 | 1.3 | 1.301 | 1.369 | 0.38 | 0.4 | 21/03/2018
none | Elgin Energy Esco Ltd | 1019a-Lands at | South Wheatley |  | Nottinghamshire |  | DN22 9DW | United Kingdom | 479467.927 | 385479.165 | WEST BURTON 132kV S STN | 33kV connection | 33kV connection | 33 | Western Power Distribution (East Midlands) plc | Solar | Photovoltaic | No | 0 | 40 | 42.105 | [12 empty] | No | Accecpted to Connect | 2021-09-14 | [6 empty] | 42.105 | 40 | 42.105 | 0.09 | 0.095 | 23/12/2019 | N/A
none | Jbm Solar Projects 16 Limited | Boraston Corn Brook Solar | Boraston Bank | Spurtree | Shropshire |  | WR15 8LG | United Kingdom | 383553.215 | 268197.369 | BISHOPS WOOD 132kV S STN | 33kV connection | 33kV connection | 33 | Western Power Distribution (West Midlands) plc | Solar | Photovoltaic | No | 0 | 49.9 | 52.526 | [12 empty] | No | Accecpted to Connect | 2021-09-14 | [6 empty] | 52.526 | 49.9 | 52.526 | 0.25 | 0.263 | 11/12/2019 | N/A
none | Bh Energy Gap (Walsall Limited) | Land Near | Fryers Road | Leamore | Walsall |  | WS3 2XQ | United Kingdom | 400022.673 | 299979.452 | BUSTLEHOLM 132kV S STN | Walsall 132kV/33kV | 132kV connection | 132 | Western Power Distribution (West Midlands) plc | Waste | Steam turbine (thermal power plant) | No | 0 | 50 | 52.632 | [12 empty] | No | Accecpted to Connect | 2021-09-14 | [6 empty] | 52.632 | 50 | 52.632 | 7 | 7.368 | 13/11/2019 | N/A
none | Low Carbon Uk Solar Investment Co Ltd | Bishops Itchington Solar Farm | Lower Farm |  | Bishops Itchington |  | CV47 2SL | United Kingdom | 438824.116 | 258996.818 | BERKSWELL 132kV S STN | HARBURY 33kV S STN | 33kV connection | 33 | Western Power Distribution (East Midlands) plc | Solar | Photovoltaic | No | 0 | 40 | 42.105 | [12 empty] | No | Accecpted to Connect | 2021-09-14 | [6 empty] | 42.105 | 40 | 42.105 | 0.05 | 0.053 | 02/10/2019 | N/A
2200040870944 | EDL (UK) LFG Generation Limited | WELLINGTON POOLE WASTE DISPOSAL SITE IMPORT/EXPORT SITE | POOLE |  | WELLINGTON | SOMERSET | TA21 9HH | United Kingdom | 314980.695 | 121538.874 | Taunton S.G.P. | Taunton Main Bsp | Wellington Town | 11 | Western Power Distribution (South West) plc | Biofuel landfill gas | Gas turbine (OCGT) | No | 0 | 1.188 | 1.25 | [12 empty] | No | Connected | 2021-09-14 | 1.25 | 1.33 | 1.4 | 0.19 | 0.2 | 01/02/2005
none | Elgin Energy Esco Ltd | Thurlaston Estate A | Desford Road | Thurlaston | Leicestershire |  | LE9 7TD | United Kingdom | 453315.216 | 300391.331 | ENDERBY 132kV S STN | 33kV connection | 33kV connection | 33 | Western Power Distribution (East Midlands) plc | Solar | Photovoltaic | No | 0 | 40 | 42.105 | [12 empty] | No | Accecpted to Connect | 2021-09-14 | [6 empty] | 42.105 | 40 | 42.105 | 0.09 | 0.095 | 19/11/2019 | N/A
none | Eeb23 Limited | Lands South of | Gorse Lane Extension |  | Sleaford |  | NG34 8SF | United Kingdom | 507129.778 | 345001.881 | BICKER FEN 132kV S STN | SLEAFORD 33kV S STN | 33kV connection | 33 | Western Power Distribution (East Midlands) plc | Solar | Photovoltaic | No | 0 | 20 | 21.053 | [12 empty] | No | Accecpted to Connect | 2021-09-14 | [6 empty] | 21.053 | 20 | 21.053 | 0.03 | 0.032 | 17/12/2019 | N/A
none | Panacea Resource Solutions Ltd | Panacea Resource Solutions Ltd | CHELTENHAM ROAD EAST |  | GLOUCESTER | GLOUCESTERSHIRE | GL2 9QH | United Kingdom | 388035.944 | 222191.169 | PORT HAM 132kV S STN | CASTLE MEADS 33kV S STN | ROTOL 33 11kV S STN | 33 | Western Power Distribution (West Midlands) plc | Storage battery | Battery | No | 0 | 5 | 5.263 | [12 empty] | No | Accecpted to Connect | 2021-09-14 | [6 empty] | 5.263 | 5 | 5.263 | 5 | 5.263 | 19/07/2019 | N/A
none | Ecodev Group Ltd | A J LOWTHER & SON LIMITED | WHITCHURCH |  | ROSS ON WYE | HEREFORDSHIRE | HR9 6DF | United Kingdom | 358855.43 | 217490.635 | PORT HAM 132kV S STN | LYDNEY 33kV S STN | STOWFIELD 33 11kV S STN | 33 | Western Power Distribution (West Midlands) plc | Solar | Photovoltaic | No | 0 | 1 | 1.053 | [12 empty] | No | Accecpted to Connect | 2021-09-14 | [6 empty] | 1.053 | 1 | 1.053 | 0.4 | 0.421 | 01/10/2019 | N/A
none | Lightsource Renewable Energy Ltd | Gonerby Moor | Cliff Lane |  | Marston |  | NG32 2HU | United Kingdom | 476078.366 | 353863.694 | STAYTHORPE C 132kV S STN | 33kV connection | 33kV connection | 33 | Western Power Distribution (East Midlands) plc | Solar | Photovoltaic | No | 0 | 49.99 | 52.621 | [12 empty] | No | Accecpted to Connect | 2021-09-14 | [6 empty] | 52.621 | 49.99 | 52.621 | 0.001 | 0.001 | 27/11/2019 | N/A
none | Amberside Energy Ltd | Balladoole Solar A Roundhill | Near Salt Way | Redditch | Worcestershire |  | B96 6JR | United Kingdom | 401968.072 | 261611.575 | FECKENHAM 66 11kV S STN | 33kV connection | 33kV connection | 33 | Western Power Distribution (West Midlands) plc | Solar | Photovoltaic | No | 0 | 49.9 | 52.526 | [12 empty] | No | Accecpted to Connect | 2021-09-14 | [6 empty] | 52.526 | 49.9 | 52.526 | 0.001 | 0.001 | 20/11/2019 | N/A
2200031824826 | Wessex Water Services Ltd | BRIDGWATER CHILTON TRINITY STW IMPORT/EXPORT SITE | SALTLANDS LANE | CHILTON TRINITY | BRIDGWATER | SOMERSET | TA6 3JS | United Kingdom | 330308.852 | 138643.287 | Bridgwater S.G.P. | Bridgwater Grid Bsp | Bath Road Primary | 11 | Western Power Distribution (South West) plc | Fossil oil | Engine (combustion / reciprocating) | No | 0 | 1.188 | 1.25 | [12 empty] | No | Connected | 2021-09-14 | 1.25 | 1.188 | 1.25 | 0.788 | 0.83 | 01/04/2001
1170000740844 | George Eliot Hospital NHS Trust | GEORGE ELIOT HOSPITAL | COLLEGE STREET |  | NUNEATON | WARWICKSHIRE | CV10 7BG | United Kingdom | 435710.573 | 290695.885 | COVENTRY 132kV S STN | NUNEATON 33kV S STN | NUNEATON 11kV S STN | 11 | Western Power Distribution (East Midlands) plc | Waste | Engine (combustion / reciprocating) | Yes | 0 | 1.144 | 1.204 | [12 empty] | No | Connected | 2021-09-14 | 1.204 | 1.14 | 1.2 | 1.33 | 1.4 | 18/06/2014
none | Fpc Industry & Enterprise 2 Ltd | LCA972 | Bowbridge Lane | Fernwood Cp | Bewark And Sherwood | Nottinghamshire | NG24 3BY | United Kingdom | 480159.374 | 351012.16 | STAYTHORPE C 132kV S STN | HAWTON 33kV S STN | HAWTON 11kV S STN | 33 | Western Power Distribution (East Midlands) plc | Storage pumped | Hydro power system | No | 0 | 7 | 7.368 | [12 empty] | No | Accecpted to Connect | 2021-09-14 | [6 empty] | 7.368 | 7 | 7.368 | 0.1 | 0.105 | 08/10/2019 | N/A
none | Sirius Dev (Oaklands) Limited | OAKLANDS FARM SOLAR FARM |  |  | Bonvillston |  | CF5 6TQ | United Kingdom | 310109.76 | 187021.029 | Upper Boat | Upper Boat Bsp | 33kV connection | 33 | Western Power Distribution (South Wales) plc | Solar | Photovoltaic | No | 0 | 50 | 52.632 | [12 empty] | No | Accecpted to Connect | 2021-09-14 | [6 empty] | 52.632 | 50 | 52.632 | 0.1 | 0.105 | 09/10/2019 | N/A
1100039669044 | The Univeristy Of Nottingham | UNIVERSITY OF NOTTINGHAM | UNIVERSITY PARK |  | NOTTINGHAM |  | NG7 2RD | United Kingdom | 454602.197 | 338802.159 | RATCLIFFE ON SOAR 132kV S STN | NOTTINGHAM 33kV S STN | LENTON 33 11kV S STN | 33 | Western Power Distribution (East Midlands) plc | Solar | Photovoltaic | No | 0 | 0 | 0 | [12 empty] | No | Accecpted to Connect | 2021-09-14 | [6 empty] | 0 | 3 | 3.158 | 10 | 10.526 | 10/09/2019 | N/A
none | Surf Bristol Ltd | THE WAVE | Over Lane | Almondsbury | Bristol |  | BS32 4DF | United Kingdom | 360621.608 | 183605.269 | Iron Acton S.G.P. | Bradley Stoke Bsp | Almondsbury | 33 | Western Power Distribution (South West) plc | Solar | Photovoltaic | No | 0 | 3 | 3.158 | [12 empty] | No | Accecpted to Connect | 2021-09-14 | [6 empty] | 3.158 | 3 | 3.158 | 0 | 0 | 04/12/2019 | N/A
none | Collingwood Street Solar Limited | Collingwood Street Solar Limited | Duffryn Uchaf |  | Port Talbot |  | SA13 2YA | United Kingdom | 282651.661 | 183043.299 | Pyle Grid | 33kV connection | 33kV connection | 33 | Western Power Distribution (South Wales) plc | Solar | Photovoltaic | No | 0 | 49.9 | 52.526 | [12 empty] | No | Accecpted to Connect | 2021-09-14 | [6 empty] | 52.526 | 49.9 | 52.526 | 0.1 | 0.105 | 19/09/2019 | N/A
none | Grey Street Solar Limited | Fiskerton Airfield | Reepham Road | Fiskerton | Lincoln |  | LN3 4HZ | United Kingdom | 479467.927 | 385479.165 | WEST BURTON 132kV S STN | 33kV connection | 33kV connection | 33 | Western Power Distribution (East Midlands) plc | Solar | Photovoltaic | No | 0 | 0.001 | 0.001 | [12 empty] | No | Accecpted to Connect | 2021-09-14 | [6 empty] | 0.001 | 49.9 | 52.526 | 0 | 0 | 02/10/2019 | N/A
2200031824808 | Wessex Water Services Ltd | WEST HUNTSPILL STW IMPORT/EXPORT | WEST HUNTSPILL |  | HIGHBRIDGE | SOMERSET | TA9 3CC | United Kingdom | 330034.353 | 146791.347 | Bridgwater S.G.P. | Bridgwater Grid Bsp | Watchfield | 11 | Western Power Distribution (South West) plc | Fossil oil | Engine (combustion / reciprocating) | No | 0 | 1.14 | 1.2 | [12 empty] | No | Connected | 2021-09-14 | 1.2 | 0.475 | 0.5 | 1.188 | 1.25 | 01/06/2003
none | CENIN RENEWABLES LTD | LLwyncelyn Porth Wind Llwyn33 |  | Llwyncelyn | Porth |  |  | United Kingdom | 310109.76 | 187021.029 | Upper Boat | Upper Boat Bsp | 33kV connection | 33 | Western Power Distribution (South Wales) plc | Wind | Onshore wind turbines | No | 0 | 29.4 | 30.947 | [12 empty] | No | Accecpted to Connect | 2021-09-14 | [6 empty] | 30.947 | 29.4 | 30.947 | 0.7 | 0.737 | 23/09/2019 | N/A |  |  |  | Y | D_WPD_SWal_019
none | Jbm Solar Projects 10 Limited | Belvoir Solar PV | Easthorpe Lane | Muston | Nottingham |  | NG13 0FD | United Kingdom | 476078.366 | 353863.694 | STAYTHORPE C 132kV S STN | 132kV connection | 132kV connection | 132 | Western Power Distribution (East Midlands) plc | Solar | Photovoltaic | No | 0 | 38 | 40 | [12 empty] | No | Accecpted to Connect | 2021-09-14 | [6 empty] | 40 | 38 | 40 | 0.35 | 0.368 | 08/10/2019 | N/A
none | Suncore Uk Ltd | Peplow PV Farm | The Old Airfield | Nr Market Drayton | Shropshire |  | TF9 2BX | United Kingdom | 365621.66 | 303956.439 | IRONBRIDGE 132kV S STN | 33kV connection | 33kV connection | 33 | Western Power Distribution (West Midlands) plc | Solar | Photovoltaic | No | 0 | 100 | 105.263 | [12 empty] | No | Accecpted to Connect | 2021-09-14 | [6 empty] | 105.263 | 100 | 105.263 | 0.99 | 1.042 | 04/09/2019 | N/A |  |  |  | N | D_WPD_WM_007
none | Flexy 1 Limited | Crimscote Fields Farm | Crimscote |  | Stratford-Upon-Avon |  | CV37 8UF | United Kingdom | 417765.884 | 255146.984 | FECKENHAM 66 11kV S STN | Feckenham 66/11kV | 33kV connection | 33 | Western Power Distribution (West Midlands) plc | Solar | Photovoltaic | No | 0 | 40 | 42.105 | [12 empty] | No | Accecpted to Connect | 2021-09-14 | [6 empty] | 42.105 | 40 | 42.105 | 3 | 3.158 | 28/10/2019 | N/A |  |  |  | N | D_WPD_WM_006
2200040203197 | Wessex Water Services Ltd | KINGSTON SEYMOUR STW IMPORT/EXPORT SITE | BACK LANE | KINGSTON SEYMOUR | CLEVEDON |  | BS23 1NA | United Kingdom | 339052.784 | 168111.71 | Bridgwater S.G.P. | Churchill Bsp 132kv | Congresbury | 11 | Western Power Distribution (South West) plc | Fossil oil | Engine (combustion / reciprocating) | No | 0 | 1.13 | 1.19 | [12 empty] | No | Connected | 2021-09-14 | 1.19 | 1.13 | 1.19 | 0.95 | 1 | 01/04/2002
none | Re Projects Development Ltd | Hamilton Farm | Cauldwell Road |  | Sutton-In-Ashfield |  | NG17 5LB | United Kingdom | 451519.059 | 358737.472 | CHESTERFIELD 132kV S STN | ANNESLEY 33kV S STN | SUTTON JUNCTION 33 11kV S STN | 33 | Western Power Distribution (East Midlands) plc | Solar | Photovoltaic | No | 0 | 7 | 7.368 | [12 empty] | No | Accecpted to Connect | 2021-09-14 | [6 empty] | 7.368 | 7 | 7.368 | 0.05 | 0.053 | 25/09/2019 | N/A
2200043128694 | Sibelco UK Limited | EAST GOLDS WORKS, NEWTON ABBOT | KINGSTEIGNTON ROAD |  | NEWTON ABBOT |  | TQ12 2PA | United Kingdom | 286467.413 | 72182.198 | Abham S.G.P. | Newton Abbot Bsp (Forde Road) | Newton Abbot Main | 11 | Western Power Distribution (South West) plc | Fossil Gas | Engine (combustion / reciprocating) | Yes | 0 | 1.014 | 1.067 | [12 empty] | No | Connected | 2021-09-14 | 1.067 | 0.475 | 0.5 | 2.09 | 2.2 | 16/04/2020
none | Low Carbon Uk Solar Investment Company | Inkersall Farm | Staveley | Inkersall | Chesterfield |  | S43 3YH | United Kingdom | 441082.667 | 374619.131 | CHESTERFIELD 132kV S STN | STAVELEY 33kV S STN | 33kV connection | 33 | Western Power Distribution (East Midlands) plc | Solar | Photovoltaic | No | 0 | 20 | 21.053 | [12 empty] | No | Accecpted to Connect | 2021-09-14 | [6 empty] | 21.053 | 20 | 21.053 | 0.05 | 0.053 | 24/05/2019 | N/A |  |  |  | Y | D_WPD_EM_0020 / D_WPD_EM_0021
none | Asset Utilities Ltd | Swan Farm | Watling Street |  | Grendon | Warwickshire | CV9 2PZ | United Kingdom | 425540.909 | 299392.068 | LEA MARSTON 132kV S STN | TAMWORTH 33kV S STN | BIRCH COPPICE 33 11kV S STN | 33 | Western Power Distribution (East Midlands) plc | Solar | Photovoltaic | No | 0 | 4.875 | 5.132 | [12 empty] | No | Accecpted to Connect | 2021-09-14 | [6 empty] | 5.132 | 4.875 | 5.132 | 0.1 | 0.105 | 29/08/2019 | N/A
none | Gazeley Uk Ltd | DHL | Mere Lane | Magna Park | Lutterworth |  | LE17 4JH | United Kingdom | 451044.915 | 283736.428 | COVENTRY 132kV S STN | PAILTON 33KV S STN | MAGNA PARK 33 11kV S STN | 33 | Western Power Distribution (East Midlands) plc | Solar | Photovoltaic | No | 0 | 0.75 | 0.789 | [12 empty] | No | Accecpted to Connect | 2021-09-14 | [6 empty] | 0.789 | 0.75 | 0.789 | 3 | 3.158 | 30/07/2019 | N/A
none | Warwickshire Solar 1 Ltd | Harborough Fields Solar Farm | Near Churchover |  | Rugby |  | CV23 0ER | United Kingdom | 450356.568 | 276916.946 | COVENTRY 132kV S STN | RUGBY 33kV S STN | 33kV connection | 33 | Western Power Distribution (East Midlands) plc | Solar | Photovoltaic | No | 0 | 21.8 | 22.947 | [12 empty] | No | Accecpted to Connect | 2021-09-14 | [6 empty] | 22.947 | 21.8 | 22.947 | 0.26 | 0.274 | 19/08/2019 | N/A
none | Urbaser Environmental Ltd | Diesel Generator | Bath Road |  | Stonehouse |  | GL10 3ET | United Kingdom | 381237.837 | 204468.094 | IRON ACTON 132kV S STN | RYEFORD 132kV S STN | 132kV connection | 132 | Western Power Distribution (West Midlands) plc | Fossil oil | Engine (combustion / reciprocating) | No | 0 | 1 | 1.053 | [12 empty] | No | Accecpted to Connect | 2021-09-14 | [6 empty] | 1.053 | 1 | 1.053 | 0 | 0 | 23/04/2021 | N/A
none | Conrad (Langage) Limited | Land Adjacent To Applied Automation Langage PLYMOUTH | EASTERN WOOD ROAD | LANGAGE INDUSTRIAL ESTATE | PLYMOUTH |  | PL7 5ET | United Kingdom | 256647.514 | 55870.911 | Abham S.G.P. | Plympton Bsp | Langage | 33 | Western Power Distribution (South West) plc | Biofuel landfill gas | Gas turbine (OCGT) | No | 0 | 4.25 | 4.474 | [12 empty] | No | Accecpted to Connect | 2021-09-14 | [6 empty] | 4.474 | 4.25 | 4.474 | 0.2 | 0.211 | 19/06/2019 | N/A
none | Lightsource Renewable Development Ltd | PENLLERGAER ESTATE PV SOLAR PARK | Bryn Bach Road |  | Pontlliw |  | SA4 9ED | United Kingdom | 264462.559 | 200039.621 | Swansea North Grid | Swansea North Bsp | 33kV connection | 33 | Western Power Distribution (South Wales) plc | Solar | Photovoltaic | No | 0 | 30 | 31.579 | [12 empty] | No | Accecpted to Connect | 2021-09-14 | [6 empty] | 31.579 | 30 | 31.579 | 0.3 | 0.316 | 06/09/2019 | N/A |  |  |  | Y | D_WPD_SWal_001
none | Lightsource Renewable Uk Development Lt | Winkburn Solar farm | The Winkburn Estate | Winkburn Lane | Winkburn |  | NG22 8PF | United Kingdom | 476078.366 | 353863.694 | STAYTHORPE C 132kV S STN | 33kV connection | 33kV connection | 33 | Western Power Distribution (East Midlands) plc | Solar | Photovoltaic | No | 0 | 33.7 | 35.474 | [12 empty] | No | Accecpted to Connect | 2021-09-14 | [6 empty] | 35.474 | 32 | 33.684 | 0.32 | 0.337 | 11/09/2019 | N/A
none | EVANS ENERGY LTD | Rose Park Farm Otterham Wind Farm | Otterham Station |  | Camelford |  | PL32 9SW | United Kingdom | 207125.458 | 74185.108 | Indian Queens S.G.P. | St Tudy Bsp | 33kV connection | 33 | Western Power Distribution (South West) plc | Wind | Onshore wind turbines | No | 0 | 1 | 1.053 | [12 empty] | No | Accecpted to Connect | 2021-09-14 | [6 empty] | 1.053 | 1 | 1.053 | 0.02 | 0.021 | 28/02/2019 | N/A
none | Brynrhyd Solar Farm Limited | BRYN Y RHYD |  | Pontarddulais | Hendy |  | SA4 0FD | United Kingdom | 259998.964 | 210115.901 | Swansea North Grid | Ammanford Grid | 33kV connection | 33 | Western Power Distribution (South Wales) plc | Solar | Photovoltaic | No | 0 | 31 | 32.632 | [12 empty] | No | Accecpted to Connect | 2021-09-14 | [6 empty] | 32.632 | 30 | 31.579 | 0.2 | 0.211 | 14/11/2019 | N/A |  |  |  | N | D_WPD_SWal_002
none | Ecotricity | GALSWORTHY FARM IMPORT MPAN | BUCKLAND BREWER |  | BIDEFORD | DEVON | EX39 5NR | United Kingdom | 250142.059 | 125140.66 | Alverdiscott S.G.P. | 33kV connection | 33kV connection | 33 | Western Power Distribution (South West) plc | Solar | Photovoltaic | No | 0 | 5 | 5.263 | [12 empty] | No | Accecpted to Connect | 2021-09-14 | [6 empty] | 5.263 | 5 | 5.263 | 0 | 0 | 26/09/2019 | N/A
2200031824445 | Viridor Waste Management Ltd | YANLEY LANDFILL MAIN IMPORT/EXPORT SITE | BRIDGWATER ROAD | LONG ASHTON | BRISTOL | NORTH SOMERSET | BS13 8AF | United Kingdom | 355860.263 | 169951.254 | Iron Acton S.G.P. | Feeder Road 33kv | Bower Ashton | 11 | Western Power Distribution (South West) plc | Biofuel landfill gas | Gas turbine (OCGT) | No | 0 | 0.999 | 1.052 | [12 empty] | No | Connected | 2021-09-14 | 1.052 | 1.102 | 1.16 | 0.19 | 0.2 | 01/08/1996
none | Solar Southwest | BOUNDARY STABLES | MOSTERTON ROAD | MISTERTON | CREWKERNE | SOMERSET | TA18 8NT | United Kingdom | 346038.036 | 107625.771 | Axminster S.G.P. | Woodcote Bsp | Crewkerne | 33 | Western Power Distribution (South West) plc | Solar | Photovoltaic | No | 0 | 1.56 | 1.642 | [12 empty] | No | Accecpted to Connect | 2021-09-14 | [6 empty] | 1.642 | 1.56 | 1.642 | 1.2 | 1.263 | 19/08/2019 | N/A |  |  |  | Y | D_WPD_SWe_013, D_WPD_SWe_009
none | Nerg Ltd | UNIT C-D BISCHOF & KLEIN UK LIMITED | HORTONWOOD 2 |  | TELFORD | SHROPSHIRE | TF1 7XX | United Kingdom | 367041.67 | 313593.99 | IRONBRIDGE 132kV S STN | Ironbridge 400/132kV | HORTONWOOD 132 11kV S STN | 33 | Western Power Distribution (West Midlands) plc | Fossil Gas | Engine (combustion / reciprocating) | Yes | 0 | 0.999 | 1.052 | [12 empty] | No | Accecpted to Connect | 2021-09-14 | [6 empty] | 1.052 | 0.999 | 1.052 | 1.9 | 2 | 01/03/2021 | N/A
none | Two Post Solar Limited | SOLAR STORAGE PROJECT | Two Post Cross |  | Spreyton |  | EX17 5AZ | United Kingdom | 265212.591 | 101367.57 | Alverdiscott S.G.P. | North Tawton Bsp | 33kV connection | 33 | Western Power Distribution (South West) plc | Solar | Photovoltaic | No | 0 | 8.5 | 8.947 | [12 empty] | No | Accecpted to Connect | 2021-09-14 | [6 empty] | 8.947 | 8.5 | 8.947 | 1 | 1.053 | 30/07/2019 | N/A
none | Eeb35 Limited | Proposed Solar Project 14219 | Land At Escott Estate |  | Ottery St Mary |  | EX11 1LU | United Kingdom | 300934.29 | 97243.871 | Exeter Main S.G.P. | Exeter Main Bsp | 33kV connection | 33 | Western Power Distribution (South West) plc | Solar | Photovoltaic | No | 0 | 35 | 36.842 | [12 empty] | No | Accecpted to Connect | 2021-09-14 | [6 empty] | 36.842 | 35 | 36.842 | 0.3 | 0.316 | 16/07/2019 | N/A |  |  |  | Y | D_WPD_SWe_001, D_WPD_SWe_012
none | Low Carbon Uk Solar Investment Company | Brackley Solar Farm - 20 MW | Blackpits Recycling Centre |  | Brackley |  | NN13 5QG | United Kingdom | 458615.907 | 239313.653 | EAST CLAYDON 132KV S STN | BRACKLEY 132kV S STN | 33kV connection | 33 | Western Power Distribution (East Midlands) plc | Solar | Photovoltaic | No | 0 | 20 | 21.053 | [12 empty] | No | Accecpted to Connect | 2021-09-14 | [6 empty] | 21.053 | 20 | 21.053 | 0.05 | 0.053 | 11/06/2019 | N/A
none | Lifes Energy | ROWECORD BUILDING | NEWPORT ROAD | RISCA | NEWPORT |  | NP11 6EY | United Kingdom | 325451.152 | 189443.39 | Uskmouth | Llantarnam | 33kV connection | 33 | Western Power Distribution (South Wales) plc | Solar | Photovoltaic | No | 0 | 0.6 | 0.632 | [12 empty] | No | Accecpted to Connect | 2021-09-14 | [6 empty] | 0.632 | 0.6 | 0.632 | 1 | 1.053 | 15/03/2019 | N/A
1170000662140 | William Corbett Farms Ltd | ATHERSTONE, Austrey House Farm AD Plant | AUSTREY HOUSE FARM | ORTON LANE | ATHERSTONE | WARWICKSHIRE | CV9 3EA | United Kingdom | 430201.565 | 305333.67 | LEA MARSTON 132kV S STN | TAMWORTH 33kV S STN | POLESWORTH 33 11kV S STN | 11 | Western Power Distribution (East Midlands) plc | Biofuel biogas from anaerobic digestion (excluding landfill & sewage) | Engine (combustion / reciprocating) | Yes | 0 | 0.95 | 1 | [12 empty] | No | Connected | 2021-09-14 | 1 | 0.95 | 1 | 0.19 | 0.2 | 01/06/2016
2200042180017 | Snowdon Energy Limited | CHARD SNOWDON HILL FARM |  |  | CHARD | SOMERSET | TA20 3PS | United Kingdom | 330294.191 | 109230.282 | Axminster S.G.P. | Woodcote Bsp | Chard | 11 | Western Power Distribution (South West) plc | Fossil Gas | Engine (combustion / reciprocating) | Yes | 0 | 0.95 | 1 | [12 empty] | No | Connected | 2021-09-14 | 1 | 0.95 | 1 | 0.095 | 0.1 | 01/12/2012
none | Res | CHURCHTOWN SOLAR PARK LTD IMPORT MPAN | NANTERROW LANE |  | CONNOR DOWNS | CORNWALL | TR27 5BX | United Kingdom | 166222.578 | 41679.912 | Indian Queens S.G.P. | Camborne Bsp | 33kV connection | 33 | Western Power Distribution (South West) plc | Storage battery | Battery | No | 0 | 9 | 9.474 | [12 empty] | No | Accecpted to Connect | 2021-09-14 | [6 empty] | 9.474 | 9 | 9.474 | 9 | 9.474 | 08/08/2019 | N/A |  |  |  | Y | D_WPD_SWe_009
none | Aura Power Ltd | Bishampton Solar PV | Broad Lane | Bishampton | Pershore | WORCESTERSHIRE | WR10 2LY | United Kingdom | 401968.072 | 261611.575 | FECKENHAM 66 11kV S STN | Feckenham 66/11kV | 66kV connection | 66 | Western Power Distribution (West Midlands) plc | Solar | Photovoltaic | No | 0 | 30 | 31.579 | [12 empty] | No | Accecpted to Connect | 2021-09-14 | [6 empty] | 31.579 | 30 | 31.579 | 0.5 | 0.526 | 20/06/2019 | N/A
none | Mwat Ltd | Property at Leland Way | Marsh Lane Ind Estate | Boston | Lincolnshire |  | PE21 7SW | United Kingdom | 533551.969 | 342323.325 | WALPOLE 132kV S STN | BOSTON 33kV S STN | MARSH LANE 33 11kV S STN | 33 | Western Power Distribution (East Midlands) plc | Storage pumped | Hydro power system | No | 0 | 6 | 6.316 | [12 empty] | No | Accecpted to Connect | 2021-09-14 | [6 empty] | 6.316 | 6 | 6.316 | 0.1 | 0.105 | 21/02/2019 | N/A
none | Cs Uk Holdings III Limited | Home Farm | Strensham |  | Worcester |  | WR8 9JZ | United Kingdom | 390507.632 | 241064.431 | FECKENHAM 66 11kV S STN | Feckenham 66/11kV | 33kV connection | 33 | Western Power Distribution (West Midlands) plc | Solar | Photovoltaic | No | 0 | 32 | 33.684 | [12 empty] | No | Accecpted to Connect | 2021-09-14 | [6 empty] | 33.684 | 32 | 33.684 | 0.32 | 0.337 | 27/06/2019 | N/A
none | Eclipse Power Networks | ryall y409 | Whitminster |  | Gloucester |  | GL2 7PN | United Kingdom | 381767.388 | 219262.531 | PORT HAM 132kV S STN | 33kV connection | 33kV connection | 33 | Western Power Distribution (West Midlands) plc | Solar | Photovoltaic | No | 0 | 49.9 | 52.526 | [12 empty] | No | Accecpted to Connect | 2021-09-14 | [6 empty] | 52.526 | 49.9 | 52.526 | 0.4 | 0.421 | 24/06/2019 | N/A
none | Wykes Engineering Ltd | Energy Park Chelveston Renewable | The Old Airfield | Chelveston | Northants |  |  | United Kingdom | 494597.25 | 269927.726 | GRENDON 132kV S STN | IRTHLINGBOROUGH 33kV S STN | 33kV connection | 33 | Western Power Distribution (East Midlands) plc | Storage battery | Battery | No | 0 | 4 | 4.211 | [12 empty] | No | Accecpted to Connect | 2021-09-14 | [6 empty] | 4.211 | 4 | 4.211 | 0 | 0 | 13/05/2019 | N/A
1130000029619 | Network Rail Limited | NETWORK RAIL INFASTRUCTURE | TRACTION SUPPLY | TAMWORTH |  | STAFFS | B79 7JU | United Kingdom | 421334.729 | 304406.341 | LEA MARSTON 132kV S STN | TAMWORTH TOWN 132kV S STN | TAMWORTH TOWN 11kV S STN | 11 | Western Power Distribution (East Midlands) plc | Fossil oil | Engine (combustion / reciprocating) | No | 0 | 0.95 | 1 | [12 empty] | No | Connected | 2021-09-14 | 1 | 0.95 | 1 | 10.735 | 11.3 | 06/07/2011
1430000033121 | British Rail | Winson Green Supply Point | NETWORK RAIL - WINSON GREEN - EXPORT | DUDLEY ROAD | BIRMINGHAM | WEST MIDLANDS | B18 4EJ | United Kingdom |  |  | BUSTLEHOLM 132kV S STN | 132kV connection | 132kV connection | 132 | Western Power Distribution (West Midlands) plc | Fossil oil | Engine (combustion / reciprocating) | No | 0 | 0.95 | 1 | [12 empty] | No | Connected | 2021-09-14 | 1 | 0.95 | 1 | 12.35 | 13 | 11/01/2011
none | Scottishpower Renewables (Uk) Ltd | Oakley Bushes Solar Farm | Oakley Bushes | Little Oakley | Corby |  |  | United Kingdom | 487111.876 | 261407.385 | GRENDON 132kV S STN | 33kV connection | 33kV connection | 33 | Western Power Distribution (East Midlands) plc | Solar | Photovoltaic | No | 0 | 40 | 42.105 | [12 empty] | No | Accecpted to Connect | 2021-09-14 | [6 empty] | 42.105 | 40 | 42.105 | 0.4 | 0.421 | 03/10/2019 | N/A
none | Spring Dev 01 Ltd | NIRO SOLAR FARM | Land South Of Rockbeare Hill | Rockbeare | Exeter |  | EX5 2EZ | United Kingdom | 300934.29 | 97243.871 | Exeter Main S.G.P. | Exeter Main Bsp | 33kV connection | 33 | Western Power Distribution (South West) plc | Solar | Photovoltaic | No | 0 | 10 | 10.526 | [12 empty] | No | Accecpted to Connect | 2021-09-14 | [6 empty] | 10.526 | 10 | 10.526 | 0.23 | 0.242 | 09/05/2019 | N/A |  |  |  | Y | D_WPD_EM_0026
none | Elgin Energy Esco Ltd | TYTHEGSTON SOLAR PV | Tythegston Estate | Tythegston | Bridgend |  | CF32 0NW | United Kingdom | 282651.661 | 183043.299 | Pyle Grid | Pyle Bsp | 33kV connection | 33 | Western Power Distribution (South Wales) plc | Solar | Photovoltaic | No | 0 | 75 | 78.947 | [12 empty] | No | Accecpted to Connect | 2021-09-14 | [6 empty] | 78.947 | 75 | 78.947 | 0.3 | 0.316 | 20/05/2019 | N/A
none | Spring Dev 02 Limited | HOPKINS SOLAR FARM | Pontardulais Road | Tycroes | Ammanford |  | SA18 3RE | United Kingdom | 259998.964 | 210115.901 | Swansea North Grid | Ammanford Grid | 33kV connection | 33 | Western Power Distribution (South Wales) plc | Solar | Photovoltaic | No | 0 | 30 | 31.579 | [12 empty] | No | Accecpted to Connect | 2021-09-14 | [6 empty] | 31.579 | 30 | 31.579 | 0.05 | 0.053 | 15/03/2019 | N/A
none | Gridserve Emea Depc Ltd | Tachbrook Hill Farm Gs303-Warwick 2 | Banbury Road | Bishops Tachbrook | Leamington Spa |  | CV33 9QG | United Kingdom | 429710.45 | 265381.967 | BERKSWELL 132kV S STN | WARWICK 33kV S STN | 33kV connection | 33 | Western Power Distribution (East Midlands) plc | Storage battery | Battery | No | 0 | 12.73 | 13.4 | [12 empty] | No | Accecpted to Connect | 2021-09-14 | [6 empty] | 13.4 | 6 | 6.316 | 6 | 6.316 | 27/06/2019 | N/A
none | M W A T Ltd | Denby Transport STOR Site | Sadler Road |  | Lincoln | Lincolnshire | LN6 3JR | United Kingdom | 492564.558 | 368551.744 | WEST BURTON 132kV S STN | LINCOLN MAIN No 1 33kV S STN | DODDINGTON PARK 33 11kV S STN | 33 | Western Power Distribution (East Midlands) plc | Fossil Gas | Engine (combustion / reciprocating) | No | 0 | 5 | 5.263 | [12 empty] | No | Accecpted to Connect | 2021-09-14 | [6 empty] | 5.263 | 5 | 5.263 | 0.1 | 0.105 | 21/12/2018 | N/A
none | Astra Power Generation | Croome Airfield Solar Farm | Crome |  | Worcester |  | WR8 9AT | United Kingdom | 390507.632 | 241064.431 | FECKENHAM 66 11kV S STN | Feckenham 66/11kV | 33kV connection | 33 | Western Power Distribution (West Midlands) plc | Solar | Photovoltaic | No | 0 | 49 | 51.579 | [12 empty] | No | Accecpted to Connect | 2021-09-14 | [6 empty] | 51.579 | 49 | 51.579 | 0.3 | 0.316 | 07/01/2019 | N/A
2100041620352 | Lightsource Spv 75 Limited | BRYN HENLLYS 1 | YSTRADOWEN | CWMTWRCH | UPPER CWMTWRCH |  | SA9 2XX | United Kingdom | 278891.407 | 208741.223 | Swansea North Grid | Ystradgynlais Grid | 33kV connection | 33 | Western Power Distribution (South Wales) plc | Solar | Photovoltaic | No | 0 | 25 | 26.316 | [12 empty] | No | Accecpted to Connect | 2021-09-14 | [6 empty] | 26.316 | 25 | 26.316 | 0.1 | 0.105 | 10/04/2019 | N/A
1430000033089 | British Rail | Smethwick Supply Point | NETWORK RAIL - SMETHWICK - EXPORT | COLLIERY ROAD | WEST BROMWICH | WEST MIDLANDS | B71 4JT | United Kingdom | 402081.882 | 289955.846 | BUSTLEHOLM 132kV S STN | SMETHWICK 132 25kV S STN | Smethwick 132/11kV | 11 | Western Power Distribution (West Midlands) plc | Fossil oil | Engine (combustion / reciprocating) | No | 0 | 0.95 | 1 | [12 empty] | No | Connected | 2021-09-14 | 1 | 0.95 | 1 | 12.35 | 13 | 15/12/2011
1430000033060 | British Rail | Kidsgrove | NETWORK RAIL - KIDSGROVE - EXPORT | STATION ROAD | STOKE-ON-TRENT | STAFFORDSHIRE | ST7 1BX | United Kingdom |  |  | Cellarhead 132kV | WHITFIELD 132 33kV S STN | GOLDENHILL BANK 33 11kV S STN | 11 | Western Power Distribution (West Midlands) plc | Fossil oil | Engine (combustion / reciprocating) | No | 0 | 0.95 | 1 | [12 empty] | No | Connected | 2021-09-14 | 1 | 0.95 | 1 | 9.5 | 10 | 22/04/2005
1100770303406 | Nottingham Trent University | Brackenhurst Hall , Nottingham Road | BRACKENHURST CAMPUS | NOTTINGHAM ROAD | NOTTINGHAM | NOTTINGHAMSHIRE | NG25 | United Kingdom | 469559.901 | 352360.733 | STAYTHORPE C 132kV S STN | HAWTON 33kV S STN | SOUTHWELL 33 11kV S STN | 11 | Western Power Distribution (East Midlands) plc | Fossil Gas | Engine (combustion / reciprocating) | Yes | 0 | 0.895 | 0.94193 | [12 empty] | No | Connected | 2021-09-14 | 0.94193 | 0.095 | 0.1 | 1.9 | 2 | 01/01/2003
1470000225778 | University of Wolverhampton | University of Wolverhampton | CAMP STREET |  | WOLVERHAMPTON | WEST MIDLANDS | WV1 1AD | United Kingdom | 391512.897 | 298879.754 | WILLENHALL 132kV S STN | WOLVERHAMPTON 132kV S STN | Wolverhampton 132/33/11kV | 11 | Western Power Distribution (West Midlands) plc | Fossil Gas | Engine (combustion / reciprocating) | Yes | 0 | 0.741 | 0.78 | [12 empty] | No | Connected | 2021-09-14 | 0.78 | 0.171 | 0.18 | 1.567 | 1.65 | 20/03/2012
none | Eeb 36 Limited | Ref 321018 Pedwell Hill PV | Land Around Nythe Road | Pedwell | Ashcott |  | TA7 9BQ | United Kingdom | 332542.726 | 135865.318 | Bridgwater S.G.P. | Bridgwater Grid Bsp | 33kV connection | 33 | Western Power Distribution (South West) plc | Solar | Photovoltaic | No | 0 | 40 | 42.105 | [12 empty] | No | Accecpted to Connect | 2021-09-14 | [6 empty] | 42.105 | 40 | 42.105 | 0.09 | 0.095 | 02/04/2019 | N/A
none | Nextpower Spv 5 Ltd | Land At Crifton Lodge Farm | Forest Lane | Bilsthorpe | Newark |  | NG22 8TR | United Kingdom | 440954.678 | 369846.71 | CHESTERFIELD 132kV S STN | 33kV connection | 33kV connection | 33 | Western Power Distribution (East Midlands) plc | Solar | Photovoltaic | No | 0 | 40 | 42.105 | [12 empty] | No | Accecpted to Connect | 2021-09-14 | [6 empty] | 42.105 | 40 | 42.105 | 0.2 | 0.211 | 07/05/2019 | N/A
none | Caerphilly County Borough Council | CWM IFOR FARM SOLAR PARK |  |  | Caerphilly |  | CF83 2TU | United Kingdom | 310109.76 | 187021.029 | Upper Boat | Upper Boat Bsp | 33kV connection | 33 | Western Power Distribution (South Wales) plc | Solar | Photovoltaic | No | 0 | 15 | 15.789 | [12 empty] | No | Accecpted to Connect | 2021-09-14 | [6 empty] | 15.789 | 15 | 15.789 | 0.05 | 0.053 | 14/01/2019 | N/A |  |  |  | Y | D_WPD_EM_0025
none | Minehead Solar Electric Forecourt Ltd | electric vehicle charging Proposed Generation, battery storage & | Land East Side Of Seaward Way |  | Minehead |  |  | United Kingdom | 297727.661 | 145507.29 | Taunton S.G.P. | Bowhays Cross Bsp | Alcombe | 33 | Western Power Distribution (South West) plc | Storage battery | Battery | No | 0 | 3 | 3.158 | [12 empty] | No | Accecpted to Connect | 2021-09-14 | [6 empty] | 3.158 | 3 | 3.158 | 0.045 | 0.047 | 07/03/2019 | N/A
none | Amberside Energy Ltd | Amberside Energy Ltd | Doverdale Solar B | Droitwich | Worcestershire |  | WR9 0QB | United Kingdom | 383553.215 | 268197.369 | BISHOPS WOOD 132kV S STN | 33kV connection | 33kV connection | 33 | Western Power Distribution (West Midlands) plc | Solar | Photovoltaic | No | 0 | 49.9 | 52.526 | [12 empty] | No | Accecpted to Connect | 2021-09-14 | [6 empty] | 52.526 | 49.9 | 52.526 | 0.25 | 0.263 | 06/02/2019 | N/A
none | Nd Solar Enterprises Limited | Lower Litchardon Solar Farm | Land Near Lower Litchardon Farm | Newton Tracey | Barnstaple |  | EX31 3QE | United Kingdom | 256148.449 | 131842.293 | Alverdiscott S.G.P. | Barnstaple Bsp | 33kV connection | 33 | Western Power Distribution (South West) plc | Solar | Photovoltaic | No | 0 | 49.9 | 52.526 | [12 empty] | No | Accecpted to Connect | 2021-09-14 | [6 empty] | 52.526 | 49.9 | 52.526 | 0.5 | 0.526 | 21/01/2019 | N/A
none | Evans Energy Ltd | Proposed Wind Farm | Cold Northcott | St Clether | Launceston |  |  | United Kingdom | 207125.458 | 74185.108 | Indian Queens S.G.P. | St Tudy Bsp | 33kV connection | 33 | Western Power Distribution (South West) plc | Wind | Offshore wind turbines | No | 0 | 20 | 21.053 | [12 empty] | No | Accecpted to Connect | 2021-09-14 | [6 empty] | 21.053 | 20 | 21.053 | 0.25 | 0.263 | 11/04/2019 | N/A |  |  |  | Y | D_WPD_SWe_009
none | Absolute Solar & Wind | WWTW |  | Bynea | Llanelli |  | SA14 9SA | United Kingdom | 253023.412 | 199790.933 | Swansea North Grid | Trostre Grid | Maesarddafen | 33 | Western Power Distribution (South Wales) plc | Solar | Photovoltaic | No | 0 | 1.299 | 1.367 | [12 empty] | No | Accecpted to Connect | 2021-09-14 | [6 empty] | 1.367 | 0.099 | 0.104 | 1.246 | 1.312 | 19/11/2018 | N/A
none | E E B38 Limited | PENTRE BACH SOLAR V |  | Pentre Bah | Cwmbran |  | NP44 7AR | United Kingdom | 329748.169 | 192766.59 | Uskmouth | Llantarnam | 33kV connection | 33 | Western Power Distribution (South Wales) plc | Solar | Photovoltaic | No | 0 | 20 | 21.053 | [12 empty] | No | Accecpted to Connect | 2021-09-14 | [6 empty] | 21.053 | 20 | 21.053 | 0.9 | 0.947 | 01/03/2019 | N/A
none | Lightsource Spv 152 Limited | Lightsource Spv 152 Limited | Inkersall Grange Farm | Bilsthorpe | Newark |  | NG22 8TN | United Kingdom | 440954.678 | 369846.71 | CHESTERFIELD 132kV S STN | 33kV connection | 33kV connection | 33 | Western Power Distribution (East Midlands) plc | Solar | Photovoltaic | No | 0 | 49.9 | 52.526 | [12 empty] | No | Accecpted to Connect | 2021-09-14 | [6 empty] | 52.526 | 49.9 | 52.526 | 1 | 1.053 | 08/01/2019 | N/A
none | Wyke Farms | LAMBROOK COTTAGES PIG FARM IMPORT MPAN |  | LAMYATT | SHEPTON MALLET | SOMERSET | BA4 6NX | United Kingdom | 364397.261 | 138762.201 | Seabank Sgp | Radstock Bsp 132kv | Evercreech | 33 | Western Power Distribution (South West) plc | Fossil Gas | Engine (combustion / reciprocating) | Yes | 0 | 0.6 | 0.632 | [12 empty] | No | Accecpted to Connect | 2021-09-14 | [6 empty] | 0.632 | 1.1 | 1.158 | 0.9 | 0.947 | 02/09/2020 | N/A
1170001168995 | Energy Projects Services | EASTCROFT DEPOT BLOCK 4 NOTTINGHAM CITY CONTRACT WORKS | EASTCROFT DEPOT | LONDON ROAD | NOTTINGHAM | NOTTINGHAMSHIRE | NG2 3AH | United Kingdom | 458385.54 | 339384.658 | RATCLIFFE ON SOAR 132kV S STN | NOTTINGHAM 33kV S STN | SNEINTON 33 11kV S STN | 33 | Western Power Distribution (East Midlands) plc | Storage battery | Battery | No | 0 | 0.92 | 0.968 | [12 empty] | No | Accecpted to Connect | 2021-09-14 | [6 empty] | 0.968 | 0.92 | 0.968 | 1.915 | 2.016 | 12/02/2019 | N/A
none | Jdm Solar Projects 6 Limited | Hallughton Solar Farm 50A |  | Southwell | Nottinghamshire |  | NG25 0QR | United Kingdom | 476078.366 | 353863.694 | STAYTHORPE C 132kV S STN | 33kV connection | 33kV connection | 33 | Western Power Distribution (East Midlands) plc | Solar | Photovoltaic | No | 0 | 59.92 | 63.074 | [12 empty] | No | Accecpted to Connect | 2021-09-14 | [6 empty] | 63.074 | 49.9 | 52.526 | 0.25 | 0.263 | 15/02/2019 | N/A
none | Jbm Solar Projects 5 Limited | Jbm Solar Projects 5 Limited | Fraddon Solar Farm 50a |  | Fraddon |  | TR8 4LX | United Kingdom | 191317.627 | 56958.849 | Indian Queens S.G.P. | Fraddon Bsp | 33kV connection | 33 | Western Power Distribution (South West) plc | Solar | Photovoltaic | No | 0 | 49.9 | 52.526 | [12 empty] | No | Accecpted to Connect | 2021-09-14 | [6 empty] | 52.526 | 49.9 | 52.526 | 0.025 | 0.026 | 28/11/2018 | N/A
1170000784994 | South Warwickshire NHS Trust | South Warwickshire Hospital | WARWICK HOSPITAL | LAKIN ROAD | WARWICK | WARWICKSHIRE | CV34 5BW | United Kingdom | 428652.281 | 265781.864 | BERKSWELL 132kV S STN | WARWICK 132kV S STN | WARWICK 11kV S STN | 11 | Western Power Distribution (East Midlands) plc | Fossil Gas | Engine (combustion / reciprocating) | Yes | 0 | 0.513 | 0.54 | [12 empty] | No | Connected | 2021-09-14 | 0.54 | 0 | 0 | 1.235 | 1.3 | 11/09/2014
none | Tiln Connections Limited | Tiln Connections Limited | Tiln Farm | Retford |  |  | DN22 9JH | United Kingdom | 479467.927 | 385479.165 | WEST BURTON 132kV S STN | 33kV connection | 33kV connection | 33 | Western Power Distribution (East Midlands) plc | Solar | Photovoltaic | No | 0 | 49.9 | 52.526 | [12 empty] | No | Accecpted to Connect | 2021-09-14 | [6 empty] | 52.526 | 49.9 | 52.526 | 25 | 26.316 | 02/01/2019 | N/A
2200043163616 | Weston Area Health Trust | Weston Super Mare Hospital | GRANGE ROAD | UPHILL | WESTON-SUPER-MARE |  | BS23 4TQ | United Kingdom | 332390.209 | 158537.629 | Seabank Sgp | Weston Bsp 132kv | Bournville | 11 | Western Power Distribution (South West) plc | Fossil Gas | Engine (combustion / reciprocating) | Yes | 0 | 0.356 | 0.375 | [12 empty] | No | Connected | 2021-09-14 | 0.375 | 0.356 | 0.375 | 1.092 | 1.15 | 01/07/2012
1170001266061 | Arena Coventry Limited | COVENTRY CITY FOOTBALL CLUB LTD | JUDDS LANE |  | COVENTRY |  | CV6 6AQ | United Kingdom | 434231.456 | 283468.837 | COVENTRY 132kV S STN | COVENTRY NORTH 33kV S STN | COVENTRY ARENA 33 11kV S STN | 11 | Western Power Distribution (East Midlands) plc | Fossil Gas | Engine (combustion / reciprocating) | Yes | 0 | 0.332 | 0.35 | [12 empty] | No | Connected | 2021-09-14 | 0.35 | 0.332 | 0.35 | 2.09 | 2.2 | 28/03/2020
none | DNO Consulting | Bellamour Lane | Colton |  | Rugeley | Staffordshire | WS15 3JT | United Kingdom | 405943.52 | 317384.128 | RUGELEY 132kV S STN | 132kV connection | 132kV connection | 132 | Western Power Distribution (West Midlands) plc | Solar | Photovoltaic | No | 0 | 0.001 | 0.001 | [12 empty] | No | Accecpted to Connect | 2021-09-14 | [6 empty] | 0.001 | 99.99 | 105.253 | 0.001 | 0.001 | 18/09/2018 | N/A
2200040118160 | Wessex Water Services Ltd | MINEHEAD DUNSTER MARSH IMPORT/EXPORT SITE | LOWER MARSH | DUNSTER | MINEHEAD | SOMERSET | TA24 6PJ | United Kingdom | 298942.136 | 145142.347 | Taunton S.G.P. | Bowhays Cross Bsp | Alcombe | 11 | Western Power Distribution (South West) plc | Fossil Gas | Engine (combustion / reciprocating) | Yes | 0 | 0.299 | 0.315 | [12 empty] | No | Connected | 2021-09-14 | 0.315 | 1.14 | 1.2 | 0.541 | 0.57 | 01/03/1998
1170000941637 | Ilmor Engineering Ltd | ILMOR | QUARRY ROAD | BRIXWORTH INDUSTRIAL ESTATE | NORTHAMPTON |  | NN6 9UB | United Kingdom | 475209.67 | 271015.136 | GRENDON 132kV S STN | NORTHAMPTON WEST 33kV S STN | CHAPEL BRAMPTON 33 11kV S STN | 11 | Western Power Distribution (East Midlands) plc | Fossil oil | Engine (combustion / reciprocating) | No | 0 | 0.2 | 0.211 | [12 empty] | No | Connected | 2021-09-14 | 0.211 | 0.2 | 0.211 | 1.235 | 1.3 | 01/05/2018
none | British Solar Renewables Limited | COLDHARBOUR FARM | ASHREIGNEY |  | CHULMLEIGH | DEVON | EX18 7NQ | United Kingdom | 265212.591 | 101367.57 | Alverdiscott S.G.P. | North Tawton Bsp | 33kV connection | 33 | Western Power Distribution (South West) plc | Solar | Photovoltaic | No | 0 | 49.99 | 52.621 | [12 empty] | No | Accecpted to Connect | 2021-09-14 | [6 empty] | 52.621 | 49.99 | 52.621 | 0.5 | 0.526 | 30/11/2018 | N/A
1170000336382 | Defence Infrastructure Organisation | OAKHAM, St. Georges Barracks | NORTH LUFFENHAM |  | OAKHAM | LEICESTERSHIRE | LE15 8RL | United Kingdom | 493194.85 | 304710.617 | GRENDON 132kV S STN | OAKHAM 33kV S STN | EMPINGHAM 33 11kV S STN | 11 | Western Power Distribution (East Midlands) plc | Fossil Gas | Engine (combustion / reciprocating) | Yes | 0 | 0.199 | 0.21 | [12 empty] | No | Connected | 2021-09-14 | 0.21 | 0 | 0 | 1.154 | 1.215 | 17/04/2012
1470000207626 | Tesco Stores Limited | STOURBRIDGE, Crown Lane | CROWN LANE | STOURBRIDGE |  |  | DY8 1DW | United Kingdom | 389973.866 | 284429.292 | PENN 132kV S STN | Lye 132/11kV | Lye 11kV | 11 | Western Power Distribution (West Midlands) plc | Fossil Gas | Engine (combustion / reciprocating) | Yes | 0 | 0.19 | 0.2 | [12 empty] | No | Connected | 2021-09-14 | 0.2 | 0.19 | 0.2 | 1.14 | 1.2 | 01/08/2013
1170000197986 | Butlins Skyline Ltd | Roman Bank | EXPORT CHP | FUNCOAST WORLD | SKEGNESS | LINCOLNSHIRE | PE25 1NJ | United Kingdom | 556828.274 | 367380.911 | BICKER FEN 132kV S STN | SKEGNESS 33kV S STN | INGOLDMELLS 33 11kV S STN | 11 | Western Power Distribution (East Midlands) plc | Fossil Gas | Engine (combustion / reciprocating) | Yes | 0 | 0.114 | 0.12 | [12 empty] | No | Connected | 2021-09-14 | 0.12 | 0.114 | 0.12 | 7.79 | 8.2 | 21/03/2013
1470000132741 | Tesco Stores Limited | Tesco New Square | CRONEHILLS LINKWAY |  | WEST BROMWICH |  | B70 7NX | United Kingdom | 400768.833 | 291494.643 | OCKER HILL C 132kV S STN | Black Lake 132/11kV | 11kV Connection | 11 | Western Power Distribution (West Midlands) plc | Fossil Gas | Engine (combustion / reciprocating) | Yes | 0 | 0.114 | 0.12 | [12 empty] | No | Connected | 2021-09-14 | 0.12 | 0.114 | 0.12 | 0.95 | 1 | 31/12/2012
none | Nextpower Spv 7 Ltd | Nextpower Spv 7 Ltd | Chapel Street |  | Stapleton |  | LE9 8FT | United Kingdom | 441127.012 | 292466.649 | COVENTRY 132kV S STN | HINCKLEY 33kV S STN | 33kV connection | 33 | Western Power Distribution (East Midlands) plc | Solar | Photovoltaic | No | 0 | 15 | 15.789 | [12 empty] | No | Accecpted to Connect | 2021-09-14 | [6 empty] | 15.789 | 15 | 15.789 | 0.05 | 0.053 | 22/11/2018 | N/A
none | Feeder Grid Storage Limited | BRISTOL TELEVISION & FILM SERV Feeder Road Battery, | FEEDER ROAD |  | BRISTOL |  | BS2 0TH | United Kingdom | 360913 | 172327 | Iron Acton S.G.P. | Feeder Road 132kv | 33kV connection | 33 | Western Power Distribution (South West) plc | Storage battery | Battery | No | 0 | 20 | 21.053 | [12 empty] | No | Accecpted to Connect | 2021-09-14 | [6 empty] | 21.053 | 20 | 21.053 | 20 | 21.053 | 19/10/2018 | N/A |  |  |  | N | D_WPD_EM_0017
none | Eeb33 Ltd | Sparrow Lodge Farm | Wicken Park Road | Wicken | Milton Keynes |  | MK19 6BZ | United Kingdom | 477822.653 | 236143.689 | EAST CLAYDON 132KV S STN | STONY STRATFORD 33kV S STN | 33kV connection | 33 | Western Power Distribution (East Midlands) plc | Solar | Photovoltaic | No | 0 | 20 | 21.053 | [12 empty] | No | Accecpted to Connect | 2021-09-14 | [6 empty] | 21.053 | 20 | 21.053 | 0.05 | 0.053 | 08/12/2018 | N/A
none | Aller Langport Solar Park Ltd | Aller Langport Solar Farm |  | Aller | Langport | Somerset | TA10 0QR | United Kingdom | 332542.726 | 135865.318 | Bridgwater S.G.P. | Bridgwater Grid Bsp | 33kV connection | 33 | Western Power Distribution (South West) plc | Solar | Photovoltaic | No | 0 | 10 | 10.526 | [12 empty] | No | Accecpted to Connect | 2021-09-14 | [6 empty] | 10.526 | 10 | 10.526 | 0.15 | 0.158 | 17/09/2018 | N/A
none | Jbm Solar Projects 2 Ltd | NON Firm Solar 2 | Tale Lane |  |  |  | EX15 1RF | United Kingdom | 301033.164 | 97241.393 | Exeter Main S.G.P. | 33kV connection | 33kV connection | 33 | Western Power Distribution (South West) plc | Solar | Photovoltaic | No | 0 | 35 | 36.842 | [12 empty] | No | Accecpted to Connect | 2021-09-14 | [6 empty] | 36.842 | 35 | 36.842 | 1 | 1.053 | 08/08/2018 | N/A |  |  |  | N | D_WPD_SWe_008
none | Enderby Storage Limited | Desford Road ESS | Desford Road | Enderby | Leicester |  | LE19 3LR | United Kingdom | 458179.628 | 303085.984 | ENDERBY 132kV S STN | LEICESTER 33kV S STN | 33kV connection | 33 | Western Power Distribution (East Midlands) plc | Storage battery | Battery | No | 0 | 50 | 52.632 | [12 empty] | No | Accecpted to Connect | 2021-09-14 | [6 empty] | 52.632 | 50 | 52.632 | 50 | 52.632 | 23/11/2018 | N/A
none | Mercia Power Response Ltd | Mercia Power Response Ltd | Lubenham Road |  | Market Harborough |  | LE16 9NP | United Kingdom | 472539.492 | 286412.74 | GRENDON 132kV S STN | KETTERING 33kV S STN | FARNDON ROAD 33 11kV S STN | 33 | Western Power Distribution (East Midlands) plc | Biofuel landfill gas | Gas turbine (OCGT) | No | 0 | 10 | 10.526 | [12 empty] | No | Accecpted to Connect | 2021-09-14 | [6 empty] | 10.526 | 10 | 10.526 | 0.2 | 0.211 | 10/08/2018 | N/A
none | Asset Utilities Ltd | Asset Utilities Ltd | 4273-01 Williamthorpe Colliery |  | Chesterfield | Derbyshire |  | United Kingdom | 441253.099 | 367157.676 | CHESTERFIELD 132kV S STN | CHESTERFIELD 33kV S STN | GRASSMOOR 33 11kV S STN | 33 | Western Power Distribution (East Midlands) plc | Solar | Photovoltaic | No | 0 | 3.75 | 3.947 | [12 empty] | No | Accecpted to Connect | 2021-09-14 | [6 empty] | 3.947 | 3.75 | 3.947 | 0.05 | 0.053 | 18/09/2018 | N/A
none | Aura Power Solar Uk2 Limited | Clyst St Lawrence Energy Storage | Clyst Hydon |  | Cullompton | Devon | EX15 2NH | United Kingdom | 301033.164 | 97241.393 | Exeter Main S.G.P. | 33kV connection | 33kV connection | 33 | Western Power Distribution (South West) plc | Solar | Photovoltaic | No | 0 | 50 | 52.632 | [12 empty] | No | Accecpted to Connect | 2021-09-14 | [6 empty] | 52.632 | 50 | 52.632 | 0.3 | 0.316 | 08/08/2018 | N/A
none | Aura Power Solar Uk 1 Limited | Trenoweth Farm | Praze An Beeble |  | Cambourne |  | TR14 0PL | United Kingdom | 155252.321 | 38186.195 | Indian Queens S.G.P. | Hayle Bsp | 33kV connection | 33 | Western Power Distribution (South West) plc | Solar | Photovoltaic | No | 0 | 30 | 31.579 | [12 empty] | No | Accecpted to Connect | 2021-09-14 | [6 empty] | 31.579 | 30 | 31.579 | 0 | 0 | 08/08/2018 | N/A
1170001247398 | Arl 027 Ltd | Arl 027 Ltd | Back Lane | CALOW | CHESTERFIELD |  | S44 5XQ | United Kingdom | 441045.635 | 369968.028 | CHESTERFIELD 132kV S STN | CHESTERFIELD 33kV S STN | 33kV connection | 33 | Western Power Distribution (East Midlands) plc | Storage battery | Battery | No | 0 | 20 | 21.053 | [12 empty] | No | Accecpted to Connect | 2021-09-14 | [6 empty] | 21.053 | 20 | 21.053 | 20 | 21.053 | 20/07/2018 | N/A |  |  |  | Y | D_WPD_SWe_009
none | Brk 010 Limited | Brk 010 Limited | Stratford Road |  | Alcester |  | B49 6NN | United Kingdom | 417765.884 | 255146.984 | FECKENHAM 66 11kV S STN | Feckenham 66/11kV | 33kV connection | 33 | Western Power Distribution (West Midlands) plc | Fossil Gas | Engine (combustion / reciprocating) | No | 0 | 0.001 | 0.001 | [12 empty] | No | Accecpted to Connect | 2021-09-14 | [6 empty] | 0.001 | 41.24 | 43.411 | 1.174 | 1.236 | 02/02/2018 | N/A |  |  |  | N | D_WPD_SWe_004
none | Leicestershire County Council | Poole Farm |  |  | Loughborough |  | LE12 8EN | United Kingdom | 453371.118 | 321250.972 | RATCLIFFE ON SOAR 132kV S STN | LOUGHBOROUGH 33kV S STN | 33kV connection | 33 | Western Power Distribution (East Midlands) plc | Solar | Photovoltaic | No | 0 | 10 | 10.526 | [12 empty] | No | Accecpted to Connect | 2021-09-14 | [6 empty] | 10.526 | 10 | 10.526 | 0.05 | 0.053 | 22/06/2018 | N/A |  |  |  | N | D_WPD_EM_0016
1470000958086 | Shovel Ready 11 Limited | WOLVERHAMPTON POWER HOUSE | WOLVERHAMPTON POWER HOUSE | COMMERCIAL ROAD | WOLVERHAMPTON |  | WV1 3QS | United Kingdom | 392386.899 | 298159.547 | WILLENHALL 132kV S STN | Wolverhampton 132/33/11kV | 33kV connection | 33 | Western Power Distribution (West Midlands) plc | Fossil Gas | Gas turbine (OCGT) | Yes | 0 | 4.5 | 4.737 | [12 empty] | No | Accecpted to Connect | 2021-09-14 | [6 empty] | 4.737 | 4.5 | 4.737 | 0.04 | 0.042 | 29/03/2018 | N/A
none | Awel Y Gwrhyd Cic | MYNYDD Y GWRHYD WIND |  |  | Ammanford |  |  | United Kingdom | 264462.559 | 200039.621 | Swansea North Grid | Swansea North Bsp | 33kV connection | 33 | Western Power Distribution (South Wales) plc | Wind | Onshore wind turbines | No | 0 | 13.7 | 14.421 | [12 empty] | No | Accecpted to Connect | 2021-09-14 | [6 empty] | 14.421 | 13.7 | 14.421 | 0.18 | 0.189 | 30/05/2018 | N/A
none | Nextpower Spv 9 Ltd | Mill Farm | Cotes |  | Loughborough |  | LE12 5TL | United Kingdom | 453371.118 | 321250.972 | RATCLIFFE ON SOAR 132kV S STN | LOUGHBOROUGH 33kV S STN | 33kV connection | 33 | Western Power Distribution (East Midlands) plc | Solar | Photovoltaic | No | 0 | 22 | 23.158 | [12 empty] | No | Accecpted to Connect | 2021-09-14 | [6 empty] | 23.158 | 22 | 23.158 | 0.05 | 0.053 | 20/06/2018 | N/A
1170001402770 | Butyric Holdings Ltd | Airfield Fiskerton Solar | AIRFIELD FISKERTON SOLAR | REEPHAM ROAD | FISKERTON |  | LN3 4HZ | United Kingdom | 498973.515 | 371160.495 | WEST BURTON 132kV S STN | LINCOLN MAIN No 1 33kV S STN | 33kV connection | 33 | Western Power Distribution (East Midlands) plc | Solar | Photovoltaic | No | 0 | 20 | 21.053 | [12 empty] | No | Accecpted to Connect | 2021-09-14 | [6 empty] | 21.053 | 20 | 21.053 | 1.25 | 1.316 | 15/06/2018 | N/A
1170001326302 | Uk Energy Reserve Limited | Land off Energy Storage Facility at | BATTERY LANE |  | BOSTON |  | PE21 7SU | United Kingdom | 533477.036 | 342835.75 | WALPOLE 132kV S STN | BOSTON 33kV S STN | 33kV connection | 33 | Western Power Distribution (East Midlands) plc | Storage battery | Battery | No | 0 | 10 | 10.526 | [12 empty] | No | Accecpted to Connect | 2021-09-14 | [6 empty] | 10.526 | 10 | 10.526 | 10 | 10.526 | 23/05/2018 | N/A
none | Johnsons Generators Ltd | Johnsons Generators Ltd | Sheepbridge Lane | Sheepbridge | Chesterfield |  | S41 9RX | United Kingdom | 437162.406 | 370775.402 | CHESTERFIELD 132kV S STN | GOITSIDE 132kV S STN | 33kV connection | 33 | Western Power Distribution (East Midlands) plc | Storage battery | Battery | No | 0 | 20 | 21.053 | [12 empty] | No | Accecpted to Connect | 2021-09-14 | [6 empty] | 21.053 | 20 | 21.053 | 0.4 | 0.421 | 29/03/2018 | N/A
none | Alkane Energy Uk Ltd | Rufford Hill Farm |  | Wellow | Nottinghamshire |  | NG22 9DQ | United Kingdom | 465347.047 | 366868.432 | CHESTERFIELD 132kV S STN | CLIPSTONE 33kV S STN | OLLERTON 33 11kV S STN | 33 | Western Power Distribution (East Midlands) plc | Biofuel landfill gas | Gas turbine (OCGT) | No | 0 | 6.5 | 6.842 | [12 empty] | No | Accecpted to Connect | 2021-09-14 | [6 empty] | 6.842 | 6.5 | 6.842 | 0.2 | 0.211 | 13/03/2018 | N/A |  |  |  | Y | D_WPD_EM_0013 / D_WPD_EM_0014
1170001415724 | Nextpower Spv 6 Limited | Land North Side of | WHITE CROSS LANE |  | BURTON PEDWARDINE |  | NG34 0BN | United Kingdom | 507129.778 | 345001.881 | BICKER FEN 132kV S STN | SLEAFORD 33kV S STN | 33kV connection | 33 | Western Power Distribution (East Midlands) plc | Solar | Photovoltaic | No | 0 | 23 | 24.211 | [12 empty] | No | Accecpted to Connect | 2021-09-14 | [6 empty] | 24.211 | 23 | 24.211 | 0.05 | 0.053 | 27/03/2018 | N/A
none | Island Steel Uk | Island Steel Uk |  |  | NEWPORT |  | NP20 2UW | United Kingdom | 330457.757 | 185815.062 | Uskmouth | Newport West | Newport West Primary | 33 | Western Power Distribution (South Wales) plc | Solar | Photovoltaic | No | 0 | 0.72 | 0.758 | [12 empty] | No | Accecpted to Connect | 2021-09-14 | [6 empty] | 0.758 | 0.72 | 0.758 | 1.55 | 1.632 | 22/02/2018 | N/A
2189999998739 | Tata Steel UK Limited | Abbey Works | ABBEY WORKS | MARGAM | PORT TALBOT | WEST GLAMORGAN | SA13 2NG | United Kingdom |  |  | Grange | 66kV connection | 66kV connection | 66 | Western Power Distribution (South Wales) plc | Storage battery | Battery | No | 0 | 0 | 0 | [12 empty] | No | Connected | 2021-09-14 | 0 | 19 | 20 | 123.5 | 130 | 41661
1170001428973 | G2 Energy | WICKEN BASS | WICKEN |  | MILTON KEYNES |  | MK19 6BS | United Kingdom | 475209.592 | 239392.454 | EAST CLAYDON 132KV S STN | STONY STRATFORD 33kV S STN | WICKEN 33 11kV S STN | 33 | Western Power Distribution (East Midlands) plc | Storage battery | Battery | No | 0 | 5 | 5.263 | [12 empty] | No | Accecpted to Connect | 2021-09-14 | [6 empty] | 5.263 | 5 | 5.263 | 5 | 5.263 | 22/01/2018 | N/A
none | Eeb32 Ltd | East Wood End PV Generation |  |  | Milton Keynes |  | MK17 0PG | United Kingdom | 475176.566 | 226053.515 | EAST CLAYDON 132KV S STN | 33kV connection | 33kV connection | 33 | Western Power Distribution (East Midlands) plc | Solar | Photovoltaic | No | 0 | 40 | 42.105 | [12 empty] | No | Accecpted to Connect | 2021-09-14 | [6 empty] | 42.105 | 40 | 42.105 | 0.09 | 0.095 | 20/04/2018 | N/A
none | Awel Aman Tawe | MYNYDD Y GWRHYD SOLAR FARM |  | Rhydyfro | Port Talbot |  | SA8 4TA | United Kingdom | 278891.407 | 208741.223 | Swansea North Grid | Ystradgynlais Grid | 33kV connection | 33 | Western Power Distribution (South Wales) plc | Solar | Photovoltaic | No | 0 | 4.7 | 4.947 | [12 empty] | No | Accecpted to Connect | 2021-09-14 | [6 empty] | 4.947 | 4.7 | 4.947 | 0.1 | 0.105 | 14/02/2018 | N/A
1144444444461 | Viridis 178 Limited | Redfield Road 2 STOR | Redfield Road | Lenton | Nottingham |  | NG7 2SX | United Kingdom | 456418.583 | 337506.969 | RATCLIFFE ON SOAR 132kV S STN | NOTTINGHAM 33kV S STN | 33kV connection | 33 | Western Power Distribution (East Midlands) plc | Fossil Gas | Gas turbine (OCGT) | No | 0 | 0 | 0 | [12 empty] | No | Connected | 2021-09-14 | 0 | 19.836 | 20.88 | 0.19 | 0.2 | N/A
none | Statera Energy Limited | Grendon Lakes | Land Off Station Road | Grendon | Northampton |  | NN7 1JD | United Kingdom | 487111.876 | 261407.385 | GRENDON 132kV S STN | 33kV connection | 33kV connection | 33 | Western Power Distribution (East Midlands) plc | Storage battery | Battery | No | 0 | 49.9 | 52.526 | [12 empty] | No | Accecpted to Connect | 2021-09-14 | [6 empty] | 52.526 | 49.9 | 52.526 | 49.9 | 52.526 | 21/05/2018 | N/A |  |  |  | N | D_WPD_SWe_005
none | Batsworthy Cross Wind Farm Limited | Batsworthy Cross Wind Farm | Knowstone | South Molton | South Molton |  |  | United Kingdom | 256148.449 | 131842.293 | Alverdiscott S.G.P. | Barnstaple Bsp | 33kV connection | 33 | Western Power Distribution (South West) plc | Wind | Onshore wind turbines | No | 0 | 0 | 0 | [12 empty] | No | Accecpted to Connect | 2021-09-14 | [6 empty] | 0 | 1.2 | 1.263 | 0.2 | 0.211 | 12/03/2018 | N/A
none | Halesfield Energy Centre Ltd | Halesfield Corner Energy Storage | Halesfield 13 |  | Telford |  | TF7 4ER | United Kingdom | 370795.973 | 304889.997 | IRONBRIDGE 132kV S STN | IRONBRIDGE 132 33kV S STN | HALESFIELD 33 11kV S STN | 33 | Western Power Distribution (West Midlands) plc | Storage battery | Battery | No | 0 | 5.263 | 5.54 | [12 empty] | No | Accecpted to Connect | 2021-09-14 | [6 empty] | 5.54 | 5 | 5.263 | 5 | 5.263 | 09/02/2018 | N/A
2200043245180 | Hallen Energy Limited | Severn Road Battery Storage 2 Hallen 33kv Battery | SEVERN ROAD BATTERY STORAGE 2 | LAND AT SEVERN ROAD | AVONMOUTH |  | BS10 7SE | United Kingdom | 353531.4 | 182184.849 | Iron Acton S.G.P. | Seabank Bsp | 33kV connection | 33 | Western Power Distribution (South West) plc | Storage battery | Battery | No | 0 | 33 | 34.737 | [12 empty] | No | Accecpted to Connect | 2021-09-14 | [6 empty] | 34.737 | 33 | 34.737 | 33 | 34.737 | 12/01/2018 | N/A
1170000664547 | University of Northampton | University of Northampton | NUNN MILLS | BEDFORD ROAD | NORTHAMPTON |  | NN1 5PA | United Kingdom |  |  | GRENDON 132kV S STN | NORTHAMPTON 33kV S STN | NORTHAMPTON 11kV S STN | 11 | Western Power Distribution (East Midlands) plc | Fossil oil | Engine (combustion / reciprocating) | No | 0 | 0 | 0 | [12 empty] | No | Connected | 2021-09-14 | 0 | 0.001 | 0.001 | 1.425 | 1.5 | 43957
none | Eeb28 Ltd | Boughton Estate | Grafton Underwood |  | Kettering |  | NN14 3NB | United Kingdom | 487111.876 | 261407.385 | GRENDON 132kV S STN | 33kV connection | 33kV connection | 33 | Western Power Distribution (East Midlands) plc | Solar | Photovoltaic | No | 0 | 40 | 42.105 | [12 empty] | No | Accecpted to Connect | 2021-09-14 | [6 empty] | 42.105 | 40 | 42.105 | 0.09 | 0.095 | 02/02/2018 | N/A
none | Eeb24 Limited | Tuckey Farm Solar PV | Winslow |  | Buckingham |  | MK18 3ND | United Kingdom | 475176.566 | 226053.515 | EAST CLAYDON 132KV S STN | 33kV connection | 33kV connection | 33 | Western Power Distribution (East Midlands) plc | Solar | Photovoltaic | No | 0 | 25 | 26.316 | [12 empty] | No | Accecpted to Connect | 2021-09-14 | [6 empty] | 26.316 | 25 | 26.316 | 0.09 | 0.095 | 12/01/2018 | N/A
none | Eeb26 Limited | 1031- Lands at Sutton Cheney | - | Nuneaton |  |  | CV13 0AG | United Kingdom | 453315.216 | 300391.331 | ENDERBY 132kV S STN | 33kV connection | 33kV connection | 33 | Western Power Distribution (East Midlands) plc | Solar | Photovoltaic | No | 0 | 40 | 42.105 | [12 empty] | No | Accecpted to Connect | 2021-09-14 | [6 empty] | 42.105 | 40 | 42.105 | 0.09 | 0.095 | 06/11/2017 | N/A
none | CENIN RENEWABLES LTD | MANMOEL 33 | Manmoel Common |  | Ebbw Vale |  | NP22 4NJ | United Kingdom | 317529.197 | 208130.241 | Rassau G.S.P. | Ebbw Vale | 33kV connection | 33 | Western Power Distribution (South Wales) plc | Wind | Onshore wind turbines | No | 0 | 10 | 10.526 | [12 empty] | No | Accecpted to Connect | 2021-09-14 | [6 empty] | 10.526 | 10 | 10.526 | 0.24 | 0.253 | 05/12/2017 | N/A
none | Adam Wood | Weights Farm Storage | Weights Lane |  | Redditch |  | B97 6RG | United Kingdom | 403433.55 | 268347.283 | FECKENHAM 66 11kV S STN | Feckenham 66/11kV | REDDITCH NORTH 66 11kV S STN | 11 | Western Power Distribution (West Midlands) plc | Storage battery | Battery | No | 0 | 0 | 0 | [12 empty] | No | Accecpted to Connect | 2021-09-14 | [6 empty] | 0 | 2.5 | 2.632 | 2.5 | 2.632 | 27/10/2017 | N/A |  |  |  | Y | D_WPD_SWal_019
none | Newtonwood Energy Storage Ltd | Newton Wood Farm | Newton |  | Alfreton |  | DE55 5SG | United Kingdom | 440954.678 | 369846.71 | CHESTERFIELD 132kV S STN | 33kV connection | 33kV connection | 33 | Western Power Distribution (East Midlands) plc | Storage battery | Battery | No | 0 | 50 | 52.632 | [12 empty] | No | Accecpted to Connect | 2021-09-14 | [6 empty] | 52.632 | 50 | 52.632 | 50.8 | 53.474 | 08/01/2018 | N/A
none | Wykes Engineering Ltd | Wykes Engineering Ltd | Goosey Lodge Estate | Wymington | Northants |  | NN10 9LU | United Kingdom | 494597.25 | 269927.726 | GRENDON 132kV S STN | IRTHLINGBOROUGH 33kV S STN | 33kV connection | 33 | Western Power Distribution (East Midlands) plc | Storage battery | Battery | No | 0 | 0.001 | 0.001 | [12 empty] | No | Accecpted to Connect | 2021-09-14 | [6 empty] | 0.001 | 0.001 | 0.001 | 5 | 5.263 | 04/09/2017 | N/A |  |  |  | N | D_WPD_EM_0010
none | Fpc Industry & Enterprise 2 Ltd | Fpc Industry & Enterprise 2 Ltd | Traston Road |  | Newport |  | NP19 4PW | United Kingdom | 332970.823 | 185685.314 | Uskmouth | Newport South | 33kV connection | 33 | Western Power Distribution (South Wales) plc | Storage battery | Battery | No | 0 | 20 | 21.053 | [12 empty] | No | Accecpted to Connect | 2021-09-14 | [6 empty] | 21.053 | 20 | 21.053 | 20 | 21.053 | 18/08/2017 | N/A
1170000597778 | John Lewis Partnership | Plot 120, Magna Park, Milton Keynes | MAGNA PARK 1 | FEN STREET | MILTON KEYNES |  | MK17 8EW | United Kingdom |  |  | EAST CLAYDON 132KV S STN | BLETCHLEY 33KV S STN | FEN FARM 33 11kV S STN | 11 | Western Power Distribution (East Midlands) plc | Fossil oil | Engine (combustion / reciprocating) | No | 0 | 0 | 0 | [12 empty] | No | Connected | 2021-09-14 | 0 | 0.001 | 0.001 | 2.85 | 3 | 43957
none | Eeb30 Limited | LAND AT SOUTH WHEATLEY PV 1019 | Sturton Road | South Wheatley | Retford | Nottinghamshire | DN22 9DW | United Kingdom | 479467.927 | 385479.165 | WEST BURTON 132kV S STN | 33kV connection | 33kV connection | 33 | Western Power Distribution (East Midlands) plc | Solar | Photovoltaic | No | 0 | 40.477 | 42.607 | [12 empty] | No | Accecpted to Connect | 2021-09-14 | [6 empty] | 42.607 | 40 | 42.105 | 0.03 | 0.032 | 29/09/2017 | N/A |  |  |  | N | D_WPD_SWe_003
none | ECOTRICITY GROUP LTD | SCIENCE & TECHNOLOGY PARK GENERATION SCHEME | Berkeley Green | Berkeley Centre | Berkeley |  | GL13 9PA | United Kingdom | 367741.141 | 200447.492 | IRON ACTON 132kV S STN | RYEFORD 132kV S STN | BERKELEY 33 11kV S STN | 33 | Western Power Distribution (West Midlands) plc | Storage battery | Battery | No | 0 | 1 | 1.053 | [12 empty] | No | Accecpted to Connect | 2021-09-14 | [6 empty] | 1.053 | 1 | 1.053 | 2 | 2.105 | 19/09/2017 | N/A
none | Berkeley Battery Storage 2 Ltd | Berkeley Battery Storage 2 Ltd | Kitts Green Lane |  | Berkeley |  | GL11 6BB | United Kingdom | 366792.393 | 185738.896 | IRON ACTON 132kV S STN | 33kV connection | 33kV connection | 33 | Western Power Distribution (West Midlands) plc | Storage battery | Battery | No | 0 | 49.9 | 52.526 | [12 empty] | No | Accecpted to Connect | 2021-09-14 | [6 empty] | 52.526 | 49.9 | 52.526 | 49.9 | 52.526 | 06/09/2017 | N/A
none | Elgin Energy Esco Ltd | RANKSBOROUGH FARM 1014 | Langham |  | Oakham | Leicestershire | LE15 7EJ | United Kingdom | 487385.509 | 308598.574 | GRENDON 132kV S STN | OAKHAM 33kV S STN | 33kV connection | 33 | Western Power Distribution (East Midlands) plc | Solar | Photovoltaic | No | 0 | 0.04 | 0.042 | [12 empty] | No | Accecpted to Connect | 2021-09-14 | [6 empty] | 0.042 | 30 | 31.579 | 0.03 | 0.032 | 28/09/2017 | N/A
1170001154487 | Stepnell Ltd | lawford road | LAWFORD ROAD |  | RUGBY | WARWICKSHIRE | CV21 2HS | United Kingdom | 448536.161 | 275491.082 | COVENTRY 132kV S STN | RUGBY 33kV S STN | LAWFORD 33 11kV S STN | 33 | Western Power Distribution (East Midlands) plc | Solar | Photovoltaic | No | 0 | 1.155 | 1.216 | [12 empty] | No | Accecpted to Connect | 2021-09-14 | [6 empty] | 1.216 | 1.155 | 1.216 | 0 | 0 | 01/08/2017 | N/A
2200041941676 | University of Bristol | BRISTOL SCIENCE STREET EMERSONS GREEN | SWERDA DEVELOPMENT | EMERSONS GREEN | AREA C |  | BS16 7AQ | United Kingdom | 367088.977 | 177822.921 | Iron Acton S.G.P. | Lockleaze Bsp 132kv | Emersons Green | 11 | Western Power Distribution (South West) plc | Fossil oil | Engine (combustion / reciprocating) | No | 0 | 0 | 0 | [12 empty] | No | Connected | 2021-09-14 | 0 | 0.323 | 0.34 | 2.375 | 2.5 | 40584
none | Gheb2 C6 Limited | Whitehouse Farm | Rhydd Road |  | Guarlford | Malvern | WR13 6NZ | United Kingdom | 383553.215 | 268197.369 | BISHOPS WOOD 132kV S STN | 33kV connection | 33kV connection | 33 | Western Power Distribution (West Midlands) plc | Storage battery | Battery | No | 0 | 40 | 42.105 | [12 empty] | No | Accecpted to Connect | 2021-09-14 | [6 empty] | 42.105 | 40 | 42.105 | 40 | 42.105 | 23/05/2017 | N/A
none | Corby Renewable Energy Limited | Corby Biomass Power Station | Gretton Brook Road |  | Corby |  | NN17 2BA | United Kingdom | 490527.862 | 288985.828 | GRENDON 132kV S STN | CORBY No2 33kV S STN | 33kV connection | 33 | Western Power Distribution (East Midlands) plc | Biomass | Steam turbine (thermal power plant) | No | 0 | 9 | 9.474 | [12 empty] | No | Accecpted to Connect | 2021-09-14 | [6 empty] | 9.474 | 9 | 9.474 | 1.2 | 1.263 | 06/11/2017 | N/A |  |  |  | N | D_WPD_SWe_009
none | Grendon Storage Limited | Ess Option | Land Ne Of Cogenhoe Road |  | Grendon | Northamptonshire |  | United Kingdom | 487111.876 | 261407.385 | GRENDON 132kV S STN | 33kV connection | 33kV connection | 33 | Western Power Distribution (East Midlands) plc | Storage battery | Battery | No | 0 | 0.001 | 0.001 | [12 empty] | No | Accecpted to Connect | 2021-09-14 | [6 empty] | 0.001 | 49.9 | 52.526 | 49.9 | 52.526 | 28/06/2017 | N/A |  |  |  | N | D_WPD_EM_0002
none | Wsp | Wsp | Precision Park |  |  |  |  | United Kingdom | 431967.329 | 265110.191 | BERKSWELL 132kV S STN | WARWICK 33kV S STN | WISE STREET 33 11kV S STN | 33 | Western Power Distribution (East Midlands) plc | Fossil oil | Engine (combustion / reciprocating) | No | 0 | 0 | 0 | [12 empty] | No | Accecpted to Connect | 2021-09-14 | [6 empty] | 0 | 0.45 | 0.474 | 3.25 | 3.421 | 16/12/2020 | N/A
none | Renewable Energy Systems Ltd | BRECHFA EAST WIND FARM |  | Llansawel | Llandeilo |  |  | United Kingdom | 264462.559 | 200039.621 | Swansea North Grid | 33kV connection | 33kV connection | 33 | Western Power Distribution (South Wales) plc | Wind | Onshore wind turbines | No | 0 | 31.579 | 33.241 | [12 empty] | No | Accecpted to Connect | 2021-09-14 | [6 empty] | 33.241 | 31.579 | 33.241 | 0.15 | 0.158 | 06/12/2017 | N/A
none | Gheb2c1 Ltd | Meadowcroft Farm | Gretton Fields | Cheltenham | Gloucestershire |  | GL54 5HJ | United Kingdom | 400212.449 | 232508.608 | PORT HAM 132kV S STN | CHELTENHAM 66kV S STN | ALDERTON 66 11kV S STN | 66 | Western Power Distribution (West Midlands) plc | Storage battery | Battery | No | 0 | 5 | 5.263 | [12 empty] | No | Accecpted to Connect | 2021-09-14 | [6 empty] | 5.263 | 5 | 5.263 | 5 | 5.263 | 29/11/2016 | N/A
2200043210940 | Wse West Holcombe Ltd | QUARTLEY FARM West Holcombe | QUARTLEY FARM | BOWDENS LANE | TIVERTON | DEVON | EX16 9BU | United Kingdom | 295567.671 | 112078.203 | Exeter Main S.G.P. | Tiverton Bsp | 33kV connection | 33 | Western Power Distribution (South West) plc | Solar | Photovoltaic | No | 0 | 8 | 8.421 | [12 empty] | No | Accecpted to Connect | 2021-09-14 | [6 empty] | 8.421 | 8 | 8.421 | 0.198 | 0.208 | 07/04/2017 | N/A
1470000970890 | Wednesbury Power Limited | Wednesbury Power | BILPORT LANE INDUSTRIAL ESTATE | BILPORT LANE | WEDNESBURY |  | WS10 0NT | United Kingdom | 398078.798 | 293814.58 | Ocker Hill 132kV | Wednesbury Power 33kV | Wednesbury Power | 132 | Western Power Distribution (West Midlands) plc | Storage other | Battery | No | 0 | 20.44 | 21.516 | [12 empty] | No | Accecpted to Connect | 2021-09-14 | [6 empty] | 21.516 | 20.44 | 21.516 | 0.67 | 0.705 | 01/11/2016 | N/A
none | Alveston Wind Park Limited | Old Green Battery |  |  | Bristol |  | BS35 3TD | United Kingdom | 366717.026 | 185659.702 | Iron Acton S.G.P. | 33kV connection | 33kV connection | 33 | Western Power Distribution (South West) plc | Storage battery | Battery | No | 0 | 10 | 10.526 | [12 empty] | No | Accecpted to Connect | 2021-09-14 | [6 empty] | 10.526 | 10 | 10.526 | 10 | 10.526 | 10/02/2017 | N/A
none | Re Projects Development Ltd | LAND AT |  | Rhigos | Aberdare |  | CF44 9UG | United Kingdom | 293969.085 | 205833.786 | Swansea North Grid | Hirwaun Grid | Hirwaun Primary | 33 | Western Power Distribution (South Wales) plc | Solar | Photovoltaic | No | 0 | 0 | 0 | [12 empty] | No | Accecpted to Connect | 2021-09-14 | [6 empty] | 0 | 7 | 7.368 | 0.04 | 0.042 | 16/12/2020 | N/A
none | Cx Group | LAND SOUTH OF | Rhigos Road |  | Aberdare |  | CF44 9YR | United Kingdom | 293969.085 | 205833.786 | Swansea North Grid | Hirwaun Grid | Hirwaun Primary | 33 | Western Power Distribution (South Wales) plc | Solar | Photovoltaic | No | 0 | 0 | 0 | [12 empty] | No | Accecpted to Connect | 2021-09-14 | [6 empty] | 0 | 7.6 | 8 | 0.04 | 0.042 | 13/10/2020 | N/A
none | Gheb2 B1 Ltd | Gheb2 B1 Ltd | Breach Farm At 132 |  | Swadlincote, | Derbyshire | DE12 6RJ | United Kingdom | 427748.854 | 317936.263 | DRAKELOW 132kV | GRESLEY 132kV S STN | 33kV connection | 33 | Western Power Distribution (East Midlands) plc | Storage battery | Battery | No | 0 | 0.001 | 0.001 | [12 empty] | No | Accecpted to Connect | 2021-09-14 | [6 empty] | 0.001 | 40 | 42.105 | 40 | 42.105 | 04/08/2016 | N/A
none | Elgin Energy Esco Ltd | Thurlaston Estate | Desford Road | Thurlaston | Leicester |  | LE9 7TD | United Kingdom | 453315.216 | 300391.331 | ENDERBY 132kV S STN | 33kV connection | 33kV connection | 33 | Western Power Distribution (East Midlands) plc | Solar | Photovoltaic | No | 0 | 49.9 | 52.526 | [12 empty] | No | Accecpted to Connect | 2021-09-14 | [6 empty] | 52.526 | 49.9 | 52.526 | 0.09 | 0.095 | 18/10/2016 | N/A |  |  |  | N | D_WPD_EM_0006 / D_WPD_EM_0009
none | Energion Ltd | PENCOED Diesel/Biodiesel engine | Felindre Road |  | Pencoed |  | CF35 5HU | United Kingdom | 310109.76 | 187021.029 | Upper Boat | 132kV connection | 132kV connection | 132 | Western Power Distribution (South Wales) plc | Biofuel landfill gas | Gas turbine (OCGT) | No | 0 | 40 | 42.105 | [12 empty] | No | Accecpted to Connect | 2021-09-14 | [6 empty] | 42.105 | 40 | 42.105 | 0.1 | 0.105 | 13/07/2016 | N/A
none | Elgin Energy Esco Ltd | Generation Scheme | Longney Estate |  | Gloucestershire |  | GL2 3SH | United Kingdom | 381767.388 | 219262.531 | PORT HAM 132kV S STN | 33kV connection | 33kV connection | 33 | Western Power Distribution (West Midlands) plc | Solar | Photovoltaic | No | 0 | 25 | 26.316 | [12 empty] | No | Accecpted to Connect | 2021-09-14 | [6 empty] | 26.316 | 25 | 26.316 | 0.03 | 0.032 | 15/08/2016 | N/A
none | Harlaxton Engineering Services | Boston 2 Biomass Power Station | Riverside Industrial Estate |  | Boston |  | PE21 7RQ | United Kingdom | 548717.517 | 316664.391 | WALPOLE 132kV S STN | 33kV connection | 33kV connection | 33 | Western Power Distribution (East Midlands) plc | Biomass | Steam turbine (thermal power plant) | No | 0 | 20 | 21.053 | [12 empty] | No | Accecpted to Connect | 2021-09-14 | [6 empty] | 21.053 | 80 | 84.211 | 5.062 | 5.328 | 22/09/2016 | N/A
none | Southbrook Gas Generation Limited | Land at Southbrook Farm | Sudbrook Road | Caldicot | Gwent |  | NP26 5SR | United Kingdom | 350750.409 | 187675.005 | Uskmouth | Sudbrook | 33kV connection | 33 | Western Power Distribution (South Wales) plc | Biomass | Steam turbine (thermal power plant) | No | 0 | 20 | 21.053 | [12 empty] | No | Accecpted to Connect | 2021-09-14 | [6 empty] | 21.053 | 20 | 21.053 | 0.01 | 0.011 | 23/05/2016 | N/A
none | Noriker Perseverance Limited | Land off | Perseverance Road |  | Hereford |  | HR4 9SE | United Kingdom | 357558.315 | 239762.135 | BISHOPS WOOD 132kV S STN | HEREFORD 66kV S STN | 66kV connection | 66 | Western Power Distribution (West Midlands) plc | Storage battery | Battery | No | 0 | 28 | 29.474 | [12 empty] | No | Accecpted to Connect | 2021-09-14 | [6 empty] | 29.474 | 28 | 29.474 | 8 | 8.421 | 11/05/2016 | N/A
none | Renewable Energy Systems Ltd | UPPER OGMORE WIND FARM | Land At Blaengarw | Nant Y Moel | Bridgend |  |  | United Kingdom | 278516.329 | 186006.704 | Grange | Grange Bsp | 33kV connection | 33 | Western Power Distribution (South Wales) plc | Wind | Onshore wind turbines | No | 0 | 23.8 | 25.053 | [12 empty] | No | Accecpted to Connect | 2021-09-14 | [6 empty] | 25.053 | 23.8 | 25.053 | 0.1 | 0.105 | 11/01/2016 | N/A
2100041380947 | G-LEC ELECTRICAL LIMITED | LONG ACRE | EXPORT | COURT COLMAN | BRIDGEND | MID GLAMORGAN | CF32 0HD | United Kingdom | 288281.657 | 182891.375 | Pyle Grid | Bridgend Grid | Litchard | 33 | Western Power Distribution (South Wales) plc | Solar | Photovoltaic | No | 0 | 1 | 1.053 | [12 empty] | No | Accecpted to Connect | 2021-09-14 | [6 empty] | 1.053 | 1 | 1.053 | 0.04 | 0.042 | 29/02/2016 | N/A
none | Eeb14 Limited | WAUNTYSSWG FARK 30MW SOLAR PV |  | Rhymney | Tredegar |  | NP2 5BQ | United Kingdom | 317529.197 | 208130.241 | Rassau G.S.P. | Ebbw Vale | 33kV connection | 33 | Western Power Distribution (South Wales) plc | Solar | Photovoltaic | No | 0 | 30.612 | 32.223 | [12 empty] | No | Accecpted to Connect | 2021-09-14 | [6 empty] | 32.223 | 30.612 | 32.223 | 0.03 | 0.032 | 11/12/2015 | N/A
none | Rwe Innogy Uk Ltd | BRECHFA WEST EXTENSION WIND FARM |  | Brechfa | Carmarthen |  | SA32 7QR | United Kingdom | 237980.347 | 236768.466 | Swansea North Grid | Rhos Grid | 33kV connection | 33 | Western Power Distribution (South Wales) plc | Wind | Onshore wind turbines | No | 0 | 18 | 18.947 | [12 empty] | No | Accecpted to Connect | 2021-09-14 | [6 empty] | 18.947 | 18 | 18.947 | 0.1 | 0.105 | 09/02/2016 | N/A |  |  |  | N | D_WPD_SWal_019
none | Melin Court Wind Farm Ltd | Melin Court Wind Farm | Llwyncoedwr | Resolven | Neath |  | SA11 4EF | United Kingdom | 293969.085 | 205833.786 | Swansea North Grid | Hirwaun Grid | 33kV connection | 33 | Western Power Distribution (South Wales) plc | Wind | Onshore wind turbines | No | 0 | 15 | 15.789 | [12 empty] | No | Accecpted to Connect | 2021-09-14 | [6 empty] | 15.789 | 15 | 15.789 | 0.2 | 0.211 | 05/10/2015 | N/A
none | Reg Abergorki Ltd | Abergorki Wind Farm |  |  | Treorchy |  | CF42 6TF | United Kingdom | 293969.085 | 205833.786 | Swansea North Grid | Hirwaun Grid | 33kV connection | 33 | Western Power Distribution (South Wales) plc | Wind | Onshore wind turbines | No | 0 | 9.9 | 10.421 | [12 empty] | No | Accecpted to Connect | 2021-09-14 | [6 empty] | 10.421 | 9.9 | 10.421 | 0.12 | 0.126 | 14/07/2015 | N/A
none | Solar Park Developments Ltd | MORFA YNYS FARMLANDS | Lower Trostre Road |  | Llanelli |  |  | United Kingdom | 251766.368 | 198532.254 | Swansea North Grid | Llanelli Grid | Llanelli Primary | 33 | Western Power Distribution (South Wales) plc | Solar | Photovoltaic | No | 0 | 2.3 | 2.421 | [12 empty] | No | Accecpted to Connect | 2021-09-14 | [6 empty] | 2.421 | 2.3 | 2.421 | 0.02 | 0.021 | 30/04/2015 | N/A
none | Renewable Energy Systems Ltd | BRECGFA NORTH WIND FARM |  | Llanllwni | Pencader |  | SA39 9ED | United Kingdom | 264462.559 | 200039.621 | Swansea North Grid | Swansea North Bsp | 33kV connection | 33 | Western Power Distribution (South Wales) plc | Wind | Onshore wind turbines | No | 0 | 20 | 21.053 | [12 empty] | No | Accecpted to Connect | 2021-09-14 | [6 empty] | 21.053 | 20 | 21.053 | 0.32 | 0.337 | 14/07/2015 | N/A
none | Ecotricity | Six Hundred Farm Heckington Fen | Six Hundred Drove | East Heckington | Lincolnshire |  | PE20 3QQ | United Kingdom | 519650.844 | 338706.652 | BICKER FEN 132kV S STN | 33kV connection | 33kV connection | 33 | Western Power Distribution (East Midlands) plc | Wind | Onshore wind turbines | No | 0 | 54 | 56.842 | [12 empty] | No | Accecpted to Connect | 2021-09-14 | [6 empty] | 56.842 | 54 | 56.842 | 1.305 | 1.374 | 17/04/2015 | N/A |  |  |  | N | D_WPD_EM_0001
none | Wentloog Farmers' Solar Scheme Limited | HAWSE FARM WENTLOOG LEVELS SOLAR PARK | Hawse Lane | Stbrides Wentloog | Newport |  | NP10 8SR | United Kingdom | 330457.757 | 185815.062 | Uskmouth | 132kV connection | 132kV connection | 132 | Western Power Distribution (South Wales) plc | Solar | Photovoltaic | No | 0 | 41 | 43.158 | [12 empty] | No | Accecpted to Connect | 2021-09-14 | [6 empty] | 43.158 | 41 | 43.158 | 0.001 | 0.001 | 20/03/2015 | N/A |  |  |  | N | D_WPD_EM_0001
none | Powersystems Uk Ltd | Willowbrook Industrial Estate | Shelton Road | Corby |  |  | NN17 5XH | United Kingdom | 490527.862 | 288985.828 | GRENDON 132kV S STN | CORBY No2 33kV S STN | 33kV connection | 33 | Western Power Distribution (East Midlands) plc | Solar | Photovoltaic | No | 0 | 5 | 5.263 | [12 empty] | No | Accecpted to Connect | 2021-09-14 | [6 empty] | 5.263 | 5 | 5.263 | 2.5 | 2.632 | 22/12/2014 | N/A
2200042615083 | Water And Waste Services Ltd | Queen Charlton Recycling Centre | CHARLTON FIELD LANE | QUEEN CHARLTON | BRISTOL |  | BS31 2TN | United Kingdom | 361150.815 | 168242.825 | Iron Acton S.G.P. | Feeder Road 33kv | Whitchurch | 33 | Western Power Distribution (South West) plc | Biofuel landfill gas | Gas turbine (OCGT) | No | 0 | 1.6 | 1.684 | [12 empty] | No | Accecpted to Connect | 2021-09-14 | [6 empty] | 1.684 | 1.6 | 1.684 | 0.5 | 0.526 | 24/10/2014 | N/A
none | Wse Pembrokeshire Limited | Blackberry Lane Solar Park | Pembroke Dock |  | Pembrokeshire |  |  | United Kingdom | 199103.15 | 202330.079 | Pembroke Power Station | Golden Hill Grid | 33kV connection | 33 | Western Power Distribution (South Wales) plc | Solar | Photovoltaic | No | 0 | 22 | 23.158 | [12 empty] | No | Accecpted to Connect | 2021-09-14 | [6 empty] | 23.158 | 22 | 23.158 | 0.1 | 0.105 | 29/10/2014 | N/A
2100041495912 | Beaufort Power Ltd | UNIT 26C | RASSAU INDUSTRIAL ESTATE | RASSAU | EBBW VALE |  | NP23 5DD | United Kingdom | 317529.197 | 208130.241 | Rassau G.S.P. | Ebbw Vale | 33kV connection | 33 | Western Power Distribution (South Wales) plc | Fossil oil | Engine (combustion / reciprocating) | No | 0 | 20.92 | 22.021 | [12 empty] | No | Accecpted to Connect | 2021-09-14 | [6 empty] | 22.021 | 20.92 | 22.021 | 0.048 | 0.051 | 13/10/2014 | N/A
none | Mr Stuart Watcham | FOEL TRAWSNANT WIND FARM |  |  | Port Talbot |  |  | United Kingdom | 282651.661 | 183043.299 | Pyle Grid | Pyle Bsp | 33kV connection | 33 | Western Power Distribution (South Wales) plc | Wind | Onshore wind turbines | No | 0 | 35 | 36.842 | [12 empty] | No | Accecpted to Connect | 2021-09-14 | [6 empty] | 36.842 | 35 | 36.842 | 0.5 | 0.526 | 14/10/2014 | N/A
2200043154018 | Bridgwater Resource Recovery Ltd | Hopkins Concrete Land Adj | SHOWGROUND ROAD | BRIDGEWATER |  |  | TA6 6AJ | United Kingdom | 330925.652 | 135112.796 | Bridgwater S.G.P. | Bridgwater Grid Bsp | Colley Lane | 33 | Western Power Distribution (South West) plc | Solar | Photovoltaic | No | 0 | 7.75 | 8.158 | [12 empty] | No | Accecpted to Connect | 2021-09-14 | [6 empty] | 8.158 | 7.75 | 8.158 | 1.9 | 2 | 14/10/2014 | N/A
2100041665716 | Wse Afon Llan Limited | Maeseglwys Farm | MORRISTON |  | SWANSEA |  | SA6 6NR | United Kingdom | 264462.559 | 200039.621 | Swansea North Grid | Swansea North Bsp | 33kV connection | 33 | Western Power Distribution (South Wales) plc | Solar | Photovoltaic | No | 0 | 9 | 9.474 | [12 empty] | No | Accecpted to Connect | 2021-09-14 | [6 empty] | 9.474 | 9 | 9.474 | 0.1 | 0.105 | 12/11/2014 | N/A
2100041319358 | Carn Nicholas Solar Limited | CARN NICHOLAS FARM TIR JOHN SOLAR PARK | CARN NICHOLAS FARM | BONYMAEN | SWANSEA |  | SA1 7BL | United Kingdom | 268717.222 | 193477.728 | Swansea North Grid | Tir John Power Station | 33kV connection | 33 | Western Power Distribution (South Wales) plc | Solar | Photovoltaic | No | 0 | 8 | 8.421 | [12 empty] | No | Accecpted to Connect | 2021-09-14 | [6 empty] | 8.421 | 7.84 | 8.253 | 0.05 | 0.053 | 07/05/2014 | N/A |  |  |  | N | D_WPD_SWal_020
none | Green Energy Networks Ltd | Wittering | Ford Road | Wittering | Stamford | Peterborough | PE6 | United Kingdom | 505776.547 | 302661.539 | WALPOLE 132kV S STN | STAMFORD 33kV S STN | WITTERING 33 11kV S STN | 33 | Western Power Distribution (East Midlands) plc | Solar | Photovoltaic | No | 0 | 3 | 3.158 | [12 empty] | No | Accecpted to Connect | 2021-09-14 | [6 empty] | 3.158 | 3 | 3.158 | 0.1 | 0.105 | 07/10/2014 | N/A
none | Ecotricity Group Limited | LODGE FARM | Doulting |  | Shepton Mallet | Somerset | BA4 4ND | United Kingdom | 364634.072 | 154703.353 | Seabank Sgp | Radstock Bsp 132kv | 33kV connection | 33 | Western Power Distribution (South West) plc | Solar | Photovoltaic | No | 0 | 0 | 0 | [12 empty] | No | Accecpted to Connect | 2021-09-14 | [6 empty] | 0 | 4.2 | 4.421 | 4.2 | 4.421 | 08/01/2014 | N/A
none | Trendeal Solar Farm Limited | Trendeal Solar Farm |  |  | Ladock |  |  | United Kingdom | 191317.627 | 56958.849 | Indian Queens S.G.P. | Fraddon Bsp | 33kV connection | 33 | Western Power Distribution (South West) plc | Solar | Photovoltaic | No | 0 | 0 | 0 | [12 empty] | No | Accecpted to Connect | 2021-09-14 | [6 empty] | 0 | 24 | 25.263 | 24 | 25.263 | 19/06/2013 | N/A
none | Mts Exbury Solar Limited | Cil Ddewi Uchaf Solar Pv |  | Llannon | Llanelli |  | SA14 8JZ | United Kingdom | 264462.559 | 200039.621 | Swansea North Grid | 132kV connection | 132kV connection | 132 | Western Power Distribution (South Wales) plc | Solar | Photovoltaic | No | 0 | 0 | 0 | [12 empty] | No | Accecpted to Connect | 2021-09-14 | [6 empty] | 0 | 30 | 31.579 | 0.1 | 0.105 | 05/09/2013 | N/A
none | Energie Kontor Uk Ltd | CEFN BLAENAU WIND TURBINES |  | Rhydcymerau | Llandeilo |  | SA19 7RF | United Kingdom | 256987.309 | 246080.861 | Swansea North Grid | Lampeter Grid | Lampeter Primary | 33 | Western Power Distribution (South Wales) plc | Wind | Onshore wind turbines | No | 0 | 0 | 0 | [12 empty] | No | Accecpted to Connect | 2021-09-14 | [6 empty] | 0 | 5 | 5.263 | 5 | 5.263 | 06/03/2013 | N/A
none | Infinite Renwables Group Ltd | TENNECO UK | Pengarnddu Industrial Estate |  | Merthyr Tydfil |  | CF48 2TA | United Kingdom | 306159.175 | 207367.616 | Upper Boat | Merthyr East Grid | Merthyr East Primary | 33 | Western Power Distribution (South Wales) plc | Wind | Onshore wind turbines | No | 0 | 0 | 0 | [12 empty] | No | Accecpted to Connect | 2021-09-14 | [6 empty] | 0 | 0.9 | 0.947 | 1.5 | 1.579 | 18/05/2020 | N/A
none | Cenin Renewables Ltd | LLWYNCELYN T2 |  |  | Ynysybwl |  | CF37 3LG | United Kingdom | 306249.273 | 193947.189 | Upper Boat | Mountain Ash Grid | Lady Windsor | 33 | Western Power Distribution (South Wales) plc | Wind | Onshore wind turbines | No | 0 | 0 | 0 | [12 empty] | No | Accecpted to Connect | 2021-09-14 | [6 empty] | 0 | 3 | 3.158 | 0.04 | 0.042 | 14/04/2020 | N/A |  |  |  | Y | D_WPD_SWal_006, D_WPD_SWal_007, D_WPD_Swal_008, D_WPD_Swal_009, D_WPD_SWal_010
1170001443100 | Lightsource Spv 112 Limited | Northfield House Farm | Rugby Road |  | Cotesbach | Leicestershire | LE17 4HS | United Kingdom | 449305.944 | 282560.957 | COVENTRY 132kV S STN | PAILTON 33KV S STN | 33kV connection | 33 | Western Power Distribution (East Midlands) plc | Solar | Photovoltaic | No | 0 | 38 | 40 | [12 empty] | No | Accecpted to Connect | 2021-09-14 | [6 empty] | 40 | 38 | 40 | 0.4 | 0.421 | 12/11/2019 | N/A
1470000270353 | Robert Hopkins Environmental Services Ltd | ENERGY RECOVERY SERVICES (WEST MIDLANDS) LTD |  | Bullock Street | West Bromwich | West Midlands | B70 7HE | United Kingdom | 400489.932 | 289966.832 | OCKER HILL C 132kV S STN | Black Lake 132/11kV | 11kV Connection | 11 | Western Power Distribution (West Midlands) plc | Biomass | Steam turbine (thermal power plant) | No | 0 | 3.8 | 4 | [12 empty] | No | Connected | 2021-09-14 | 4 | 3.8 | 4 | 0.76 | 0.8 | 15/03/2014
none | Syzygy Consulting | UNIT G2 ERA HOME SECURITY LIMITED | VALIANT WAY | I54 | WOLVERHAMPTON |  | WV9 5GB | United Kingdom |  |  | WILLENHALL 132kV S STN | WOLVERHAMPTON 132kV S STN | 33kV connection | 33 | Western Power Distribution (West Midlands) plc | Solar | Photovoltaic | No | 0 | 0 | 0 | [12 empty] | No | Accecpted to Connect | 2021-09-14 | [6 empty] | 0 | 1.2 | 1.263 | 0.75 | 0.789 | 09/06/2021 | N/A
none | Uk Power Distribution Limited | UNIT 12 DHL | Wilders Way | East Midlands Gateway | Castle Donnington |  | DE74 2BB | United Kingdom | 449538.756 | 335739.06 | RATCLIFFE ON SOAR 132kV S STN | TOTON 3 33kV S STN | 33kV connection | 33 | Western Power Distribution (East Midlands) plc | Solar | Photovoltaic | No | 0 | 4.2 | 4.421 | [12 empty] | No | Accecpted to Connect | 2021-09-14 | [6 empty] | 4.421 | 4.2 | 4.421 | 0 | 0 | 16/06/2021 | N/A
none | Uk Power Distribution | Unit 2 DHL | Hall Farm Road |  | Castle Donnington |  | DE24 2BF | United Kingdom | 449538.756 | 335739.06 | RATCLIFFE ON SOAR 132kV S STN | TOTON 3 33kV S STN | 33kV connection | 33 | Western Power Distribution (East Midlands) plc | Solar | Photovoltaic | No | 0 | 1.36 | 1.432 | [12 empty] | No | Accecpted to Connect | 2021-09-14 | [6 empty] | 1.432 | 1.36 | 1.432 | 0 | 0 | 16/06/2021 | N/A
none | Electroserve Installations Ltd | UNIT 10 | LLANTRISANT BUSINESS PARK | LLANTRISANT | PONTYCLUN | MID GLAMORGAN | CF72 8LF | United Kingdom | 304578.565 | 184895.072 | Upper Boat | Talbot Green Grid | Talbot Green Primary | 33 | Western Power Distribution (South Wales) plc | Solar | Photovoltaic | No | 0 | 0.25 | 0.263 | [12 empty] | No | Accecpted to Connect | 2021-09-14 | [6 empty] | 0.263 | 0.25 | 0.263 | 1.4 | 1.474 | 30/06/2021 | N/A
none | Sswuk Ltd. | CYMRIC LTD |  | Bromfield | Ludlow | Shropshire | SY8 2JP | United Kingdom | 348096.102 | 277348.877 | BISHOPS WOOD 132kV S STN | LUDLOW 132kV S STN | CRAVEN ARMS 33 11kV S STN | 33 | Western Power Distribution (West Midlands) plc | Solar | Photovoltaic | No | 0 | 1.124 | 1.183 | [12 empty] | No | Accecpted to Connect | 2021-09-14 | [6 empty] | 1.183 | 1.124 | 1.183 | 0.644 | 0.678 | 15/05/2021 | N/A
none | Anglo Es Penn 2 Limited | AR229 - | Blackpit Lane |  | Lower Penn |  | WV4 4YA | United Kingdom | 385953.815 | 295380.9 | PENN 132kV S STN | 33kV connection | 33kV connection | 33 | Western Power Distribution (West Midlands) plc | Storage battery | Battery | No | 0 | 49.9 | 52.526 | [12 empty] | No | Accecpted to Connect | 2021-09-14 | [6 empty] | 52.526 | 49.9 | 52.526 | 49.9 | 52.526 | 29/04/2021 | N/A
none | Premier Corporate Consultants Ltd | IMPORT MPAN | BAR ROAD |  | COVENTRY | WARWICKSHIRE | CV3 4AN | United Kingdom | 435268.159 | 277383.507 | COVENTRY 132kV S STN | WHITLEY 33kV S STN | 33kV connection | 33 | Western Power Distribution (East Midlands) plc | Solar | Photovoltaic | No | 0 | 1.2 | 1.263 | [12 empty] | No | Accecpted to Connect | 2021-09-14 | [6 empty] | 1.263 | 1.2 | 1.263 | 0 | 0 | 10/06/2021 | N/A
none | Green Energy International Ltd | Proposed Solar & Battery Storage | Holbeach St Matthews |  | Spalding | Lincolnshire | PE12 8EW | United Kingdom | 548717.517 | 316664.391 | WALPOLE 132kV S STN | 33kV connection | 33kV connection | 33 | Western Power Distribution (East Midlands) plc | Solar | Photovoltaic | No | 0 | 49.9 | 52.526 | [12 empty] | No | Accecpted to Connect | 2021-09-14 | [6 empty] | 52.526 | 499.9 | 526.211 | 0.25 | 0.263 | 18/06/2021 | N/A
none | Jmb Solar Projects (Uk) Ltd | J026A | Bishton Road | Newport | Gwent | Wales | NP18 | United Kingdom | 332402.507 | 183746.599 | Uskmouth | 33kV connection | 33kV connection | 33 | Western Power Distribution (South Wales) plc | Solar | Photovoltaic | No | 0 | 200 | 210.526 | [12 empty] | No | Accecpted to Connect | 2021-09-14 | [6 empty] | 210.526 | 100 | 105.263 | 100 | 105.263 | 07/06/2021 | N/A
none | Re Projects Development Limited | Wigginton Manor and Moor Solar FArm | Main Road | Wigginton | Tamworth |  | B79 9DN | United Kingdom | 423390.608 | 301200.69 | LEA MARSTON 132kV S STN | TAMWORTH 33kV S STN | 33kV connection | 33 | Western Power Distribution (East Midlands) plc | Solar | Photovoltaic | No | 0 | 30 | 31.579 | [12 empty] | No | Accecpted to Connect | 2021-09-14 | [6 empty] | 31.579 | 30 | 31.579 | 1 | 1.053 | 18/06/2021 | N/A
none | Low Carbon Uk Solar Investment Co Limite | Swilgate Solar |  | Tewkesbury | Gloucestershire |  | GL20 7BU | United Kingdom | 381767.388 | 219262.531 | PORT HAM 132kV S STN | 132kV connection | 132kV connection | 132 | Western Power Distribution (West Midlands) plc | Solar | Photovoltaic | No | 0 | 35 | 36.842 | [12 empty] | No | Accecpted to Connect | 2021-09-14 | [6 empty] | 36.842 | 35 | 36.842 | 0.1 | 0.105 | 15/06/2021 | N/A
none | Repd | Repd | Mounsel House |  | North Newton |  | TA7 0BU | United Kingdom | 332542.726 | 135865.318 | Bridgwater S.G.P. | Bridgwater Grid Bsp | 33kV connection | 33 | Western Power Distribution (South West) plc | Solar | Photovoltaic | No | 0 | 30 | 31.579 | [12 empty] | No | Accecpted to Connect | 2021-09-14 | [6 empty] | 31.579 | 30 | 31.579 | 1 | 1.053 | 24/06/2021 | N/A
none | Tor Energy Limited | Tor Energy Limited | Laurel Close | New Arley | Warwickshire |  | CV7 8HR | United Kingdom | 434788.451 | 290538.125 | COVENTRY 132kV S STN | NUNEATON 33kV S STN | 33kV connection | 33 | Western Power Distribution (East Midlands) plc | Solar | Photovoltaic | No | 0 | 20 | 21.053 | [12 empty] | No | Accecpted to Connect | 2021-09-14 | [6 empty] | 21.053 | 20 | 21.053 | 0.1 | 0.105 | 27/05/2021 | N/A
none | Shenton Group | MARSTON'S LIMITED |  |  | BURTON-ON-TRENT | STAFFORDSHIRE | DE14 2BW | United Kingdom | 423502.918 | 322818.924 | DRAKELOW 132kV | BURTON SOUTH 33kV S STN | WELLINGTON ST 33 11kV S STN | 33 | Western Power Distribution (East Midlands) plc | Fossil Gas | Engine (combustion / reciprocating) | Yes | 0 | 0.999 | 1.052 | [12 empty] | No | Accecpted to Connect | 2021-09-14 | [6 empty] | 1.052 | 0.499 | 0.525 | 2.4 | 2.526 | 03/06/2021 | N/A
none | Anesco Ltd | Beavor Grange Farm Land at | Sector Lane | Stammery Hill | Axminster | Devon | EX13 5SE | United Kingdom | 335094.438 | 99023.35 | Axminster S.G.P. | Woodcote Bsp | 33kV connection | 33 | Western Power Distribution (South West) plc | Solar | Photovoltaic | No | 0 | 14.99 | 15.779 | [12 empty] | No | Accecpted to Connect | 2021-09-14 | [6 empty] | 15.779 | 14.99 | 15.779 | 0.05 | 0.053 | 18/05/2021 | N/A
none | Low Carbon Uk Solar Invest Com Ltd | Bickley Solar Farm | Bickley Solar Farm | Albrighton | Wolverhampton |  | WV7 3AT | United Kingdom | 385953.815 | 295380.9 | PENN 132kV S STN | 33kV connection | 33kV connection | 33 | Western Power Distribution (West Midlands) plc | Solar | Photovoltaic | No | 0 | 23 | 24.211 | [12 empty] | No | Accecpted to Connect | 2021-09-14 | [6 empty] | 24.211 | 15 | 15.789 | 8 | 8.421 | 14/05/2021 | N/A
none | Xrenewable Limited | Substation | Ironbridge |  | Telford |  | TF8 7BL | United Kingdom | 365621.66 | 303956.439 | IRONBRIDGE 132kV S STN | 33kV connection | 33kV connection | 33 | Western Power Distribution (West Midlands) plc | Solar | Photovoltaic | No | 0 | 50 | 52.632 | [12 empty] | No | Accecpted to Connect | 2021-09-14 | [6 empty] | 52.632 | 50 | 52.632 | 50 | 52.632 | 25/06/2021 | N/A
none | Relay Gravel Limited | Budget Estimate | Gravel Farm | Cleeve | Westbury-On -Severn |  | GL14 1RF | United Kingdom | 381767.388 | 219262.531 | PORT HAM 132kV S STN | 33kV connection | 33kV connection | 33 | Western Power Distribution (West Midlands) plc | Solar | Photovoltaic | No | 0 | 32 | 33.684 | [12 empty] | No | Accecpted to Connect | 2021-09-14 | [6 empty] | 33.684 | 32 | 33.684 | 0.2 | 0.211 | 14/05/2021 | N/A
none | Green Switch Capital Ltd | LIMEBURY | Land Near Woolfardisworthy | Cranford | Bideford |  | EX39 5QG | United Kingdom | 247997.682 | 132166.983 | Alverdiscott S.G.P. | East Yelland Bsp | 33kV connection | 33 | Western Power Distribution (South West) plc | Solar | Photovoltaic | No | 0 | 5.2 | 5.474 | [12 empty] | No | Accecpted to Connect | 2021-09-14 | [6 empty] | 5.474 | 5.2 | 5.474 | 0.1 | 0.105 | 12/05/2021 | N/A
none | Basepower Ltd | Walkers Charnwood Bakery | Madeline Road |  | Leicester |  | LE4 1WX | United Kingdom | 457272.881 | 308267.52 | ENDERBY 132kV S STN | LEICESTER NORTH 33kV S STN | BEAUMONT LEYS 33 11kV S STN | 33 | Western Power Distribution (East Midlands) plc | Fossil Gas | Engine (combustion / reciprocating) | Yes | 0 | 1.3 | 1.368 | [12 empty] | No | Accecpted to Connect | 2021-09-14 | [6 empty] | 1.368 | 1.3 | 1.368 | 2.3 | 2.421 | 17/05/2021 | N/A
none | Base Power | Bradgate Bakery | 200 Madeline Rd |  | Leicester |  | LE4 1EX | United Kingdom | 457272.881 | 308267.52 | ENDERBY 132kV S STN | LEICESTER NORTH 33kV S STN | BEAUMONT LEYS 33 11kV S STN | 33 | Western Power Distribution (East Midlands) plc | Fossil Gas | Engine (combustion / reciprocating) | Yes | 0 | 1 | 1.053 | [12 empty] | No | Accecpted to Connect | 2021-09-14 | [6 empty] | 1.053 | 1 | 1.053 | 1.5 | 1.579 | 17/05/2021 | N/A
none | Samworth Brothers Ltd | CHETWODE HOUSE;1 SAMWORTH BROS (HOLDINGS) LIMITED | SAMWORTH WAY |  | MELTON MOWBRAY | LEICESTERSHIRE | LE13 1GA | United Kingdom | 473101.347 | 318058.912 | GRENDON 132kV S STN | MELTON MOWBRAY 33kV S STN | MELTON MOWBRAY 11KV S STN | 33 | Western Power Distribution (East Midlands) plc | Fossil Gas | Engine (combustion / reciprocating) | Yes | 0 | 1.5 | 1.579 | [12 empty] | No | Accecpted to Connect | 2021-09-14 | [6 empty] | 1.579 | 1.5 | 1.579 | 0 | 0 | 25/06/2021 | N/A
none | Push Generation And Supply Limited | Yew Tree Farm | Drointon |  | Stafford |  | ST18 0LX | United Kingdom | 406046.024 | 317330.688 | RUGELEY 132kV S STN | RUGELEY 132kV SWITCHING SITE | 132kV connection | 132 | Western Power Distribution (West Midlands) plc | Solar | Photovoltaic | No | 0 | 49.9 | 52.526 | [12 empty] | No | Accecpted to Connect | 2021-09-14 | [6 empty] | 52.526 | 49.9 | 52.526 | 49.9 | 52.526 | 26/05/2021 | N/A
none | Nextenergy Solar Holdings Iii Limited | Woods Farm | Wood End Lane | Curborough | Lichfield |  | WS13 8ET | United Kingdom | 405943.52 | 317384.128 | RUGELEY 132kV S STN | 33kV connection | 33kV connection | 33 | Western Power Distribution (West Midlands) plc | Solar | Photovoltaic | No | 0 | 50 | 52.632 | [12 empty] | No | Accecpted to Connect | 2021-09-14 | [6 empty] | 52.632 | 50 | 52.632 | 0.2 | 0.211 | 06/05/2021 | N/A
none | Bluestone Energy Limited | Land on the West side of | Glaston Road | Wing | Oakham |  | LE15 8RU | United Kingdom | 487385.509 | 308598.574 | GRENDON 132kV S STN | OAKHAM 33kV S STN | 33kV connection | 33 | Western Power Distribution (East Midlands) plc | Solar | Photovoltaic | No | 0 | 40 | 42.105 | [12 empty] | No | Accecpted to Connect | 2021-09-14 | [6 empty] | 42.105 | 40 | 42.105 | 0 | 0 | 12/06/2021 | N/A
none | Cellarhead Bess Limited | Home Farm Proposed Energy Storage @ | Rownall Road |  | Wetley Rocks |  | ST9 0BT | United Kingdom | 394276.766 | 349350.136 | Cellarhead 132kV | 33kV connection | 33kV connection | 33 | Western Power Distribution (West Midlands) plc | Storage battery | Battery | No | 0 | 280 | 294.737 | [12 empty] | No | Accecpted to Connect | 2021-09-14 | [6 empty] | 294.737 | 280 | 294.737 | 280 | 294.737 | 07/05/2021 | N/A
none | Pure Green Consulting | TONMAWR FARM |  |  | Margam |  |  | United Kingdom | 282651.661 | 183043.299 | Pyle Grid | Pyle Bsp | 33kV connection | 33 | Western Power Distribution (South Wales) plc | Solar | Photovoltaic | No | 0 | 29 | 30.526 | [12 empty] | No | Accecpted to Connect | 2021-09-14 | [6 empty] | 30.526 | 29 | 30.526 | 0.1 | 0.105 | 19/05/2021 | N/A
none | Pelagic Energy Development Ltd | Pelagic Energy Development Ltd | Hampton Lodge Farm | Hampton On The Hill | Warwick |  | CV35 8QT | United Kingdom | 429710.45 | 265381.967 | BERKSWELL 132kV S STN | WARWICK 33kV S STN | 33kV connection | 33 | Western Power Distribution (East Midlands) plc | Solar | Photovoltaic | No | 0 | 16 | 16.842 | [12 empty] | No | Accecpted to Connect | 2021-09-14 | [6 empty] | 16.842 | 16 | 16.842 | 1 | 1.053 | 21/05/2021 | N/A
none | Church Farm Energy Centre Limited | Church Farm | Kingston-On-Soar |  | Nottinghamshire |  | NG11 0DE | United Kingdom | 450426.145 | 329757.854 | RATCLIFFE ON SOAR 132kV S STN | 33kV connection | 33kV connection | 33 | Western Power Distribution (East Midlands) plc | Solar | Photovoltaic | No | 0 | 50.39 | 53.042 | [12 empty] | No | Accecpted to Connect | 2021-09-14 | [6 empty] | 53.042 | 49.9 | 52.526 | 0.49 | 0.516 | 31/03/2021 | N/A
none | Solar Century Holdings Ltd | COODE ESTATE WEST White Cross |  | Whte Cross | Cornwall |  | TR8 4LX | United Kingdom | 193874.451 | 59065.584 | Indian Queens S.G.P. | 132kV connection | 132kV connection | 132 | Western Power Distribution (South West) plc | Solar | Photovoltaic | No | 0 | 73.2 | 77.053 | [12 empty] | No | Accecpted to Connect | 2021-09-14 | [6 empty] | 77.053 | 55 | 57.895 | 25 | 26.316 | 17/04/2021 | N/A
none | Green Frog Connect | Cattedown 33kV STOR Generator | Faraday Road | Cattledown | Plymouth |  | PL4 0SF | United Kingdom | 249838.595 | 54122.783 | Abham S.G.P. | Plymouth Bsp | Prince Rock | 33 | Western Power Distribution (South West) plc | Fossil Gas | Engine (combustion / reciprocating) | No | 0 | 5 | 5.263 | [12 empty] | No | Accecpted to Connect | 2021-09-14 | [6 empty] | 5.263 | 5 | 5.263 | 0.2 | 0.211 | 02/03/2021 | N/A
none | Solar Century Holdings Ltd | menear farm Solar and Electricity Storage | Menear Road |  | St Austell |  | PL25 3TD | United Kingdom | 201542.212 | 54328.456 | Indian Queens S.G.P. | St Austell Bsp | 33kV connection | 33 | Western Power Distribution (South West) plc | Solar | Photovoltaic | No | 0 | 15.98 | 16.821 | [12 empty] | No | Accecpted to Connect | 2021-09-14 | [6 empty] | 16.821 | 15 | 15.789 | 5 | 5.263 | 12/04/2021 | N/A
none | Balance Energy 2 Limited | Balance Energy 2 Limited | North Tawton |  | Devon |  | EX20 2DA | United Kingdom | 265212.591 | 101367.57 | Alverdiscott S.G.P. | North Tawton Bsp | 33kV connection | 33 | Western Power Distribution (South West) plc | Storage battery | Battery | No | 0 | 30 | 31.579 | [12 empty] | No | Accecpted to Connect | 2021-09-14 | [6 empty] | 31.579 | 30 | 31.579 | 30 | 31.579 | 27/01/2021 | N/A
none | R & A Consulting Engineers Ltd | Dragon LNG | Waterston |  | Milford Haven |  | SA73 1DR | United Kingdom | 193601.954 | 202349.642 | Pembroke Power Station | Pembroke Power Station Bsp | 33kV connection | 33 | Western Power Distribution (South Wales) plc | Wind | Onshore wind turbines | No | 0 | 36.1 | 38 | [12 empty] | No | Accecpted to Connect | 2021-09-14 | [6 empty] | 38 | 36.1 | 38 | 29.45 | 31 | 04/05/2021 | N/A
none | Anglo Es Penn Ltd | Penn BESS | Blackpit Lane | Lower Penn | . |  | WV4 4YA | United Kingdom | 385953.815 | 295380.9 | PENN 132kV S STN | 33kV connection | 33kV connection | 33 | Western Power Distribution (West Midlands) plc | Storage battery | Battery | No | 0 | 50 | 52.632 | [12 empty] | No | Accecpted to Connect | 2021-09-14 | [6 empty] | 52.632 | 50 | 52.632 | 50 | 52.632 | 10/03/2021 | N/A
none | Biffa Waste Services Ltd | GORNAL DUDLEY HIMLEY WOOD GENERATION PROJECT |  |  |  |  | DY3 2SN | United Kingdom | 390137.204 | 290948.392 | PENN 132kV S STN | DUDLEY 132kV S STN | Dudley 132/11kV | 33 | Western Power Distribution (West Midlands) plc | Biofuel landfill gas | Gas turbine (OCGT) | No | 0 | 0.15 | 0.158 | [12 empty] | No | Accecpted to Connect | 2021-09-14 | [6 empty] | 0.158 | 1.95 | 2.053 | 0.04 | 0.042 | 24/06/2021 | N/A
none | Anglo Es Water Orton Limited | Water Orton BESS | Watton Lane |  | Water Orton |  | B46 1PB | United Kingdom | 419794.456 | 292210.043 | LEA MARSTON 132kV S STN | 33kV connection | 33kV connection | 33 | Western Power Distribution (West Midlands) plc | Storage battery | Battery | No | 0 | 50 | 52.632 | [12 empty] | No | Accecpted to Connect | 2021-09-14 | [6 empty] | 52.632 | 50 | 52.632 | 50 | 52.632 | 25/02/2021 | N/A
none | SMS PLC | Western Woods Biomass 2 | Heol Cae'R-Bont |  | Port Talbot |  | SA13 2NS | United Kingdom |  |  | Pyle | 132kV connection | 132kV Connection | 132 | Western Power Distribution (South Wales) plc | Biomass | Steam turbine (thermal power plant) | No | 0 | 44.6 | 46.947 | [12 empty] | No | Accecpted to Connect | 2021-09-14 | [6 empty] | 46.947 | 44.6 | 46.947 | 0 | 0 | 03/02/2021 | N/A
none | Couch Perry & Wilkes Llp | Kettering Energy Park Cpw Ref. 200964 | Wold Road | Burton Lattimer | Kettering |  | NN15 5PN | United Kingdom |  |  | GRENDON 132kV S STN | 132kV connection | 132kV connection | 132 | Western Power Distribution (East Midlands) plc | Solar | Photovoltaic | No | 0 | 0 | 0 | [12 empty] | No | Accecpted to Connect | 2021-09-14 | [6 empty] | 0 | 30 | 31.579 | 40 | 42.105 | 20/04/2021 | N/A
none | Opdenergy Uk 3 Limited | Plump Hill LOCQUIERS FARM | Forest Of Dean |  | Gloucestershire |  | GL17 0HQ | United Kingdom | 365727.287 | 217817.089 | PORT HAM 132kV S STN | LYDNEY 33kV S STN | MITCHELDEAN 33 11kV S STN | 33 | Western Power Distribution (West Midlands) plc | Solar | Photovoltaic | No | 0 | 12 | 12.632 | [12 empty] | No | Accecpted to Connect | 2021-09-14 | [6 empty] | 12.632 | 12 | 12.632 | 0.3 | 0.316 | 26/02/2021 | N/A
2100041707881 | Grid Connection Consulting | HENDY WIND FARM | Near Llandrindod Wells |  | Powys |  | LD1 5SE | United Kingdom | 330257.906 | 216026.955 | Rassau G.S.P. | Abergavenny | 33kV connection | 33 | Western Power Distribution (South Wales) plc | Wind | Onshore wind turbines | No | 0 | 13.16 | 13.853 | [12 empty] | No | Accecpted to Connect | 2021-09-14 | [6 empty] | 13.853 | 13.16 | 13.853 | 0.18 | 0.189 | 04/12/2020 | N/A
none | Ns Solar 03 Limited | Sherbourne Farm Solar | Sherbourne Farm |  | Warwick |  | CV35 8AD | United Kingdom | 429710.45 | 265381.967 | BERKSWELL 132kV S STN | WARWICK 33kV S STN | 33kV connection | 33 | Western Power Distribution (East Midlands) plc | Solar | Photovoltaic | No | 0 | 25 | 26.316 | [12 empty] | No | Accecpted to Connect | 2021-09-14 | [6 empty] | 26.316 | 25 | 26.316 | 1 | 1.053 | 03/12/2020 | N/A
none | Opdenergy Uk 4 Limited | Opdenergy Uk 4 Limited | Blithbury Road | Colton | Lichfield | Staffordshire | WS15 3HW | United Kingdom | 405943.52 | 317384.128 | RUGELEY 132kV S STN | 33kV connection | 33kV connection | 33 | Western Power Distribution (West Midlands) plc | Solar | Photovoltaic | No | 0 | 42 | 44.211 | [12 empty] | No | Accecpted to Connect | 2021-09-14 | [6 empty] | 44.211 | 42 | 44.211 | 0.6 | 0.632 | 03/12/2020 | N/A
none | Old Hall Energy Centre Limited | Old Hall Farm Solar & Storage | Old Hall Farm | Ragdale | Melton Mowbray | Leicestershire | LE14 3PP | United Kingdom | 462704.877 | 325772.133 | RATCLIFFE ON SOAR 132kV S STN | WILLOUGHBY 33kV S STN | 33kV connection | 33 | Western Power Distribution (East Midlands) plc | Solar | Photovoltaic | No | 0 | 36 | 37.895 | [12 empty] | No | Accecpted to Connect | 2021-09-14 | [6 empty] | 37.895 | 18 | 18.947 | 2 | 2.105 | 02/03/2021 | N/A
none | Bpuwl 11 Limited | farm Lampeter To Nant-Rhysgog Wind | Bryn Glas Nad Bryn-Y-Rhyd | Grids Sn684526 |  |  |  | United Kingdom | 256987.309 | 246080.861 | Swansea North Grid | Lampeter Grid | 33kV connection | 33 | Western Power Distribution (South Wales) plc | Wind | Onshore wind turbines | No | 0 | 25.2 | 26.526 | [12 empty] | No | Accecpted to Connect | 2021-09-14 | [6 empty] | 26.526 | 25.2 | 26.526 | 0.5 | 0.526 | 24/11/2020 | N/A
none | Maisemore Court Farm Energy Centre Ltd | Maisemore Court Farm |  | Maisemore | Gloucestershire |  | GL2 8EY | United Kingdom | 381767.388 | 219262.531 | PORT HAM 132kV S STN | 33kV connection | 33kV connection | 33 | Western Power Distribution (West Midlands) plc | Solar | Photovoltaic | No | 0 | 52.631 | 55.401 | [12 empty] | No | Accecpted to Connect | 2021-09-14 | [6 empty] | 55.401 | 52.631 | 55.401 | 0.001 | 0.001 | 06/08/2020 | N/A
none | Low Farm Solar Limited | Land at Low Farm | Old Fen Bank | Wainfleet | All Saints | Skegness, Lincolnshire | PE24 4JS | United Kingdom | 519650.844 | 338706.652 | BICKER FEN 132kV S STN | 33kV connection | 33kV connection | 33 | Western Power Distribution (East Midlands) plc | Solar | Photovoltaic | No | 0 | 43.5 | 45.789 | [12 empty] | No | Accecpted to Connect | 2021-09-14 | [6 empty] | 45.789 | 43.5 | 45.789 | 0.1 | 0.105 | 09/04/2020 | N/A
none | Jrb Generation Ltd | Ocker Hill BESS (100 MW) | Off Shaw Street |  | West Bromwich |  | B70 0TX | United Kingdom | 398078.798 | 293814.58 | OCKER HILL C 132kV S STN | 33kV connection | 33kV connection | 33 | Western Power Distribution (West Midlands) plc | Storage battery | Battery | No | 0 | 100 | 105.263 | [12 empty] | No | Accecpted to Connect | 2021-09-14 | [6 empty] | 105.263 | 100 | 105.263 | 100 | 105.263 | 20/12/2019 | N/A
none | Bsr Applications Limited | Worlds End Farm | Clapton |  | Berkeley |  | GL13 9QX | United Kingdom | 366792.393 | 185738.896 | IRON ACTON 132kV S STN | 33kV connection | 33kV connection | 33 | Western Power Distribution (West Midlands) plc | Solar | Photovoltaic | No | 0 | 49.99 | 52.621 | [12 empty] | No | Accecpted to Connect | 2021-09-14 | [6 empty] | 52.621 | 49.99 | 52.621 | 0.5 | 0.526 | 22/10/2019 | N/A
none | Sping Che Ltd | Meadow Solar Farm | Bilthbury Road |  | Rugeley |  | WS15 3HQ | United Kingdom |  |  | RUGELEY 132kV S STN | 33kV connection | 33kV connection | 33 | Western Power Distribution (West Midlands) plc | Solar | Photovoltaic | No | 0 | 35 | 36.842 | [12 empty] | No | Accecpted to Connect | 2021-09-14 | [6 empty] | 36.842 | 35 | 36.842 | 0.001 | 0.001 | 23/07/2019 | N/A
none | Yelvertoft Solar Farm Limited | Yelvertoft Solar Farm Limited | Crick Road | Daventry | Northamptonshire |  | NN6 6NA | United Kingdom | 436501.787 | 284284.289 | COVENTRY 132kV S STN | 33kV connection | 33kV connection | 33 | Western Power Distribution (East Midlands) plc | Solar | Photovoltaic | No | 0 | 49.99 | 52.621 | [12 empty] | No | Accecpted to Connect | 2021-09-14 | [6 empty] | 52.621 | 49.99 | 52.621 | 0.5 | 0.526 | 13/09/2019 | N/A
none | Eeb34 Limited | TYTHEGSTON SOLAR PV | Tythegston Estate | Tythegston | Bridgend |  | CF32 0NW | United Kingdom | 282651.661 | 183043.299 | Pyle Grid | Pyle Bsp | 33kV connection | 33 | Western Power Distribution (South Wales) plc | Solar | Photovoltaic | No | 0 | 75 | 78.947 | [12 empty] | No | Accecpted to Connect | 2021-09-14 | [6 empty] | 78.947 | 75 | 78.947 | 0.3 | 0.316 | 20/05/2019 | N/A
1470001321265 | Power Initiatives Limited | Power Initiatives Limited | Mucklow Hill Stor |  | Halesowen |  | B62 8DL | United Kingdom | 396954.744 | 283931.975 | KITWELL 132kV S STN | HALESOWEN 132kV S STN | Halesowen 132/11kV | 33 | Western Power Distribution (West Midlands) plc | Biofuel landfill gas | Gas turbine (OCGT) | No | 0 | 5 | 5.263 | [12 empty] | No | Accecpted to Connect | 2021-09-14 | [6 empty] | 5.263 | 5 | 5.263 | 0.06 | 0.063 | 11/01/2019 | N/A
none | Stony Energy Storage Limited | Land at Potash Farm | Nash Road |  | Beachampton |  | MK19 6EA | United Kingdom | 477822.653 | 236143.689 | EAST CLAYDON 132KV S STN | STONY STRATFORD 33kV S STN | 33kV connection | 33 | Western Power Distribution (East Midlands) plc | Storage battery | Battery | No | 0 | 30 | 31.579 | [12 empty] | No | Accecpted to Connect | 2021-09-14 | [6 empty] | 31.579 | 30 | 31.579 | 30 | 31.579 | 22/06/2018 | N/A
none | Mercia Power Response (Hatton) Limited | Hoon Hay Farm | Marston Lane | Hatton | Derbyshire |  | DE65 5EA | United Kingdom | 421529.683 | 329633.164 | DRAKELOW 132kV | Burton 33kV | HATTON 33 11kV S STN | 33 | Western Power Distribution (East Midlands) plc | Biomass | Steam turbine (thermal power plant) | No | 0 | 6.3 | 6.632 | [12 empty] | No | Accecpted to Connect | 2021-09-14 | [6 empty] | 6.632 | 6 | 6.316 | 0.5 | 0.526 | 16/07/2018 | N/A
none | Stony Energy Storage Limited | Land at Potash Farm | Nash Road |  | Beachampton |  | MK19 6EA | United Kingdom | 475176.566 | 226053.515 | EAST CLAYDON 132KV S STN | 33kV connection | 33kV connection | 33 | Western Power Distribution (East Midlands) plc | Storage battery | Battery | No | 0 | 49.99 | 52.621 | [12 empty] | No | Accecpted to Connect | 2021-09-14 | [6 empty] | 52.621 | 49.99 | 52.621 | 49.99 | 52.621 | 27/11/2017 | N/A
none | Ire 001 Limited | GRID CONNECTION IMPORT METER | ERNESETTLE LANE | ERNESETTLE | PLYMOUTH |  | PL5 2TT | United Kingdom | 244687.942 | 60394.97 | Landulph S.G.P. | Ernesettle Bsp | 33kV connection | 33 | Western Power Distribution (South West) plc | Storage battery | Battery | No | 0 | 20 | 21.053 | [12 empty] | No | Accecpted to Connect | 2021-09-14 | [6 empty] | 21.053 | 20 | 21.053 | 22 | 23.158 | 27/07/2016 | N/A
none | Gae Smith Holdings | Casepak Recycling Centre | Casepak EfW Plant | Sunningdale Road |  | Leicester | LE3 1UX | United Kingdom | 456645.586 | 303511.53 | ENDERBY 132kV S STN | LEICESTER 33kV S STN | JUPITER 33 11kV S STN | 11 | Western Power Distribution (East Midlands) plc | Waste | Engine (combustion / reciprocating) | No | 0 | 1.14 | 1.2 | [12 empty] | No | Accecpted to Connect | 2021-09-14 | [6 empty] | 1.2 | 1.14 | 1.2 | 0 | 0 | 2021-07-22 | N/A
none | Greentech | Longbridge Solar Farm | Barford |  |  | Warwick | CV35 8BZ | United Kingdom | 426395.553 | 276521.239 | BERKSWELL 132kV S STN | 33kV connection | 33kV connection | 33 | Western Power Distribution (East Midlands) plc | Solar | Photovoltaic | No | 0 | 34.2 | 36 | [12 empty] | No | Accecpted to Connect | 2021-09-14 | [6 empty] | 36 | 34.2 | 36 | 0.475 | 0.5 | 2021-07-28 | N/A
none | Aura Power Solar Uk | Land Lying to the South of | White End | Ashleworth |  | Gloucester |  | United Kingdom | 381767.388 | 219262.531 | PORT HAM 132kV S STN | 132kV connection | 132kV connection | 132 | Western Power Distribution (West Midlands) plc | Solar | Photovoltaic | No | 0 | 104.5 | 110 | [12 empty] | No | Accecpted to Connect | 2021-09-14 | [6 empty] | 110 | 104.5 | 110 | 57 | 60 | 2021-07-15 | N/A
none | E.E.W. Eco Energy World Plc | Panteg solar farm | Newport Road | Torfaen |  | Pontypool | NP4 0TP | United Kingdom | 329788.236 | 198370.35 | Uskmouth | Panteg 66kv Sw. Site | 66kV connection | 66 | Western Power Distribution (South Wales) plc | Solar | Photovoltaic | No | 0 | 9.5 | 10 | [12 empty] | No | Accecpted to Connect | 2021-09-14 | [6 empty] | 10 | 9.5 | 10 | 0.285 | 0.3 | 2021-07-12 | N/A
none | Gridserve Emea Depc Ltd | Coedffranc | Jersey Marine | Neath |  |  | SA1 8QL | United Kingdom | 270491.671 | 193342.276 | Swansea North Grid | Tir John Power Station | 33kV connection | 33 | Western Power Distribution (South Wales) plc | Storage battery | Battery | No | 0 | 5.7 | 6 | [12 empty] | No | Accecpted to Connect | 2021-09-14 | [6 empty] | 6 | 5.7 | 6 | 5.7 | 6 | 2021-07-22 | N/A
none | Jbm Solar Projects (Uk) Ltd | Malvern Solar | Upton Road | Powick | Malvern Hills | WORCESTERSHIRE | WR13 6PD | United Kingdom |  |  | BISHOPS WOOD 132kV S STN | 132kV connection | 132kV connection | 132 | Western Power Distribution (West Midlands) plc | Solar | Photovoltaic | No | 0 | 47.405 | 49.9 | [12 empty] | No | Accecpted to Connect | 2021-09-14 | [6 empty] | 49.9 | 47.405 | 49.9 | 0.2375 | 0.25 | 2021-07-05 | N/A
none | Eden Devco (Uk) Llp | Peninsula Land East Of Awre |  |  |  | Gloucestershire | GL14 1EL | United Kingdom |  |  | PORT HAM 132kV S STN | 132kV connection | 132kV connection | 132 | Western Power Distribution (West Midlands) plc | Solar | Photovoltaic | No | 0 | 38 | 40 | [12 empty] | No | Accecpted to Connect | 2021-09-14 | [6 empty] | 40 | 38 | 40 | 19 | 20 | 2021-07-08 | N/A
none | Eew Eco Energy World Plc | KENILWORTH SOLAR FARM | Rouncil Lane |  |  | Kenilworth | CV8 1NN | United Kingdom | 429710.45 | 265381.967 | BERKSWELL 132kV S STN | WARWICK 33kV S STN | 33kV connection | 33 | Western Power Distribution (East Midlands) plc | Solar | Photovoltaic | No | 0 | 19 | 20 | [12 empty] | No | Accecpted to Connect | 2021-09-14 | [6 empty] | 20 | 19 | 20 | 0.095 | 0.1 | 2021-07-15 | N/A
none | Balance Power Projects Limited | Rectory Farm 2 | Rectory Lane | Upton Warren |  | Bromsgrove | B61 7EL | United Kingdom | 383553.215 | 268197.369 | BISHOPS WOOD 132kV S STN | 132kV connection | 132kV connection | 132 | Western Power Distribution (West Midlands) plc | Storage (Battery) | Battery | No | 0 | 28.5 | 30 | [12 empty] | No | Accecpted to Connect | 2021-09-14 | [6 empty] | 30 | 28.5 | 30 | 28.5 | 30 | 2021-07-07 | N/A
none | Gs Vogt Limited | Brecks Farm | Brick Yard Road | Retford |  | Nottinghamshire | DN22 0PT | United Kingdom | 466977.28 | 379353.886 | STAYTHORPE C 132kV S STN | CHECKERHOUSE 33kV S STN | 33kV connection | 33 | Western Power Distribution (East Midlands) plc | Solar | Photovoltaic | No | 0 | 32.775 | 34.5 | [12 empty] | No | Accecpted to Connect | 2021-09-14 | [6 empty] | 34.5 | 32.775 | 34.5 | 0.095 | 0.1 | 2021-07-07 | N/A
none | Green Switch Capital Limited | Stanley Street Solar array | Stanley Street |  |  |  | S44 5QJ | United Kingdom | 447462.309 | 361495.101 | CHESTERFIELD 132kV S STN | MANSFIELD 33kV S STN | 33kV connection | 33 | Western Power Distribution (East Midlands) plc | Solar | Photovoltaic | No | 0 | 4.94 | 5.2 | [12 empty] | No | Accecpted to Connect | 2021-09-14 | [6 empty] | 5.2 | 4.94 | 5.2 | 0.095 | 0.1 | 2021-07-23 | N/A
none | Infinis Solar Ltd | Boston LFG Solar project | Slippery Gowt Lane | Boston |  | Lincs | PE21 7AA | United Kingdom | 533551.969 | 342323.325 | WALPOLE 132kV S STN | BOSTON 33kV S STN | MARSH LANE 33 11kV S STN | 11 | Western Power Distribution (East Midlands) plc | Solar | Photovoltaic | No | 0 | 7.125 | 7.5 | [12 empty] | No | Accecpted to Connect | 2021-09-14 | [6 empty] | 7.5 | 7.125 | 7.5 | 0.095 | 0.1 | 2021-07-21 | N/A
none | Brian Henton | Hanyards Lane | Lower Hanyards Farm | Tixall |  |  | ST18 0YA | United Kingdom | 391861.42 | 323632.2 | Bushbury D 132kV | 132kV connection | 132kV connection | 132 | Western Power Distribution (West Midlands) plc | Solar | Photovoltaic | No | 0 | 47.0155 | 49.49 | [12 empty] | No | Accecpted to Connect | 2021-09-14 | [6 empty] | 49.49 | 47.0155 | 49.49 | 0.19 | 0.2 | 2021-07-20 | N/A
none | Locogen Solar Developments Limited | Le157 - Henley Hall | Squirrel Lane | Henley, Bitterley |  | Middleton | SY8 3HA | United Kingdom | 353190.201 | 274506.615 | BISHOPS WOOD 132kV S STN | LUDLOW 132kV S STN | 33kV connection | 33 | Western Power Distribution (West Midlands) plc | Solar | Photovoltaic | No | 0 | 11.4 | 12 | [12 empty] | No | Accecpted to Connect | 2021-09-14 | [6 empty] | 12 | 11.4 | 12 | 9.9465 | 10.47 | 2021-07-12 | N/A
none | Canning Generator Solutions | Canning Generator Solutions | ASDA STORES LIMITED | VULCAN WAY | MAGNA PARK | LUTTERWORTH | LE17 4XR | United Kingdom | 451268.468 | 285556.842 | COVENTRY 132kV S STN | PAILTON 33KV S STN | MAGNA PARK 33 11kV S STN | 11 | Western Power Distribution (East Midlands) plc | Fossil Gas | Engine (combustion / reciprocating) | Yes | 0 | 0.285 | 0.3 | [12 empty] | No | Accecpted to Connect | 2021-09-14 | [6 empty] | 0.3 | 0.285 | 0.3 | 0.9975 | 1.05 | 2021-07-06 | N/A
none | Ylem Energy Ltd. | Ylem Energy Ltd. | Marshall Road | Plympton |  | Plymouth | PL7 4NW | United Kingdom | 253308.05 | 56369.453 | Abham S.G.P. | Plympton Bsp | Linketty Lane | 11 | Western Power Distribution (South West) plc | Biofuel landfill gas | Gas turbine (OCGT) | No | 0 | 6.65 | 7 | [12 empty] | No | Accecpted to Connect | 2021-09-14 | [6 empty] | 7 | 6.65 | 7 | 0.19 | 0.2 | 2021-07-07 | N/A
none | Green Frog Connect Ltd | Dowlais BESS | Pant Industrial Estate | Dowlais |  |  | CF48 2YG | United Kingdom | 307184.967 | 208804.795 | Upper Boat | Dowlais Grid | 33kV connection | 33 | Western Power Distribution (South Wales) plc | Storage (Battery) | Battery | No | 0 | 14.25 | 15 | [12 empty] | No | Accecpted to Connect | 2021-09-14 | [6 empty] | 15 | 14.25 | 15 | 14.25 | 15 | 2021-07-09 | N/A
none | Bath & North East Somerset Council | Proposed Recycling Centre | Pixash Lane | Keynsham |  | Bristol | BS31 1TP | United Kingdom | 365859.696 | 168197.728 | Seabank Sgp | Radstock Bsp 132kv | Keynsham East | 11 | Western Power Distribution (South West) plc | Solar | Photovoltaic | No | 0 | 0.76 | 0.8 | [12 empty] | No | Accecpted to Connect | 2021-09-14 | [6 empty] | 0.8 | 0.76 | 0.8 | 1.14 | 1.2 | 2021-07-13 | N/A
none | Push Generation And Supply Ltd | Rolleston Park Farm | Rolleston Park 2 | Tutbury | Burton On Trent | Staffordshire | DE13 9HQ | United Kingdom | 425471.688 | 324468.625 | DRAKELOW 132kV | Burton 33kV | 33kV connection | 33 | Western Power Distribution (East Midlands) plc | Solar | Photovoltaic | No | 0 | 11.4 | 12 | [12 empty] | No | Accecpted to Connect | 2021-09-14 | [6 empty] | 12 | 11.4 | 12 | 0.2375 | 0.25 | 2021-07-09 | N/A
none | Mitie Group Plc | RUSSELLS HALL HOSPITAL | PENSNETT ROAD |  |  | DUDLEY | DY1 2HQ | United Kingdom | 391847.452 | 289426.011 | PENN 132kV S STN | DUDLEY 132kV S STN | DUDLEY 132kV S STN | 11 | Western Power Distribution (West Midlands) plc | Fossil Gas | Engine (combustion / reciprocating) | Yes | 0 | 0 | 0 | [12 empty] | No | Accecpted to Connect | 2021-09-14 | [6 empty] | 0 | 0 | 0 | 4.75 | 5 | 2021-07-27 | N/A
none | Photon Energy Ltd | UNIVERSITY OF WARWICK | AGENT COURT ESTATES OFFICE | SIR WILLIAM LYONS ROAD |  | COVENTRY | CV4 7EZ | United Kingdom | 429729.419 | 276288.218 | BERKSWELL 132kV S STN | COVENTRY SOUTH 33kV S STN | UNIVERSITY OF WARWICK 33 11kV S STN | 11 | Western Power Distribution (East Midlands) plc | Solar | Photovoltaic | No | 0 | 9.0881 | 9.5664 | [12 empty] | No | Accecpted to Connect | 2021-09-14 | [6 empty] | 9.5664 | 9.0881 | 9.5664 | 16.72 | 17.6 | 2021-07-28 | N/A
none | Dwr Cymru Cyf | SOR WELSH WATER PV SOLAR PARK | Sor Pumping Station | Sluvad | Panteg |  | NP4 0TA | United Kingdom | 332454 | 198356 | Uskmouth | Panteg 66kv Sw. Site | Panteg Primary | 11 | Western Power Distribution (South Wales) plc | Solar | Photovoltaic | No | 0 | 3.5 | 3.6842 | [12 empty] | No | Accecpted to Connect | 2021-09-14 | [6 empty] | 3.6842 | 3.5 | 3.6842 | 0 | 0 | 2021-08-05 | N/A
none | Hydrock Consultants Limited | Proposed Battery Storage | Traston Road |  | Newport |  | NP19 4RQ | United Kingdom | 332992 | 185762 | Uskmouth | Newport South | 66kV connection | 66 | Western Power Distribution (South Wales) plc | Storage Battery | Battery | No | 0 | 20.6 | 21.6842 | [12 empty] | No | Accecpted to Connect | 2021-09-14 | [6 empty] | 21.6842 | 20.6 | 21.6842 | 20.6 | 21.6842 | 2021-08-09 | N/A
none | Ads No.3 Limited | Rocks Green |  |  | Rock Green | Shropshire | SY8 2DT | United Kingdom | 383543.2 | 268294.8 | BISHOPS WOOD 132kV S STN | 132kV connection | 132kV connection | 132 | Western Power Distribution (West Midlands) plc | Solar | Photovoltaic | No | 0 | 40 | 42.1053 | [12 empty] | No | Accecpted to Connect | 2021-09-14 | [6 empty] | 42.1053 | 40 | 42.1053 | 12 | 12.6316 | 2020-12-07 | N/A
none | Anglo Es Kitwell Limited | Battery Scheme | Illey Lane |  | Halesowen | West Midlands | B62 0HJ | United Kingdom | 399226 | 281543 | KITWELL 132kV S STN | 132kV connection | 132kV connection | 132 | Western Power Distribution (West Midlands) plc | Storage Battery | Battery | No | 0 | 49.9 | 52.5263 | [12 empty] | No | Accecpted to Connect | 2021-09-14 | [6 empty] | 52.5263 | 49.9 | 52.5263 | 49.9 | 52.5263 | 2021-04-23 | N/A
none | Aura Power Solar Uk Ltd | Whatton Estate |  |  | Long Whatton | Loughborough |  | United Kingdom | 450416 | 329816 | RATCLIFFE ON SOAR 132kV S STN | 132kV connection | 132kV connection | 132 | Western Power Distribution (East Midlands) plc | Solar | Photovoltaic | No | 0 | 120 | 126.3158 | [12 empty] | No | Accecpted to Connect | 2021-09-14 | [6 empty] | 126.3158 | 120 | 126.3158 | 60 | 63.1579 | 2021-08-02 | N/A
none | Balance Energy 1 Limited | South Staffordshire Railway Walk | South Staffordshire Railway Walk | Wolverhampton West |  |  | WV4 4XX | United Kingdom | 385987 | 295455 | PENN 132kV S STN | 132kV connection | 132kV connection | 132 | Western Power Distribution (West Midlands) plc | Storage Battery | Battery | No | 0 | 49.9 | 52.5263 | [12 empty] | No | Accecpted to Connect | 2021-09-14 | [6 empty] | 52.5263 | 49.9 | 52.5263 | 49.9 | 52.5263 | 2021-03-29 | N/A
none | Croome Airfield Solar Limited | Croome Airfield Solar Farm | Crome |  | Worcester |  | WR8 9AT | United Kingdom | 390479.7 | 241056.5 | FECKENHAM 66 11kV S STN | Feckenham 66/11kV | 66kV connection | 66 | Western Power Distribution (West Midlands) plc | Solar | Photovoltaic | No | 0 | 49 | 51.5789 | [12 empty] | No | Accecpted to Connect | 2021-09-14 | [6 empty] | 51.5789 | 49 | 51.5789 | 0.3 | 0.31579 | 2019-01-07 | N/A
none | Ecotricity Generation Ltd | WOODLANDS FARM |  |  | Berkeley |  | GL13 9QU | United Kingdom | 366730.7 | 185683.8 | IRON ACTON 132kV S STN | 132kV connection | 132kV connection | 132 | Western Power Distribution (West Midlands) plc | Storage Battery | Battery | No | 0 | 20 | 21.0526 | [12 empty] | No | Accecpted to Connect | 2021-09-14 | [6 empty] | 21.0526 | 20 | 21.0526 | 12 | 12.6316 | 2021-08-31 | N/A
none | Eeb23 Limited | Lands South of | Gorse Lane Extension |  | Sleaford |  | NG34 8SF | United Kingdom | 507137 | 345007 | BICKER FEN 132kV S STN | SLEAFORD 33kV S STN | 33kV connection | 33 | Western Power Distribution (East Midlands) plc | Solar | Photovoltaic | No | 0 | 20 | 21.0526 | [12 empty] | No | Accecpted to Connect | 2021-09-14 | [6 empty] | 21.0526 | 20 | 21.0526 | 0.03 | 0.031579 | 2019-12-17 | N/A
none | Greentech Projects Holding Uk Limited | Abbey Farm |  | Lilleshall | Newport | Shropshire, | TF10 9HW | United Kingdom | 365600 | 304004 | IRONBRIDGE 132kV S STN | 132kV connection | 132kV connection | 132 | Western Power Distribution (West Midlands) plc | Solar | Photovoltaic | No | 0 | 25 | 26.3158 | [12 empty] | No | Accecpted to Connect | 2021-09-14 | [6 empty] | 26.3158 | 25 | 26.3158 | 0.5 | 0.52632 | 2021-08-17 | N/A
none | Igp International Prospecting Limited | TEAN LEYS FARM |  | Leigh | Stoke On Trent |  | ST10 4NS | United Kingdom | 394355 | 349343 | Cellarhead 132kV | 132kV connection | 132kV connection | 132 | Western Power Distribution (West Midlands) plc | Solar | Photovoltaic | No | 0 | 49.9 | 52.5263 | [12 empty] | No | Accecpted to Connect | 2021-09-14 | [6 empty] | 52.5263 | 49.9 | 52.5263 | 49.9 | 52.5263 | 2021-08-19 | N/A
none | Immersa Ltd | Sanigar Farm | Proposed Battery Storage | Sanigar Lane | Berkeley | Gloucestershire | GL13 9NH | United Kingdom | 366730.7 | 185683.8 | IRON ACTON 132kV S STN | 132kV connection | 132kV connection | 132 | Western Power Distribution (West Midlands) plc | Storage Battery | Battery | No | 0 | 49.52 | 52.1263 | [12 empty] | No | Accecpted to Connect | 2021-09-14 | [6 empty] | 52.1263 | 49.52 | 52.1263 | 50 | 52.6316 | 2021-02-01 | N/A
none | Industria Resources | Vauls Farm Solar Park | Land Adjoining Vauls Farm |  | Bedworth |  | CV12 0NE | United Kingdom | 436269 | 284112 | COVENTRY 132kV S STN | COVENTRY NORTH 33kV S STN | 33kV connection | 33 | Western Power Distribution (East Midlands) plc | Solar | Photovoltaic | No | 0 | 16 | 16.8421 | [12 empty] | No | Accecpted to Connect | 2021-09-14 | [6 empty] | 16.8421 | 16 | 16.8421 | 0.1 | 0.10526 | 2021-08-03 | N/A
none | Ksp Renewables Limited | Willowbrook Industrial Estate | Shelton Road |  | Corby |  | NN17 5XH | United Kingdom | 490502 | 289030 | GRENDON 132kV S STN | CORBY No2 33kV S STN | 33kV connection | 33 | Western Power Distribution (East Midlands) plc | Fossil Gas | Gas turbine (OCGT) | No | 0 | 15 | 15.7895 | [12 empty] | No | Accecpted to Connect | 2021-09-14 | [6 empty] | 15.7895 | 15 | 15.7895 | 3.5 | 3.6842 | 2020-05-13 | N/A
none | Logistics Capital Partners | TBS West Midlands Interchange |  |  | Wolverhampton |  | WV10 7DJ | United Kingdom | 392352 | 304317 | Bushbury D 132kV | 132kV connection | 132kV connection | 132 | Western Power Distribution (West Midlands) plc | Fossil Gas | Gas turbine (OCGT) | No | 0 | 6.6 | 6.9474 | [12 empty] | No | Accecpted to Connect | 2021-09-14 | [6 empty] | 6.9474 | 6.6 | 6.9474 | 0 | 0 | 2021-08-20 | N/A
none | Newhurst Erf Limited | Newhurst Quarry | Shepshed |  | Leicestershire |  | LE12 9BU | United Kingdom | 450416 | 329816 | RATCLIFFE ON SOAR 132kV S STN | 132kV connection | 132kV connection | 132 | Western Power Distribution (East Midlands) plc | Waste | Steam-gas turbine (CCGT) | No | 0 | 46 | 48.4211 | [12 empty] | No | Accecpted to Connect | 2021-09-14 | [6 empty] | 48.4211 | 46 | 48.4211 | 6.45 | 6.7895 | 2021-08-04 | N/A
none | Public Power Solutions Limited | Land At Langer Lane |  | Wingerworth | Chesterfield |  | S42 6TS | United Kingdom | 437224 | 370888 | CHESTERFIELD 132kV S STN | GOITSIDE 33kV S STN | 33kV connection | 33 | Western Power Distribution (East Midlands) plc | Solar | Photovoltaic | No | 0 | 8.499 | 8.9463 | [12 empty] | No | Accecpted to Connect | 2021-09-14 | [6 empty] | 8.9463 | 8.499 | 8.9463 | 0.999 | 1.0516 | 2021-08-11 | N/A
none | Re Projects Development Ltd | grange farm land on the north west | And South East Sides Of Larks Lane |  | Iron Acton |  | BS37 9TX | United Kingdom | 366730.7 | 185683.8 | IRON ACTON 132kV S STN | 132kV connection | 132kV connection | 132 | Western Power Distribution (West Midlands) plc | Storage Battery | Battery | No | 0 | 100 | 105.2632 | [12 empty] | No | Accecpted to Connect | 2021-09-14 | [6 empty] | 105.2632 | 100 | 105.2632 | 100 | 105.2632 | 2021-06-25 | N/A
none | Regener8 Spv 1 Limited | Crimscote Fields Farm | Crimscote |  | Stratford-Upon-Avon |  | CV37 8UF | United Kingdom | 417786 | 255193 | FECKENHAM 66 11kV S STN | Feckenham 66/11kV | 66kV connection | 66 | Western Power Distribution (West Midlands) plc | Solar | Photovoltaic | No | 0 | 40 | 42.1053 | [12 empty] | No | Accecpted to Connect | 2021-09-14 | [6 empty] | 42.1053 | 40 | 42.1053 | 3 | 3.1579 | 2019-10-28 | N/A
none | Scottishpower Renewables (Uk) Limited | Site At | Brigstock | East Northamptonshire | Northamptonshire |  |  | United Kingdom | 487105 | 261348 | GRENDON 132kV S STN | 132kV connection | 132kV connection | 132 | Western Power Distribution (East Midlands) plc | Solar | Photovoltaic | No | 0 | 60 | 63.1579 | [12 empty] | No | Accecpted to Connect | 2021-09-14 | [6 empty] | 63.1579 | 60 | 63.1579 | 0.352 | 0.37053 | 2020-01-22 | N/A
none | Steerway Solar Limited | Steerway Farm | Wellington |  | Telford |  | TF1 2JU | United Kingdom | 367432 | 310885 | IRONBRIDGE 132kV S STN | KETLEY 132kV S STN | 132kV connection | 132 | Western Power Distribution (West Midlands) plc | Solar | Photovoltaic | No | 0 | 30 | 31.5789 | [12 empty] | No | Accecpted to Connect | 2021-09-14 | [6 empty] | 31.5789 | 30 | 31.5789 | 0.5 | 0.52632 | 2020-12-15 | N/A
none | Stony Energy Storage Limited | Land at Potash Farm | Nash Road |  | Beachampton |  | MK19 6EA | United Kingdom | 477856 | 236170 | EAST CLAYDON 132KV S STN | STONY STRATFORD 33kV S STN | 33kV connection | 33 | Western Power Distribution (East Midlands) plc | Storage Battery | Battery | No | 0 | 30 | 31.5789 | [12 empty] | No | Accecpted to Connect | 2021-09-14 | [6 empty] | 31.5789 | 30 | 31.5789 | 30 | 31.5789 | 2018-06-22 | N/A
none | Tge Management Company Limited | Blackbridge Farm | Cranford Road |  | Burton Latimer |  | NN15 5TB | United Kingdom | 485948 | 278943 | GRENDON 132kV S STN | KETTERING 33kV S STN | 33kV connection | 33 | Western Power Distribution (East Midlands) plc | Fossil Gas | Gas turbine (OCGT) | No | 0 | 10 | 10.5263 | [12 empty] | No | Accecpted to Connect | 2021-09-14 | [6 empty] | 10.5263 | 10 | 10.5263 | 0.15 | 0.15789 | 2018-08-29 | N/A
none | Vanguard Global Realty Ltd | Site Iodine | V6 Grafton Street |  | Milton Keynes |  | MK9 1BE | United Kingdom | 484355 | 238790 | EAST CLAYDON 132KV S STN | STONY STRATFORD 33kV S STN | ELDERGATE 33 11kV S STN | 11 | Western Power Distribution (East Midlands) plc | Fossil Gas | Gas turbine (OCGT) | No | 0 | 0 | 0 | [12 empty] | No | Accecpted to Connect | 2021-09-14 | [6 empty] | 0 | 0 | 0 | 5 | 5.2632 | 2020-05-20 | N/A
none | Yeti Solar Holdings Limited | Littleton Pastures Solar Farm | South Littleton |  | Evesham |  | WR11 8TS | United Kingdom | 404695 | 245773 | FECKENHAM 66 11kV S STN | Feckenham 66/11kV | 66kV connection | 66 | Western Power Distribution (West Midlands) plc | Solar | Photovoltaic | No | 0 | 22 | 23.1579 | [12 empty] | No | Accecpted to Connect | 2021-09-14 | [6 empty] | 23.1579 | 22 | 23.1579 | 0.001 | 0.0010526 | 2019-12-10 | N/A
none | Anesco Ltd | Land At Court Lane | Alvington |  | Gloucestershire |  | GL15 6PL | United Kingdom | 363060 | 204391 | PORT HAM 132kV S STN | LYDNEY 33kV S STN | 33kV connection | 33 | Western Power Distribution (West Midlands) plc | Solar | Photovoltaic | No | 0 | 14.99 | 15.7789 | [12 empty] | No | Accecpted to Connect | 2021-09-14 | [6 empty] | 15.7789 | 14.99 | 15.7789 | 0.05 | 0.052632 | 2021-08-11 | N/A
none | Anesco Ltd | Land At Walsall | Chapel Lane | Walsall |  |  | WS9 0QU | United Kingdom | 402576 | 295094 | BUSTLEHOLM 132kV S STN | 132kV connection | 132kV connection | 132 | Western Power Distribution (West Midlands) plc | Storage Battery | Battery | No | 0 | 49.35 | 51.9474 | [12 empty] | No | Accecpted to Connect | 2021-09-14 | [6 empty] | 51.9474 | 49.35 | 51.9474 | 49.35 | 51.9474 | 2021-08-02 | N/A
none | Anglian Water Services Limitied | SEWAGE WORKS | Washingborough Road | CANWICK | LINCOLN | LINCOLNSHIRE | LN4 1EF | United Kingdom | 498789 | 371167 | WEST BURTON 132kV S STN | LINCOLN LOCAL 132kV S STN | LINCOLN No 2 11kV S STN | 11 | Western Power Distribution (East Midlands) plc | Solar | Photovoltaic | No | 0 | 3.325 | 3.5 | [12 empty] | No | Accecpted to Connect | 2021-09-14 | [6 empty] | 3.5 | 3.325 | 3.5 | 0 | 0 | 2021-08-13 | N/A
none | Anglo Es Says Court Limited | Says Court Farm | Badminton Road |  | Frampton Cotterell |  | BS36 2NY | United Kingdom | 366730.7 | 185683.8 | IRON ACTON 132kV S STN | 132kV connection | 132kV connection | 132 | Western Power Distribution (South West) plc | Solar | Photovoltaic | No | 0 | 49.9 | 52.5263 | [12 empty] | No | Accecpted to Connect | 2021-09-14 | [6 empty] | 52.5263 | 49.9 | 52.5263 | 49.9 | 52.5263 | 2021-06-04 | N/A
none | Babcock International Group | Proposed Generation | Devonport Dockyard |  | Plymouth |  |  | United Kingdom | 240897 | 62992 | Landulph S.G.P. | 132kV connection | 132kV connection | 132 | Western Power Distribution (South West) plc | Fossil Gas | Gas turbine (OCGT) | No | 0 | 22.705 | 23.9 | [12 empty] | No | Accecpted to Connect | 2021-09-14 | [6 empty] | 23.9 | 22.705 | 23.9 | 33.25 | 35 | 2013-03-26 | N/A
none | Balance Power Projects Limited | Iron Acton | Larks Lane |  | Latteridge | Bristol | BS37 9TY | United Kingdom | 366730.7 | 185683.8 | IRON ACTON 132kV S STN | 132kV connection | 132kV connection | 132 | Western Power Distribution (West Midlands) plc | Storage Battery | Battery | No | 0 | 49.5 | 52.1053 | [12 empty] | No | Accecpted to Connect | 2021-09-14 | [6 empty] | 52.1053 | 49.5 | 52.1053 | 49.5 | 52.1053 | 2021-08-03 | N/A
none | Balance Power Projects Limited | Hyde'S Lane |  |  | Hinckley |  | LE10 3DP | United Kingdom | 436528 | 284335 | COVENTRY 132kV S STN | 132kV connection | 132kV connection | 132 | Western Power Distribution (East Midlands) plc | Storage Battery | Battery | No | 0 | 49.5 | 52.1053 | [12 empty] | No | Accecpted to Connect | 2021-09-14 | [6 empty] | 52.1053 | 49.5 | 52.1053 | 49.5 | 52.1053 | 2021-09-02 | N/A
none | Balance Power Projects Limited | Rogers Industrial Estate |  |  | Paignton |  | TQ4 7PE | United Kingdom | 277220 | 65036 | Abham S.G.P. | 132kV connection | 132kV connection | 132 | Western Power Distribution (South West) plc | Storage Battery | Battery | No | 0 | 49.5 | 52.1053 | [12 empty] | No | Accecpted to Connect | 2021-09-14 | [6 empty] | 52.1053 | 49.5 | 52.1053 | 49.5 | 52.1053 | 2021-08-02 | N/A
none | Balance Power Projects Limited | Willenhall Grid Substation | Bilston Road |  | Wolverhampton |  | WV13 3EH | United Kingdom | 396071 | 297719 | WILLENHALL 132 25kV S STN | 132kV connection | 132kV connection | 132 | Western Power Distribution (West Midlands) plc | Storage Battery | Battery | No | 0 | 49.9 | 52.5263 | [12 empty] | No | Accecpted to Connect | 2021-09-14 | [6 empty] | 52.5263 | 49.9 | 52.5263 | 49.9 | 52.5263 | 2021-09-01 | N/A
none | Bluestone Energy Ltd | TREBUGAL FARM | Nancekuke |  | Redruth |  | TR16 5UN | United Kingdom | 166221 | 41764 | Indian Queens S.G.P. | Camborne Bsp | 66kV connection | 66 | Western Power Distribution (South West) plc | Solar | Photovoltaic | No | 0 | 25 | 26.3158 | [12 empty] | No | Accecpted to Connect | 2021-09-14 | [6 empty] | 26.3158 | 25 | 26.3158 | 0.25 | 0.26316 | 2021-05-12 | N/A
none | Bridgwater Resource Recovery Ltd | Hopkins Concrete Land Adj | Showground Road | Bridgewater | Ta6 6aj |  |  | United Kingdom | 330800 | 135200 | Bridgwater S.G.P. | Bridgwater Grid Bsp | Colley Lane | 11 | Western Power Distribution (South West) plc | Solar | Photovoltaic | No | 0 | 7.75 | 8.1579 | [12 empty] | No | Accecpted to Connect | 2021-09-14 | [6 empty] | 8.1579 | 7.75 | 8.1579 | 1.9 | 2 | 2014-10-14 | N/A
none | Callum Curtis | Ocado/Baddesley Colliery | Biogen Merevale Ad Plant |  | Atherstone |  | CV9 2LA | United Kingdom | 425550 | 299405 | LEA MARSTON 132kV S STN | TAMWORTH 33kV S STN | BIRCH COPPICE 33 11kV S STN | 11 | Western Power Distribution (East Midlands) plc | Fossil Gas | Gas turbine (OCGT) | No | 0 | 2.6 | 2.7368 | [12 empty] | No | Accecpted to Connect | 2021-09-14 | [6 empty] | 2.7368 | 2.6 | 2.7368 | 5 | 5.2632 | 2020-09-24 | N/A
none | Cenin Renewables Ltd | COITY WALIA AREA | Bridgend |  |  |  |  | United Kingdom | 282790 | 183193 | Pyle Grid | 132kV connection | 132kV connection | 132 | Western Power Distribution (South Wales) plc | Wind | Onshore wind turbines | No | 0 | 49.999 | 52.6305 | [12 empty] | No | Accecpted to Connect | 2021-09-14 | [6 empty] | 52.6305 | 49.999 | 52.6305 | 0.75 | 0.78947 | 2021-01-27 | N/A
none | Centrica Plc | Beliver Ind Est |  |  | Plymouth |  | PL6 7BP | United Kingdom | 249536 | 61457 | Landulph S.G.P. | Ernesettle Bsp | Southway | 11 | Western Power Distribution (South West) plc | Fossil Gas | Engine (combustion / reciprocating) | yes | 0 | 2 | 2.1053 | [12 empty] | No | Accecpted to Connect | 2021-09-14 | [6 empty] | 2.1053 | 2 | 2.1053 | 7 | 7.3684 | 2021-08-27 | N/A
none | Certus Utility Consulting | Proposed Solar Farm | Monmouth Hill |  | Almondsbury |  | BS32 4EN | United Kingdom | 361281 | 183367 | Iron Acton S.G.P. | Bradley Stoke Bsp | 66kV connection | 66 | Western Power Distribution (South West) plc | Solar | Photovoltaic | No | 0 | 49.9 | 52.5263 | [12 empty] | No | Accecpted to Connect | 2021-09-14 | [6 empty] | 52.5263 | 49.9 | 52.5263 | 0.5 | 0.52632 | 2021-05-06 | N/A
none | Certus Utility Consulting | Ingleberry Road |  |  | Charley | Leicestershire | LE12 9XR | United Kingdom | 450416 | 329816 | RATCLIFFE ON SOAR 132kV S STN | 132kV connection | 132kV connection | 132 | Western Power Distribution (East Midlands) plc | Solar | Photovoltaic | No | 0 | 49.9 | 52.5263 | [12 empty] | No | Accecpted to Connect | 2021-09-14 | [6 empty] | 52.5263 | 49.9 | 52.5263 | 0.5 | 0.52632 | 2021-08-02 | N/A
none | Conrad (Crewkerne) Limited | Flexible Gas Generating Stn | Land At Blacknell Lane |  | Crewkerne |  | TA18 8LL | United Kingdom | 344878 | 109458 | Axminster S.G.P. | Woodcote Bsp | Crewkerne | 33 | Western Power Distribution (South West) plc | Biofuel landfill gas | Gas turbine (OCGT) | No | 0 | 7.2 | 7.5789 | [12 empty] | No | Accecpted to Connect | 2021-09-14 | [6 empty] | 7.5789 | 7.2 | 7.5789 | 0.2 | 0.21053 | 2020-10-20 | N/A
none | Conrad (Oldbury) Limited | Birchley Island | Wolverhampton Road |  | Oldbury |  | B69 4RJ | United Kingdom | 398592 | 288999 | OLDBURY 132kV | Oldbury B 132kV | Oldbury B 11kV | 11 | Western Power Distribution (West Midlands) plc | Fossil Gas | Gas turbine (OCGT) | No | 0 | 10.14 | 10.6737 | [12 empty] | No | Accecpted to Connect | 2021-09-14 | [6 empty] | 10.6737 | 10.14 | 10.6737 | 0.5 | 0.52632 | 2021-06-29 | N/A
none | Dno Consulting Ltd | DEPTFORD FARM ESS | High Bickington |  | Umberleigh | Devon | EX37 9BP | United Kingdom | 250196 | 125161 | Alverdiscott S.G.P. | 132kV connection | 132kV connection | 132 | Western Power Distribution (South West) plc | Solar | Photovoltaic | No | 0 | 60 | 63.1579 | [12 empty] | No | Accecpted to Connect | 2021-09-14 | [6 empty] | 63.1579 | 60 | 63.1579 | 30 | 31.5789 | 2021-06-01 | N/A
none | Dorrymee Limited | Land on East Side | Meaford Road |  | Barlaston | Staffs | ST15 0UU | United Kingdom | 388859 | 337153 | Cellarhead 132kV | MEAFORD C 132kV S STN | 132kV connection | 132 | Western Power Distribution (West Midlands) plc | Storage Battery | Battery | No | 0 | 40 | 42.1053 | [12 empty] | No | Accecpted to Connect | 2021-09-14 | [6 empty] | 42.1053 | 40 | 42.1053 | 40 | 42.1053 | 2021-08-11 | N/A
none | Ecodev Group Ltd | A J LOWTHER & SON LIMITED | WHITCHURCH |  | ROSS ON WYE | HEREFORDSHIRE | HR9 6DF | United Kingdom | 358856 | 217505 | PORT HAM 132kV S STN | LYDNEY 33kV S STN | STOWFIELD 33 11kV S STN | 11 | Western Power Distribution (West Midlands) plc | Solar | Photovoltaic | No | 0 | 1 | 1.0526 | [12 empty] | No | Accecpted to Connect | 2021-09-14 | [6 empty] | 1.0526 | 1 | 1.0526 | 0.4 | 0.42105 | 2021-06-24 | N/A
none | Econergy International Ltd | Exton Estate Solar Farm | Exton |  | Oakham | Rutland | LE15 8AH | United Kingdom | 487299 | 308621 | GRENDON 132kV S STN | OAKHAM 132kV S STN | 132kV connection | 132 | Western Power Distribution (East Midlands) plc | Solar | Photovoltaic | No | 0 | 49.9 | 52.5263 | [12 empty] | No | Accecpted to Connect | 2021-09-14 | [6 empty] | 52.5263 | 49.9 | 52.5263 | 0.2 | 0.21053 | 2021-08-13 | N/A
none | Edf Renewables | Gedney Solar Farm | Sandholme Lane | Frampton | Boston | Lincolnshire | PE20 1AF | United Kingdom | 548563 | 316823 | WALPOLE 132kV S STN | 132kV connection | 132kV connection | 132 | Western Power Distribution (East Midlands) plc | Solar | Photovoltaic | No | 0 | 99.9 | 105.1579 | [12 empty] | No | Accecpted to Connect | 2021-09-14 | [6 empty] | 105.1579 | 99.9 | 105.1579 | 0.5 | 0.52632 | 2021-08-03 | N/A
none | Elgin Energy Esco Ltd | Willey Estate | Wyke | Broseley | Telford | Shropshire | TF13 6PE | United Kingdom | 365600 | 304004 | IRONBRIDGE 132kV S STN | 132kV connection | 132kV connection | 132 | Western Power Distribution (West Midlands) plc | Solar | Photovoltaic | No | 0 | 49.9 | 52.5263 | [12 empty] | No | Accecpted to Connect | 2021-09-14 | [6 empty] | 52.5263 | 49.9 | 52.5263 | 49.9 | 52.5263 | 2021-06-18 | N/A
none | Emsc Uk Ltd Trading As Powerstar | Ilmor Engineering Ltd | Quarry Road |  | Brixorth | Northampton | NN6 9UB | United Kingdom | 473263 | 266341 | GRENDON 132kV S STN | NORTHAMPTON WEST 33kV S STN | CHAPEL BRAMPTON 33 11kV S STN | 11 | Western Power Distribution (East Midlands) plc | Fossil Gas | Engine (combustion / reciprocating) | yes | 0 | 1.3 | 1.3684 | [12 empty] | No | Accecpted to Connect | 2021-09-14 | [6 empty] | 1.3684 | 1.3 | 1.3684 | 1.3 | 1.3684 | 2021-08-11 | N/A
none | European Energy Dev. Ltd | Glebe Farm | Kingston Brook Solar | Wysall Road | Costock | Loughborough | LE12 6XQ | United Kingdom | 450416 | 329816 | RATCLIFFE ON SOAR 132kV S STN | 132kV connection | 132kV connection | 132 | Western Power Distribution (East Midlands) plc | Solar | Photovoltaic | No | 0 | 49.9 | 52.5263 | [12 empty] | No | Accecpted to Connect | 2021-09-14 | [6 empty] | 52.5263 | 49.9 | 52.5263 | 0.2 | 0.21053 | 2021-08-23 | N/A
none | Exagen Development Limited | Enderby 1 |  |  | Leicestershire |  | LE19 4AT | United Kingdom | 453275 | 300319 | ENDERBY 132kV S STN | 132kV connection | 132kV connection | 132 | Western Power Distribution (East Midlands) plc | Solar | Photovoltaic | No | 0 | 90 | 94.7368 | [12 empty] | No | Accecpted to Connect | 2021-09-14 | [6 empty] | 94.7368 | 90 | 94.7368 | 50 | 52.6316 | 2021-08-23 | N/A
none | Greent Consulting Limited | PENLLERGAER ESTATE PV SOLAR PARK | Bryn Bach Road |  | Pontlliw |  | SA4 9ED | United Kingdom | 264602 | 200229 | Swansea North Grid | Swansea North Bsp | 33kV connection | 33 | Western Power Distribution (South Wales) plc | Solar | Photovoltaic | No | 0 | 30 | 31.5789 | [12 empty] | No | Accecpted to Connect | 2021-09-14 | [6 empty] | 31.5789 | 30 | 31.5789 | 0.3 | 0.31579 | 2019-09-06 | N/A
none | Greentech Projects Holding Uk Limited | Westfield House Farm | Leeming Lane |  | Mansfield |  | NG20 0EN | United Kingdom | 460045 | 363573 | CHESTERFIELD 132kV S STN | CLIPSTONE 33kV S STN | 33kV connection | 33 | Western Power Distribution (East Midlands) plc | Solar | Photovoltaic | No | 0 | 20 | 21.0526 | [12 empty] | No | Accecpted to Connect | 2021-09-14 | [6 empty] | 21.0526 | 20 | 21.0526 | 0.5 | 0.52632 | 2021-08-13 | N/A
none | Grid Connection Consulting | Glebe Farm | Tanners Lane | Berkswell | Coventry |  | CV7 7DD | United Kingdom | 426372 | 276591 | BERKSWELL 132kV S STN | 132kV connection | 132kV connection | 132 | Western Power Distribution (East Midlands) plc | Storage Battery | Battery | No | 0 | 40 | 42.1053 | [12 empty] | No | Accecpted to Connect | 2021-09-14 | [6 empty] | 42.1053 | 40 | 42.1053 | 40 | 42.1053 | 2021-06-01 | N/A
none | Gs Vogt Limited | Hawthorne Farm | Off Scropton Road | Scropton | Derby |  | DE65 5PQ | United Kingdom | 421533 | 329647 | DRAKELOW 132kV | Burton 33kV | HATTON 33 11kV S STN | 11 | Western Power Distribution (East Midlands) plc | Solar | Photovoltaic | No | 0 | 6.24 | 6.5684 | [12 empty] | No | Accecpted to Connect | 2021-09-14 | [6 empty] | 6.5684 | 6.24 | 6.5684 | 0.05 | 0.052632 | 2021-06-07 | N/A
none | GTC | Poplar Farm | Barrowby Road |  | Grantham |  | NG31 | United Kingdom | 491019 | 338652 | BICKER FEN 132kV S STN | GRANTHAM NORTH 132KV S STN | GRANTHAM NORTH 11kV S STN | 11 | Western Power Distribution (East Midlands) plc | Solar | Photovoltaic | No | 0 | 4.87 | 5.1263 | [12 empty] | No | Accecpted to Connect | 2021-09-14 | [6 empty] | 5.1263 | 4.87 | 5.1263 | 4.87 | 5.1263 | 2020-07-31 | N/A
none | Harlaxton Engineering Services Ltd | Plot E1 I54 Business Park | Wobaston Road |  | Wolverhampton |  | WV9 5LD | United Kingdom | 390509 | 303621 | Bushbury D 132kV | BUSHBURY C 132kV S STN | I54 Busines Park 33/11kv | 11 | Western Power Distribution (West Midlands) plc | Fossil Gas | Gas turbine (OCGT) | No | 0 | 3.5 | 3.6842 | [12 empty] | No | Accecpted to Connect | 2021-09-14 | [6 empty] | 3.6842 | 3.5 | 3.6842 | 0.001 | 0.0010526 | 2021-03-19 | N/A
none | Hydrock Consultants Limited | Minsterley |  |  | Shrewsbury |  | SY5 0BD | United Kingdom | 353316 | 312704 | SHREWSBURY 132kV S STN | 132kV connection | 132kV connection | 132 | Western Power Distribution (West Midlands) plc | Storage Battery | Battery | No | 0 | 10.625 | 11.1842 | [12 empty] | No | Accecpted to Connect | 2021-09-14 | [6 empty] | 11.1842 | 10.625 | 11.1842 | 10.625 | 11.1842 | 2021-08-16 | N/A
none | Infraland & Boultbee Brooks | Proposed Solar | Land Around Criffle Mill | Tideford | Saltash |  | PL12 5JU | United Kingdom | 240897 | 62992 | Landulph S.G.P. | 132kV connection | 132kV connection | 132 | Western Power Distribution (South West) plc | Solar | Photovoltaic | No | 0 | 49.9 | 52.5263 | [12 empty] | No | Accecpted to Connect | 2021-09-14 | [6 empty] | 52.5263 | 49.9 | 52.5263 | 0.2 | 0.21053 | 2021-08-19 | N/A
none | Intelligent Alternatives Limited | Land on the South side of | Sir Henrys Lane | Ticknall | South Derbyshire | Derbyshire |  | United Kingdom | 438272 | 323675 | WILLINGTON 132kV S STN | SPONDON B 33kV S STN | 33kV connection | 33 | Western Power Distribution (East Midlands) plc | Solar | Photovoltaic | No | 0 | 11.667 | 12.2811 | [12 empty] | No | Accecpted to Connect | 2021-09-14 | [6 empty] | 12.2811 | 11.667 | 12.2811 | 0.2 | 0.21053 | 2021-08-03 | N/A
none | Invista (Textiles) Ltd | Invista Textiles | Ermin Street | Brockworth | Gloucester |  | GL3 4HP | United Kingdom | 388602 | 216310 | PORT HAM 132kV S STN | CASTLE MEADS 33kV S STN | BROCKWORTH 33 11kV S STN | 11 | Western Power Distribution (West Midlands) plc | Fossil Gas | Engine (combustion / reciprocating) | yes | 0 | 0.2 | 0.21053 | [12 empty] | No | Accecpted to Connect | 2021-09-14 | [6 empty] | 0.21053 | 0.2 | 0.21053 | 8 | 8.4211 | 2021-08-31 | N/A
none | Jbm Solar Projects (Uk) Ltd | J019B Brinsea II | Brinsea Green Farm |  | Congresbury | North Somerset | BS49 5JN | United Kingdom | 345164 | 162298 | Bridgwater S.G.P. | Churchill Bsp 132kv | 132kV connection | 132 | Western Power Distribution (South West) plc | Solar | Photovoltaic | No | 0 | 30 | 31.5789 | [12 empty] | No | Accecpted to Connect | 2021-09-14 | [6 empty] | 31.5789 | 30 | 31.5789 | 0.25 | 0.26316 | 2021-04-20 | N/A
none | Low Carbon Uk Solar Investment Company L | Inkersall Road Solar Farm | Inkersall Road | Staveley | Chesterfield |  | S43 3YH | United Kingdom | 441049 | 374663 | CHESTERFIELD 132kV S STN | STAVELEY 33kV S STN | 33kV connection | 33 | Western Power Distribution (East Midlands) plc | Solar | Photovoltaic | No | 0 | 30 | 31.5789 | [12 empty] | No | Accecpted to Connect | 2021-09-14 | [6 empty] | 31.5789 | 30 | 31.5789 | 20 | 21.0526 | 2021-06-28 | N/A
none | Mwat Ltd | MRT Peaking Site |  |  | Loughborough |  | LE11 1ET | United Kingdom | 454481 | 320743 | RATCLIFFE ON SOAR 132kV S STN | LOUGHBOROUGH 33kV S STN | BRUSH 33 11kV S STN | 11 | Western Power Distribution (East Midlands) plc | Fossil Gas | Engine (combustion / reciprocating) | yes | 0 | 4.5 | 4.7368 | [12 empty] | No | Accecpted to Connect | 2021-09-14 | [6 empty] | 4.7368 | 4.5 | 4.7368 | 0.2 | 0.21053 | 2020-12-09 | N/A
none | Mwat Ltd | Chris Allsop Holdings Limited | Private Road No. 2 | Colwick | Nottingham |  | NG4 2JR | United Kingdom | 461879 | 340743 | Stoke Bardolph 132kv | NOTTINGHAM EAST 33kV S STN | COLWICK 33 11kV S STN | 11 | Western Power Distribution (East Midlands) plc | Biofuel landfill gas | Gas turbine (OCGT) | No | 0 | 4 | 4.2105 | [12 empty] | No | Accecpted to Connect | 2021-09-14 | [6 empty] | 4.2105 | 4 | 4.2105 | 0.5 | 0.52632 | 2021-05-19 | N/A
none | Novalux Energy Solutions Ltd | Novalux Tewkesbury Grid ESS St | Unit 3a, Delta Dr |  | Tewkesbury |  | GL20 8HB | United Kingdom | 391215 | 233729 | PORT HAM 132kV S STN | Tewkesbury Grid 132/11kV | Tewkesbury Grid 132/11kV | 11 | Western Power Distribution (West Midlands) plc | Storage Battery | Battery | No | 0 | 5 | 5.2632 | [12 empty] | No | Accecpted to Connect | 2021-09-14 | [6 empty] | 5.2632 | 5 | 5.2632 | 5 | 5.2632 | 2017-03-24 | N/A
none | Pure Green Consulting | MYNYDD BEDWELTE WIND FARM | Mynydd Bedwellte | Tredegar | Blaenau Gwent |  | NP22 3TG | United Kingdom | 315612 | 212966 | Rassau G.S.P. | 132kV connection | 132kV connection | 132 | Western Power Distribution (South Wales) plc | Wind | Onshore wind turbines | No | 0 | 54.6 | 57.4737 | [12 empty] | No | Accecpted to Connect | 2021-09-14 | [6 empty] | 57.4737 | 54.6 | 57.4737 | 0.2 | 0.21053 | 2021-08-04 | N/A
none | Re Projects Development Limited | NEW BUILDINGS FARM |  | Hilderstone | Stone |  | ST15 8SL | United Kingdom | 394355 | 349343 | Cellarhead 132kV | 132kV connection | 132kV connection | 132 | Western Power Distribution (West Midlands) plc | Solar | Photovoltaic | No | 0 | 40 | 42.1053 | [12 empty] | No | Accecpted to Connect | 2021-09-14 | [6 empty] | 42.1053 | 40 | 42.1053 | 1 | 1.0526 | 2021-08-17 | N/A
none | Re Projects Development Ltd | LAND AT TOTMONSLOW COTTAGE | Draycott Road |  | Stoke-On-Trent |  | ST10 4JJ | United Kingdom | 394355 | 349343 | Cellarhead 132kV | 132kV connection | 132kV connection | 132 | Western Power Distribution (West Midlands) plc | Solar | Photovoltaic | No | 0 | 15 | 15.7895 | [12 empty] | No | Accecpted to Connect | 2021-09-14 | [6 empty] | 15.7895 | 15 | 15.7895 | 1 | 1.0526 | 2021-05-25 | N/A
none | Renewable Conns Solar Holdings Ltd | Codrington Road |  | Wapley | Gloucestershire |  | BS37 8RH | United Kingdom | 371419 | 179337 | IRON ACTON 132kV S STN | CHIPPING SODBURY 132kV S STN | 66kV connection | 66 | Western Power Distribution (West Midlands) plc | Solar | Photovoltaic | No | 0 | 15 | 15.7895 | [12 empty] | No | Accecpted to Connect | 2021-09-14 | [6 empty] | 15.7895 | 15 | 15.7895 | 0.15 | 0.15789 | 2021-08-26 | N/A
none | Repd | Newfields Farm | Rownall Road |  | Stoke On Trent |  | ST9 0BS | United Kingdom | 394355 | 349343 | Cellarhead 132kV | 132kV connection | 132kV connection | 132 | Western Power Distribution (West Midlands) plc | Storage Battery | Battery | No | 0 | 99.9 | 105.1579 | [12 empty] | No | Accecpted to Connect | 2021-09-14 | [6 empty] | 105.1579 | 99.9 | 105.1579 | 99.9 | 105.1579 | 2021-08-31 | N/A
none | Roadknight Taylor | Proposed Solar Scheme | Manor Farm |  | Chard |  | TA19 0PW | United Kingdom | 335162 | 99086 | Axminster S.G.P. | Woodcote Bsp | 33kV connection | 33 | Western Power Distribution (South West) plc | Solar | Photovoltaic | No | 0 | 10 | 10.5263 | [12 empty] | No | Accecpted to Connect | 2021-09-14 | [6 empty] | 10.5263 | 10 | 10.5263 | 0.2 | 0.21053 | 2021-08-19 | N/A
none | Roadnight Taylor Ltd | Land Off | Bath Road | Frocester | Stroud |  | GL10 3TH | United Kingdom | 381843 | 219240 | PORT HAM 132kV S STN | 132kV connection | 132kV connection | 132 | Western Power Distribution (West Midlands) plc | Solar | Photovoltaic | No | 0 | 40 | 42.1053 | [12 empty] | No | Accecpted to Connect | 2021-09-14 | [6 empty] | 42.1053 | 40 | 42.1053 | 0.2 | 0.21053 | 2021-06-16 | N/A
none | Sandwell Power Limited | Sandwell Power | Bilport Lane |  | Wednesbury |  | WS10 0NS | United Kingdom | 397592 | 293736 | OCKER HILL C 132kV S STN | OCKER HILL B 132kV S STN | 66kV connection | 66 | Western Power Distribution (West Midlands) plc | Fossil Gas | Gas turbine (OCGT) | No | 0 | 21 | 22.1053 | [12 empty] | No | Accecpted to Connect | 2021-09-14 | [6 empty] | 22.1053 | 21 | 22.1053 | 0.067 | 0.070526 | 2016-04-08 | N/A
none | Solar 2 Limited | Land At | Deppers Bridge |  | Bishops Itchington |  | CV47 2SS | United Kingdom | 438830.1 | 258998.5 | BERKSWELL 132kV S STN | HARBURY 33kV S STN | 33kV connection | 33 | Western Power Distribution (East Midlands) plc | Solar | Photovoltaic | No | 0 | 25 | 26.3158 | [12 empty] | No | Accecpted to Connect | 2021-09-14 | [6 empty] | 26.3158 | 25 | 26.3158 | 0.3 | 0.31579 | 2021-05-04 | N/A
none | Solar 2 Ltd | Proposed Solar Scheme | Land At West Raddon |  | Crediton |  | EX17 1BH | United Kingdom | 292205 | 91420 | Exeter Main S.G.P. | Exeter City Bsp | 33kV connection | 33 | Western Power Distribution (South West) plc | Solar | Photovoltaic | No | 0 | 10 | 10.5263 | [12 empty] | No | Accecpted to Connect | 2021-09-14 | [6 empty] | 10.5263 | 10 | 10.5263 | 0 | 0 | 2021-05-25 | N/A
none | Sswuk Ltd | SANDBAY SOLAR |  |  | Weston Super Mare |  | BS22 9YT | United Kingdom | 333530 | 161163 | Seabank Sgp | Weston Bsp 132kv | 132kV connection | 132 | Western Power Distribution (South West) plc | Solar | Photovoltaic | No | 0 | 13.69 | 14.4105 | [12 empty] | No | Accecpted to Connect | 2021-09-14 | [6 empty] | 14.4105 | 13.69 | 14.4105 | 0 | 0 | 2021-08-31 | N/A
none | Stuart Partners Ltd | Hill Barton Business Park | Sidmouth Road | Clyst St.Mary | Exeter | Decon | EX5 1SD | United Kingdom | 300469 | 91269 | Exeter Main S.G.P. | Sowton Bsp | 66kV connection | 66 | Western Power Distribution (South West) plc | Waste | Steam-gas turbine (CCGT) | No | 0 | 11 | 11.5789 | [12 empty] | No | Accecpted to Connect | 2021-09-14 | [6 empty] | 11.5789 | 11 | 11.5789 | 1.8 | 1.8947 | 2011-09-26 | N/A
none | Thorntons Limited | THORNTON PARK | THORNTONS LIMITED | SOMERCOTES | ALFRETON | DERBYSHIRE | DE55 4XJ | United Kingdom | 441184.9 | 354584.3 | CHESTERFIELD 132kV S STN | ALFRETON 33kV S STN | MEADOW LANE 33 11kV S STN | 11 | Western Power Distribution (East Midlands) plc | Fossil Gas | Engine (combustion / reciprocating) | yes | 0 | 1.486 | 1.5642 | [12 empty] | No | Accecpted to Connect | 2021-09-14 | [6 empty] | 1.5642 | 1.486 | 1.5642 | 4.5 | 4.7368 | 2020-02-12 | N/A
none | Tim Banks | LAND AROUND : | Acre Lane |  | Lincoln |  | LN4 3PH | United Kingdom | 506518 | 360972 | WEST BURTON 132kV S STN | LINCOLN MAIN No 1 33kV S STN | METHERINGHAM 33 11kV S STN | 11 | Western Power Distribution (East Midlands) plc | Solar | Photovoltaic | No | 0 | 7.6 | 8 | [12 empty] | No | Accecpted to Connect | 2021-09-14 | [6 empty] | 8 | 7.6 | 8 | 0.1 | 0.10526 | 2021-06-23 | N/A
none | Tnei Services | Boston Solar PV & BESS | Land Off Middle Marsh Bank |  | Holbeach Bank | Lincolnshire |  | United Kingdom | 548563 | 316823 | WALPOLE 132kV S STN | 132kV connection | 132kV connection | 132 | Western Power Distribution (East Midlands) plc | Solar | Photovoltaic | No | 0 | 49.9 | 52.5263 | [12 empty] | No | Accecpted to Connect | 2021-09-14 | [6 empty] | 52.5263 | 49.9 | 52.5263 | 10 | 10.5263 | 2021-08-03 | N/A
none | Torquay Power Limited | proposed battery storage | Barton Hill Way |  | Torquay |  | TQ2 8JJ | United Kingdom | 290498 | 66494 | Abham S.G.P. | Torquay Bsp | 33kV connection | 33 | Western Power Distribution (South West) plc | Storage Battery | Battery | No | 0 | 22 | 23.1579 | [12 empty] | No | Accecpted to Connect | 2021-09-14 | [6 empty] | 23.1579 | 22 | 23.1579 | 22 | 23.1579 | 2021-03-19 | N/A
none | UK Doors and windows Group (Duraflex) | 6400 |  |  | Gloustershire |  | GL20 8SF | United Kingdom | 391215 | 233729 | PORT HAM 132kV S STN | Tewkesbury Grid 132/11kV | Tewkesbury Grid 132/11kV | 11 | Western Power Distribution (West Midlands) plc | Fossil Gas | Engine (combustion / reciprocating) | yes | 0 | 3.24 | 3.4105 | [12 empty] | No | Accecpted to Connect | 2021-09-14 | [6 empty] | 3.4105 | 3.24 | 3.4105 | 4 | 4.2105 | 2021-08-26 | N/A
none | Vital Energi | GLOUCESTER ROYAL HOSPITAL | GREAT WESTERN ROAD |  | GLOUCESTER | GLOUCESTERSHIRE | GL1 3NN | United Kingdom | 382884 | 218482 | PORT HAM 132kV S STN | CASTLE MEADS 33kV S STN | COMMERCIAL RD 33 11kV S STN | 11 | Western Power Distribution (West Midlands) plc | Solar | Photovoltaic | No | 0 | 0.176 | 0.18526 | [12 empty] | No | Accecpted to Connect | 2021-09-14 | [6 empty] | 0.18526 | 0.176 | 0.18526 | 3.2 | 3.3684 | 2021-08-31 | N/A
none | Vitalienergi | ENERGY CENTRE A | Gloucestershire Royal Hospital |  | Gloucester |  | GL1 3NN | United Kingdom | 382884 | 218482 | PORT HAM 132kV S STN | CASTLE MEADS 33kV S STN | COMMERCIAL RD 33 11kV S STN | 11 | Western Power Distribution (West Midlands) plc | Storage Battery | Battery | No | 0 | 2 | 2.1053 | [12 empty] | No | Accecpted to Connect | 2021-09-14 | [6 empty] | 2.1053 | 2 | 2.1053 | 3.2 | 3.3684 | 2021-08-31 | N/A
none | Wentlooge Solar Project Limited | WENTLOOGE SOLAR PROJECT | St Brides | Wentlooge | Newport | Np10 8sr |  | United Kingdom | 331876 | 188013 | Uskmouth | Newport East | 33kV connection | 33 | Western Power Distribution (South Wales) plc | Solar | Photovoltaic | No | 0 | 36 | 37.8947 | [12 empty] | No | Accecpted to Connect | 2021-09-14 | [6 empty] | 37.8947 | 36 | 37.8947 | 0.1 | 0.10526 | 2019-09-04 | N/A
none | Wessex Solar Power Limited | Land at Twigworth Court Farm | Twigworth |  | Gloucester |  |  | United Kingdom | 382393 | 218873 | PORT HAM 132kV S STN | CASTLE MEADS 33kV S STN | 33kV connection | 33 | Western Power Distribution (West Midlands) plc | Solar | Photovoltaic | No | 0 | 16 | 16.8421 | [12 empty] | No | Accecpted to Connect | 2021-09-14 | [6 empty] | 16.8421 | 16 | 16.8421 | 0.82 | 0.86316 | 2021-08-18 | N/A
Note on Q101: Greville, Iona C.: hybrid genset?

## Tables (hidden)
Licence Area (Host DNO) | Status | Primary Resource type | Primary Technology/ Plant Type | CHP Co-Generation
Eastern Power Networks plc | Accecpted to Connect | Advanced fuel gasification or pyrolysis | Battery | No
Electricity North West Limited | Connected | Biofuel biogas from anaerobic digestion (excluding landfill & sewage) | Compressed air system | To Be Confirmed
London Power Networks plc |  | Biofuel landfill gas | Data not available | Yes
Northern Powergrid (Northeast) Limited |  | Biofuel other | Engine (combustion / reciprocating)
Northern Powergrid (Yorkshire) plc |  | Biofuel sewage gas | Gas turbine (OCGT)
Scottish Hydro Electric Power Distribution plc |  | Biomass | Geothermal power plant
South Eastern Power Networks plc |  | Data not available | Hydro power system
Southern Electric Power Distribution plc |  | Fossil (to be confirmed) | Liquid air system
SP Distribution Ltd |  | Fossil brown coal/lignite | Offshore wind turbines
SP Manweb plc |  | Fossil coal gas | Onshore wind turbines
Western Power Distribution (East Midlands) plc |  | Fossil Gas | Other
Western Power Distribution (South Wales) plc |  | Fossil hard coal | Photovoltaic
Western Power Distribution (South West) plc |  | Fossil oil | Steam turbine (thermal power plant)
Western Power Distribution (West Midlands) plc |  | Fossil oil shale | Steam-gas turbine (CCGT)
|  | Fossil peat | Tidal lagoons
|  | Geothermal | Tidal stream devices
|  | Hydro (to be confirmed) | Wave devices
Hydro reservoir (not pumped)
Hydro run of river
Hydrogen
Interconnector
Marine
Nuclear
Other
Solar
Storage battery
Storage other
Storage pumped
Waste
Wind