## Sheet1
Approved Product Database Last Updated 15 June 2018
Category | Product Type | Specific Type | Voltage | Product Description | Item Code | Supplier | Supplier Product Ref | Engineering Specification | Policy Owner
Conductors - OH | Bare Copper | 16MM HD BARE CU COND | 11kV | 16SQMM(3/2.65MM)CONDUCTOR BARE CU HARD DRAWN CIRC * 1000M ROLLS * | 30001 | TELE-FONIKA KABLE GROUP |  | 85 | Mike Chapman
Conductors - OH | Bare Copper | 25MM HD BARE CU COND | 11kV | 25SQMM(7/2.14MM)CONDUCTOR BARE CU HARD DRAWN CIRC * 1000M ROLLS * | 30002 | TELE-FONIKA KABLE GROUP |  | 85 | Mike Chapman
Conductors - OH | Bare Copper | 32MM HD BARE CU COND | 11kV | 32 SQMM(3/3.75MM)CONDUCTOR BARE CU HARD DRAWN 500M DRUM | 30003 | CABELTE - CABOS ELECTRICOS E TELEFONICOS |  | 85 | Mike Chapman
Conductors - OH | Bare Copper | 32MM HD BARE CU COND | 11kV | 32 SQMM(3/3.75MM)CONDUCTOR BARE CU HARD DRAWN 500M DRUM | 30003 | TELE-FONIKA KABLE GROUP |  | 85 | Mike Chapman
Conductors - OH | Bare Copper | 38.4MM HD BARECU CON | 11kV | 38.4SQMM(7/2.64MM)CONDUCTOR BARE CU HARD DRAWN 500M DRUM | 30004 | TELE-FONIKA KABLE GROUP |  | 85 | Mike Chapman
Conductors - OH | Bare Copper | 50MM BARE HD CU COND | 11kV | 50SQMM (7/3.00) CONDUCTOR BARE CU HARD DRAW CIRC 500M DRUM | 30005 | CABELTE - CABOS ELECTRICOS E TELEFONICOS |  | 85 | Mike Chapman
Conductors - OH | Bare Copper | 50MM BARE HD CU COND | 11kV | 50SQMM (7/3.00) CONDUCTOR BARE CU HARD DRAW CIRC 500M DRUM | 30005 | TELE-FONIKA KABLE GROUP |  | 85 | Mike Chapman
Conductors - OH | Bare Copper | 70MM HD BARE CU COND | 11kV | 70SQMM (7/3.55MM) CONDUCTOR BARE CU HARD DRAWN 500M ROLLS | 30006 | CABELTE - CABOS ELECTRICOS E TELEFONICOS |  | 85 | Mike Chapman
Conductors - OH | Bare Copper | 70MM HD BARE CU COND | 11kV | 70SQMM (7/3.55MM) CONDUCTOR BARE CU HARD DRAWN 500M ROLLS | 30006 | TELE-FONIKA KABLE GROUP |  | 85 | Mike Chapman
Conductors - OH | Bare Copper | 100MM HD BARE CU CONDUCTOR | 11kV | 100SQMM (7/4.30MM)CONDUCTOR BARE CU HARD DRAWN 500M ROLLS | 30007 | CABELTE - CABOS ELECTRICOS E TELEFONICOS |  | 85 | Mike Chapman
Conductors - OH | Bare Copper | 100MM HD BARE CU CONDUCTOR | 11kV | 100SQMM (7/4.30MM)CONDUCTOR BARE CU HARD DRAWN 500M ROLLS | 30007 | TELE-FONIKA KABLE GROUP |  | 85 | Mike Chapman
Conductors - OH | Bare Copper | 125MM HD BARE CU CON | 11kV | 125SQMM 7/4.90 CONDUCTOR BARE HARD DRAWN 0.2SQ IN RIGHT HAND LAY STRANDING 19/2.90 MM TO BS7884 | 30008 | CABELTE - CABOS ELECTRICOS E TELEFONICOS |  | 85 | Mike Chapman
Conductors - OH | Bare Copper | 125MM HD BARE CU CON | 11kV | 125SQMM 7/4.90 CONDUCTOR BARE HARD DRAWN 0.2SQ IN RIGHT HAND LAY STRANDING 19/2.90 MM TO BS7884 | 30008 | TELE-FONIKA KABLE GROUP |  | 85 | Mike Chapman
Conductors - OH | Bare Copper | 150MM HD BARE CU CONDUCTOR | 11kV | 150SQMM (19/3.20)CONDUCTOR BARE CU HARD DRAWN * 500M ROLLS * | 30009 | TELE-FONIKA KABLE GROUP |  | 85 | Mike Chapman
Conductors - OH | PVC Copper 600 - 1,000V | 16MM PVC GRSD CU BLK | LV | 16 SQ MM SINGLE CORE HARD DRAWN COPPER CONDUCTOR, BLACK PVE OVERSHEATH, GREASED. (7/1.70) TO BS7884 (ORDER 250M LENGTHS) | 30029 | TELE-FONIKA KABLE GROUP |  | 85 | Mike Chapman
Conductors - OH | PVC Copper 600 - 1,000V | 32 HD PVC GREAS COPP | LV | 32 SQ MM SINGLE CORE HARD DRAWN COPPER CONDUCTOR, BLACK PVE OVERSHEATH, GREASED. (7/2.46MM) TO BS7884 | 30030 | CABELTE - CABOS ELECTRICOS E TELEFONICOS |  | 85 | Mike Chapman
Conductors - OH | PVC Copper 600 - 1,000V | 32 HD PVC GREAS COPP | LV | 32 SQ MM SINGLE CORE HARD DRAWN COPPER CONDUCTOR, BLACK PVE OVERSHEATH, GREASED. (7/2.46MM) TO BS7884 | 30030 | TELE-FONIKA KABLE GROUP |  | 85 | Mike Chapman
Conductors - OH | PVC Copper 600 - 1,000V | 32MM PVC CU GRSD GRN | 11kV | 32 SQ MM SINGLE CORE HARD DRAWN COPPER CONDUCTOR, GREEN PVC OVERSHEATH GREASED (7/2.46MM) TO BS7884. SUPPLIED ON 250MTR DRUM. | 30035 | CABELTE - CABOS ELECTRICOS E TELEFONICOS |  | 85 | Mike Chapman
Conductors - OH | PVC Copper 600 - 1,000V | 32MM PVC CU GRSD GRN | 11kV | 32 SQ MM SINGLE CORE HARD DRAWN COPPER CONDUCTOR, GREEN PVC OVERSHEATH GREASED (7/2.46MM) TO BS7884. SUPPLIED ON 250MTR DRUM. | 30035 | TELE-FONIKA KABLE GROUP |  | 85 | Mike Chapman
Common Engineering Materials | Binding Wire | 2.5MM PVC GRN/YLW | LV | 2.5MM2 CU PVC GREEN/YELLOW PVC INSULATED SINGLE CORE GENERAL PURPOSE CABLE | 30037 | TRATOS LIMITED | 112039 | 73 | Richard Summers
Common Engineering Materials | Binding Wire | 6MM CU PVC GRN/YLW | LV | 6MM2 CU PVC GREEN/YELLOW PVC INSULATED SINGLE CORE GENERAL PURPOSE CABLE | 30038 | TRATOS LIMITED | 21178 | 73 | Richard Summers
Common Engineering Materials | Binding Wire | 16MM CU PVC GRN/YLW | LV | 16MM2 CU PVC GREEN/YELLOW PVC INSULATED SINGLE CORE GENERAL PURPOSE CABLE | 30039 | TRATOS LIMITED | 131035 | 73 | Richard Summers
Common Engineering Materials | Binding Wire | 10MM CU PVC GRN/YLW | LV | 10MM2 CU PVC GREEN/YELLOW PVC INSULATED SINGLE CORE GENERAL PURPOSE CABLE | 30040 | TRATOS LIMITED | 131932 | 73 | Richard Summers
Conductors - OH | Bare Aluminium | 50MM BARE ALI COND | LV | 50 SQ MM HD BARE ALUMINIUM CONDUCTOR (7/3.10MM) (ANT) GREASED TO L38, CATEGORY 4 . IN 500M DRUMS | 30046 | CABELTE - CABOS ELECTRICOS E TELEFONICOS |  | 85 | Mike Chapman
Conductors - OH | Bare Aluminium | 50MM BARE ALI COND | LV | 50 SQ MM HD BARE ALUMINIUM CONDUCTOR (7/3.10MM) (ANT) GREASED TO L38, CATEGORY 4 . IN 500M DRUMS | 30046 | TELE-FONIKA KABLE GROUP |  | 85 | Mike Chapman
Conductors - OH | Bare Aluminium | 100MM BARE ALI COND WASP | LV | 100 SQ MM HD BARE ALUMINIUM CONDUCTOR (7/4.39) (WASP) GREASED TO L38, CATEGORY 4 . | 30047 | CABELTE - CABOS ELECTRICOS E TELEFONICOS |  | 85 | Mike Chapman
Conductors - OH | Bare Aluminium | 100MM BARE ALI COND WASP | LV | 100 SQ MM HD BARE ALUMINIUM CONDUCTOR (7/4.39) (WASP) GREASED TO L38, CATEGORY 4 . | 30047 | TELE-FONIKA KABLE GROUP |  | 85 | Mike Chapman
Conductors - OH | Aluminium Allloy | 25MM BARE AL/AL COND | 11kV | 25 SQ MM BARE ALUMINIUM ALLOY CONDUCTOR (7.234MM) (ALMOND) GREASED TO L38, CATEGORY 4 . | 30048 | CABELTE - CABOS ELECTRICOS E TELEFONICOS |  | 85 | Mike Chapman
Conductors - OH | Aluminium Allloy | 25MM BARE AL/AL COND | 11kV | 25 SQ MM BARE ALUMINIUM ALLOY CONDUCTOR (7.234MM) (ALMOND) GREASED TO L38, CATEGORY 4 . | 30048 | TELE-FONIKA KABLE GROUP |  | 85 | Mike Chapman
Conductors - OH | Aluminium Allloy | 40MM BARE AL/AL COND | 11kV | 40 SQ MM BARE ALUMINIUM ALLOY CONDUCTOR (7/2.95MM) (FIR)STRANDING 7/2.95MM TO BS3242. CONDUCTOR TO BE FULLY GREASED TO L38/2. | 30049 | TELE-FONIKA KABLE GROUP |  | 85 | Mike Chapman
Conductors - OH | Aluminium Allloy | 50MM BARE AL/AL COND | 11kV | 50 SQ MM BARE ALUMINIUM ALLOY CONDUCTOR (HAZEL)- GREASED TO L38, CATEGORY 4 . | 30050 | CABELTE - CABOS ELECTRICOS E TELEFONICOS |  | 85 | Mike Chapman
Conductors - OH | Aluminium Allloy | 50MM BARE AL/AL COND | 11kV | 50 SQ MM BARE ALUMINIUM ALLOY CONDUCTOR (HAZEL)- GREASED TO L38, CATEGORY 4 . | 30050 | TELE-FONIKA KABLE GROUP |  | 85 | Mike Chapman
Conductors - OH | Steel Reinforced Aluminium (ACSR) | 175MM ALI STEEL COND | 11kV | 175MM STEEL REINFORCED ALUMINIUM COND (LYNX) | 30052 | CABELTE - CABOS ELECTRICOS E TELEFONICOS |  | 85 | Mike Chapman
Conductors - OH | Steel Reinforced Aluminium (ACSR) | 175MM ALI STEEL COND | 11kV | 175MM STEEL REINFORCED ALUMINIUM COND (LYNX) | 30052 | TELE-FONIKA KABLE GROUP |  | 85 | Mike Chapman
Conductors - OH | Steel Reinforced Aluminium (ACSR) | 400MM ALI STEEL COND | 11kV | 400MM STEEL REINFORCED ALUMINIUM COND (ZEBRA) | 30053 | TELE-FONIKA KABLE GROUP |  | 85 | Mike Chapman
Overhead Materials | Stay Equipment - Not Blocks | 150MM STAY ANCHOR | N/A | STAY ANCHOR 150MM ESI439105 C/W THIMBLE ESI439109 | 30088 | BB PRICE LTD | BBP9040 | N/A | N/A
Overhead Materials | Stay Equipment - Not Blocks | STAY ANCHOR TURNBKLE | N/A | STAY ANCHOR WITH TENDON & TURNBUCKLE | 30090 | PLATIPUS ANCHORS LTD | B6UTC | N/A | N/A
Overhead Materials | Wood Blocks and Planks | 1300MM STAY BLOCK | N/A | 1300MM WOOD STAY BLOCK TYPE 2 1300 X 250 X 125MM | 30091 | SCANPOLE BBH LTD | DRG 439103/2 | 129 | Mike Chapman
Overhead Materials | Wood Blocks and Planks | 1300MM STAY BLOCK | N/A | 1300MM WOOD STAY BLOCK TYPE 2 1300 X 250 X 125MM | 30091 | POWER POLES LTD |  | 129 | Mike Chapman
Overhead Materials | Wood Blocks and Planks | 1300MM STAY BLOCK | N/A | 1300MM WOOD STAY BLOCK TYPE 2 1300 X 250 X 125MM | 30091 | CALDERS & GRANDIDGE |  | 129 | Mike Chapman
Overhead Materials | Wood Blocks and Planks | 850MM STAY BLOCK | N/A | 850MM WOOD STAY BLOCK TYPE 1 850 X 250 X 125MM | 30092 | SCANPOLE BBH LTD | DRG 439103/1 | 129 | Mike Chapman
Overhead Materials | Wood Blocks and Planks | 850MM STAY BLOCK | N/A | 850MM WOOD STAY BLOCK TYPE 1 850 X 250 X 125MM | 30092 | POWER POLES LTD |  | 129 | Mike Chapman
Overhead Materials | Wood Blocks and Planks | 850MM STAY BLOCK | N/A | 850MM WOOD STAY BLOCK TYPE 1 850 X 250 X 125MM | 30092 | CALDERS & GRANDIDGE |  | 129 | Mike Chapman
Overhead Materials | Wood Blocks and Planks | 2600MM BRACE BLOCK | 11kV | 2.6M WOOD BRACE BLOCK TYPE 1 2600 X 250 X 125MM | 30093 | SCANPOLE BBH LTD | DRG 439112/1 | 129 | Mike Chapman
Overhead Materials | Wood Blocks and Planks | 2600MM BRACE BLOCK | 11kV | 2.6M WOOD BRACE BLOCK TYPE 1 2600 X 250 X 125MM | 30093 | POWER POLES LTD |  | 129 | Mike Chapman
Overhead Materials | Wood Blocks and Planks | 2600MM BRACE BLOCK | 11kV | 2.6M WOOD BRACE BLOCK TYPE 1 2600 X 250 X 125MM | 30093 | CALDERS & GRANDIDGE |  | 129 | Mike Chapman
Overhead Materials | Wood Blocks and Planks | 3000MM BRACE BLOCK | 11kV | 3M WOOD BRACE BLOCK TYPE 2 3000 X 300 X 125MM | 30094 | SCANPOLE BBH LTD | DRG 439112/1 | 129 | Mike Chapman
Overhead Materials | Wood Blocks and Planks | 3000MM BRACE BLOCK | 11kV | 3M WOOD BRACE BLOCK TYPE 2 3000 X 300 X 125MM | 30094 | POWER POLES LTD |  | 129 | Mike Chapman
Overhead Materials | Wood Blocks and Planks | 3000MM BRACE BLOCK | 11kV | 3M WOOD BRACE BLOCK TYPE 2 3000 X 300 X 125MM | 30094 | CALDERS & GRANDIDGE |  | 129 | Mike Chapman
Overhead Materials | Steelwork | M12X25 GALV BOLT&NUT | N/A | GALV. NUT AND BOLT, M12 X 25, SCREWED 25 | 30095 | WILLIAMS FASTENERS DIV N POWER TOOLS |  | 60 | Mike Chapman
Overhead Materials | Steelwork | M12X25 GALV BOLT&NUT | N/A | GALV. NUT AND BOLT, M12 X 25, SCREWED 25 | 30095 | BB PRICE LTD | H0084G | 60 | Mike Chapman
Overhead Materials | Steelwork | M12X45 GALV BOLT&NUT | N/A | GALVANISED BOLT AND NUT M12 X 40, THREADED TO 30MM | 30096 | WILLIAMS FASTENERS DIV N POWER TOOLS |  | 60 | Mike Chapman
Overhead Materials | Steelwork | M12X45 GALV BOLT&NUT | N/A | GALVANISED BOLT AND NUT M12 X 40, THREADED TO 30MM | 30096 | BB PRICE LTD | H0057G | 60 | Mike Chapman
Overhead Materials | Steelwork | M12X60 GALV BOLT&NUT | N/A | GALV. NUT AND BOLT, M12 X 60, SCREWED 30 | 30097 | WILLIAMS FASTENERS DIV N POWER TOOLS |  | 60 | Mike Chapman
Overhead Materials | Steelwork | M12X60 GALV BOLT&NUT | N/A | GALV. NUT AND BOLT, M12 X 60, SCREWED 30 | 30097 | BB PRICE LTD | H0017G | 60 | Mike Chapman
Overhead Materials | Steelwork | M12X80 GALV BOLT&NUT | N/A | GALVANISED BOLT AND NUT M12 X 80, THREADED TO 30MM | 30098 | WILLIAMS FASTENERS DIV N POWER TOOLS |  | 60 | Mike Chapman
Overhead Materials | Steelwork | M12X80 GALV BOLT&NUT | N/A | GALVANISED BOLT AND NUT M12 X 80, THREADED TO 30MM | 30098 | BB PRICE LTD | H0210G | 60 | Mike Chapman
Overhead Materials | Steelwork | M12X100 GAL BOLT&NUT | N/A | GALVANISED BOLT AND NUT M12 X 100, THREADED TO 30MM | 30099 | WILLIAMS FASTENERS DIV N POWER TOOLS |  | 60 | Mike Chapman
Overhead Materials | Steelwork | M12X100 GAL BOLT&NUT | N/A | GALVANISED BOLT AND NUT M12 X 100, THREADED TO 30MM | 30099 | BB PRICE LTD | H0020G | 60 | Mike Chapman
Overhead Materials | Steelwork | M12X30 GAL BOLT&NUT | N/A | GALV. NUT AND BOLT, M12 X 30, SCREWED 30 | 30101 | WILLIAMS FASTENERS DIV N POWER TOOLS |  | 60 | Mike Chapman
Overhead Materials | Steelwork | M12X30 GAL BOLT&NUT | N/A | GALV. NUT AND BOLT, M12 X 30, SCREWED 30 | 30101 | BB PRICE LTD | H0015G | 60 | Mike Chapman
Overhead Materials | Steelwork | M12X75 GAL BOLT&NUT | N/A | M12 X 75 GALV BOLT & NUT , THREADED TO 30MM | 30103 | WILLIAMS FASTENERS DIV N POWER TOOLS |  | 60 | Mike Chapman
Overhead Materials | Steelwork | M12X75 GAL BOLT&NUT | N/A | M12 X 75 GALV BOLT & NUT , THREADED TO 30MM | 30103 | BB PRICE LTD | H0018G | 60 | Mike Chapman
Overhead Materials | Steelwork | M16X50 GAL BOLT&NUT | N/A | GALV. NUT AND BOLT, M16 X 50, SCREWED 38 | 30104 | WILLIAMS FASTENERS DIV N POWER TOOLS |  | 60 | Mike Chapman
Overhead Materials | Steelwork | M16X50 GAL BOLT&NUT | N/A | GALV. NUT AND BOLT, M16 X 50, SCREWED 38 | 30104 | BB PRICE LTD | H0024G | 60 | Mike Chapman
Overhead Materials | Steelwork | M16X110 GAL BOLT&NUT | N/A | GALV. NUT AND BOLT, M16 X 110, SCREWED 38 | 30106 | WILLIAMS FASTENERS DIV N POWER TOOLS |  | 60 | Mike Chapman
Overhead Materials | Steelwork | M16X110 GAL BOLT&NUT | N/A | GALV. NUT AND BOLT, M16 X 110, SCREWED 38 | 30106 | BB PRICE LTD | H0027G | 60 | Mike Chapman
Overhead Materials | Steelwork | M16X130 GAL BOLT&NUT | N/A | GALV. NUT AND BOLT, M16 X 130, SCREWED 44 | 30107 | WILLIAMS FASTENERS DIV N POWER TOOLS |  | 60 | Mike Chapman
Overhead Materials | Steelwork | M16X130 GAL BOLT&NUT | N/A | GALV. NUT AND BOLT, M16 X 130, SCREWED 44 | 30107 | BB PRICE LTD | H0028G | 60 | Mike Chapman
Overhead Materials | Steelwork | M16X160 GAL BOLT&NUT | N/A | GALVANISED BOLT AND NUT M16 X 160, THREADED TO 150MM | 30108 | WILLIAMS FASTENERS DIV N POWER TOOLS |  | 60 | Mike Chapman
Overhead Materials | Steelwork | M16X160 GAL BOLT&NUT | N/A | GALVANISED BOLT AND NUT M16 X 160, THREADED TO 150MM | 30108 | BB PRICE LTD | H0030G | 60 | Mike Chapman
Overhead Materials | Steelwork | M16X180 GAL BOLT&NUT | N/A | GALVANISED BOLT AND NUT M16 X 180, THREADED TO 150MM | 30109 | WILLIAMS FASTENERS DIV N POWER TOOLS |  | 60 | Mike Chapman
Overhead Materials | Steelwork | M16X180 GAL BOLT&NUT | N/A | GALVANISED BOLT AND NUT M16 X 180, THREADED TO 150MM | 30109 | BB PRICE LTD | H0587G | 60 | Mike Chapman
Overhead Materials | Steelwork | M16X220 GAL BOLT&NUT | N/A | GALV. NUT AND BOLT, M16 X 220, SCREWED 150 | 30110 | WILLIAMS FASTENERS DIV N POWER TOOLS |  | 60 | Mike Chapman
Overhead Materials | Steelwork | M16X220 GAL BOLT&NUT | N/A | GALV. NUT AND BOLT, M16 X 220, SCREWED 150 | 30110 | BB PRICE LTD | H0001G | 60 | Mike Chapman
Overhead Materials | Steelwork | M16X260 GAL BOLT&NUT | N/A | GALV. NUT AND BOLT, M16 X 260, SCREWED TO 150 | 30111 | WILLIAMS FASTENERS DIV N POWER TOOLS |  | 60 | Mike Chapman
Overhead Materials | Steelwork | M16X260 GAL BOLT&NUT | N/A | GALV. NUT AND BOLT, M16 X 260, SCREWED TO 150 | 30111 | BB PRICE LTD | H0002G | 60 | Mike Chapman
Overhead Materials | Steelwork | M16X300 GAL BOLT&NUT | N/A | GALV. NUT AND BOLT, M16 X 300, SCREWED 150 | 30112 | WILLIAMS FASTENERS DIV N POWER TOOLS |  | 60 | Mike Chapman
Overhead Materials | Steelwork | M16X300 GAL BOLT&NUT | N/A | GALV. NUT AND BOLT, M16 X 300, SCREWED 150 | 30112 | BB PRICE LTD | H0003G | 60 | Mike Chapman
Overhead Materials | Steelwork | M16X360 GAL BOLT&NUT | N/A | GALV. NUT AND BOLT, M16 X 360, SCREWED 150 | 30113 | WILLIAMS FASTENERS DIV N POWER TOOLS |  | 60 | Mike Chapman
Overhead Materials | Steelwork | M16X360 GAL BOLT&NUT | N/A | GALV. NUT AND BOLT, M16 X 360, SCREWED 150 | 30113 | BB PRICE LTD | H0287G | 60 | Mike Chapman
Overhead Materials | Steelwork | M16X450 GAL BOLT&NUT | N/A | GALV. NUT AND BOLT, M16 X 450, SCREWED 150 | 30114 | WILLIAMS FASTENERS DIV N POWER TOOLS |  | 60 | Mike Chapman
Overhead Materials | Steelwork | M16X450 GAL BOLT&NUT | N/A | GALV. NUT AND BOLT, M16 X 450, SCREWED 150 | 30114 | BB PRICE LTD | H0005G | 60 | Mike Chapman
Overhead Materials | Steelwork | M20X40 GAL BOLT&NUT | N/A | GALVANISED BOLT AND NUT M20 X 40 SCREWED 40 | 30115 | WILLIAMS FASTENERS DIV N POWER TOOLS |  | 60 | Mike Chapman
Overhead Materials | Steelwork | M20X40 GAL BOLT&NUT | N/A | GALVANISED BOLT AND NUT M20 X 40 SCREWED 40 | 30115 | BB PRICE LTD | H0191G | 60 | Mike Chapman
Overhead Materials | Steelwork | M20X60 GAL BOLT&NUT | N/A | GALV. NUT AND BOLT, M20 X 60, SCREWED 46 | 30116 | WILLIAMS FASTENERS DIV N POWER TOOLS |  | 60 | Mike Chapman
Overhead Materials | Steelwork | M20X60 GAL BOLT&NUT | N/A | GALV. NUT AND BOLT, M20 X 60, SCREWED 46 | 30116 | BB PRICE LTD | H0033G | 60 | Mike Chapman
Overhead Materials | Steelwork | M20X80 GAL BOLT&NUT | N/A | M20 X 80 GALV BOLT & NUT, THREADED TO 46MM | 30117 | WILLIAMS FASTENERS DIV N POWER TOOLS |  | 60 | Mike Chapman
Overhead Materials | Steelwork | M20X80 GAL BOLT&NUT | N/A | M20 X 80 GALV BOLT & NUT, THREADED TO 46MM | 30117 | BB PRICE LTD | H0034G | 60 | Mike Chapman
Overhead Materials | Steelwork | M20X100 GAL BOLT&NUT | N/A | GALVANISED BOLT AND NUT M20 X 100, THREADED TO 46MM | 30118 | WILLIAMS FASTENERS DIV N POWER TOOLS |  | 60 | Mike Chapman
Overhead Materials | Steelwork | M20X100 GAL BOLT&NUT | N/A | GALVANISED BOLT AND NUT M20 X 100, THREADED TO 46MM | 30118 | BB PRICE LTD | H0035G | 60 | Mike Chapman
Overhead Materials | Steelwork | M20X130 GAL BOLT&NUT | N/A | GALV. NUT AND BOLT, M20 X 130, SCREWED 52 | 30119 | WILLIAMS FASTENERS DIV N POWER TOOLS |  | 60 | Mike Chapman
Overhead Materials | Steelwork | M20X130 GAL BOLT&NUT | N/A | GALV. NUT AND BOLT, M20 X 130, SCREWED 52 | 30119 | BB PRICE LTD | H0036G | 60 | Mike Chapman
Overhead Materials | Steelwork | M20X180 GAL BOLT&NUT | N/A | M20 X 180 GALV BOLT & NUT, THREADED TO 52MM | 30120 | WILLIAMS FASTENERS DIV N POWER TOOLS |  | 60 | Mike Chapman
Overhead Materials | Steelwork | M20X180 GAL BOLT&NUT | N/A | M20 X 180 GALV BOLT & NUT, THREADED TO 52MM | 30120 | BB PRICE LTD | H0205G | 60 | Mike Chapman
Overhead Materials | Steelwork | M20X160 GAL BOLT&NUT | N/A | GALV. NUT AND BOLT, M20 X 160, SCREWED 52 | 30121 | WILLIAMS FASTENERS DIV N POWER TOOLS |  | 60 | Mike Chapman
Overhead Materials | Steelwork | M20X160 GAL BOLT&NUT | N/A | GALV. NUT AND BOLT, M20 X 160, SCREWED 52 | 30121 | BB PRICE LTD | H0037G | 60 | Mike Chapman
Overhead Materials | Steelwork | M20X220 GAL BOLT&NUT | N/A | GALV. NUT AND BOLT, M20 X 220, SCREWED 150 | 30122 | WILLIAMS FASTENERS DIV N POWER TOOLS |  | 60 | Mike Chapman
Overhead Materials | Steelwork | M20X220 GAL BOLT&NUT | N/A | GALV. NUT AND BOLT, M20 X 220, SCREWED 150 | 30122 | BB PRICE LTD | H0007G | 60 | Mike Chapman
Overhead Materials | Steelwork | M20X260 GAL BOLT&NUT | N/A | GALV. NUT AND BOLT, M20 X 260, SCREWED 150 | 30123 | WILLIAMS FASTENERS DIV N POWER TOOLS |  | 60 | Mike Chapman
Overhead Materials | Steelwork | M20X260 GAL BOLT&NUT | N/A | GALV. NUT AND BOLT, M20 X 260, SCREWED 150 | 30123 | BB PRICE LTD | H0008G | 60 | Mike Chapman
Overhead Materials | Steelwork | M20X300 GAL BOLT&NUT | N/A | GALV. NUT AND BOLT, M20 X 300, SCREWED 150 | 30124 | WILLIAMS FASTENERS DIV N POWER TOOLS |  | 60 | Mike Chapman
Overhead Materials | Steelwork | M20X300 GAL BOLT&NUT | N/A | GALV. NUT AND BOLT, M20 X 300, SCREWED 150 | 30124 | BB PRICE LTD | H0009G | 60 | Mike Chapman
Overhead Materials | Steelwork | M20X360 GAL BOLT&NUT | N/A | GALV. NUT AND BOLT, M20 X 360, SCREWED 150 | 30125 | WILLIAMS FASTENERS DIV N POWER TOOLS |  | 60 | Mike Chapman
Overhead Materials | Steelwork | M20X360 GAL BOLT&NUT | N/A | GALV. NUT AND BOLT, M20 X 360, SCREWED 150 | 30125 | BB PRICE LTD | H0082G | 60 | Mike Chapman
Overhead Materials | Steelwork | M20X450 GAL BOLT&NUT | N/A | GALV. NUT AND BOLT, M20 X 450, SCREWED 150 | 30126 | WILLIAMS FASTENERS DIV N POWER TOOLS |  | 60 | Mike Chapman
Overhead Materials | Steelwork | M20X450 GAL BOLT&NUT | N/A | GALV. NUT AND BOLT, M20 X 450, SCREWED 150 | 30126 | BB PRICE LTD | H0011G | 60 | Mike Chapman
Overhead Materials | Steelwork | M20X530 GAL BOLT&NUT | N/A | GALV. NUT AND BOLT, M20 X 530, SCREWED 150 | 30127 | WILLIAMS FASTENERS DIV N POWER TOOLS |  | 60 | Mike Chapman
Overhead Materials | Steelwork | M20X530 GAL BOLT&NUT | N/A | GALV. NUT AND BOLT, M20 X 530, SCREWED 150 | 30127 | BB PRICE LTD | H0012G | 60 | Mike Chapman
Overhead Materials | Steelwork | M20X200 EYEBOLT | N/A | EYE BOLT M20 X 200 - ESI 439603 (TYPE 1) | 30130 | BB PRICE LTD | BBP9124 | N/A | N/A
Overhead Materials | Steelwork | M20X300 EYEBOLT | N/A | EYEBOLT M20 X 300 - ESI 439603 (TYPE 2) | 30131 | BB PRICE LTD | BBP9125 | N/A | N/A
Overhead Materials | Steelwork | M20X250 HOOK BOLT | lV | HOOK BOLT 20 X 250MM - EATS 431401. | 30132 | BB PRICE LTD | BBP9252 | N/A | N/A
Overhead Materials | Steelwork | HOOK BOLT C/W KPR PL | lV | HOOK BOLT M20 C/W KEEPER PLATE | 30134 | BB PRICE LTD | BBP9266 | N/A | N/A
Overhead Materials | Steelwork | M12 GAL NUT | N/A | M12 GALVANISED NUT | 30135 | WILLIAMS FASTENERS DIV N POWER TOOLS |  | 60 | Mike Chapman
Overhead Materials | Steelwork | M12 GAL NUT | N/A | M12 GALVANISED NUT | 30135 | BB PRICE LTD |  | 60 | Mike Chapman
Overhead Materials | Steelwork | M20 GAL NUT | N/A | M20 GALVANISED NUT | 30136 | WILLIAMS FASTENERS DIV N POWER TOOLS |  | 60 | Mike Chapman
Overhead Materials | Steelwork | M20 GAL NUT | N/A | M20 GALVANISED NUT | 30136 | BB PRICE LTD |  | 60 | Mike Chapman
Overhead Materials | Steelwork | 38X95 GAL EYENUT | N/A | EYENUT GALV. 38 X 95 TAPPED M20 TO ESI 439602 | 30138 | BB PRICE LTD | BBP9122 | N/A | N/A
Common Engineering Materials | Cable Accessories | 3PHASE UNDEREAVE BOX | LV | 3PHASE UNDEREAVE JOINT BOXOH-3P(WPD) | 30140 | TYCO ELECTRONICS UK LIMITED | CM5512-0000 | N/A | N/A
Common Engineering Materials | Cable Accessories | 1 PHASE UNDEREAVE KT | LV | SINGLE PHASE UNDEREAVES KIT C/W RESIN OH1(WPD) | 30141 | TYCO ELECTRONICS UK LIMITED | CM5510-000 | N/A | N/A
Overhead Materials | Steelwork | BRACKET INSULATOR | 11kV | INSULATOR BRACKET (HV) TO ESI DRAWING 439518 | 30145 | BB PRICE LTD | BBP9070 | N/A | N/A
Overhead Materials | Steelwork | 33KV DISCON BRACKET | 11kV | 33KV DISCONNECTOR BRACKET | 30147 | BB PRICE LTD |  | N/A | N/A
Overhead Materials | Steelwork | LV D IRON - PIN BKT | LV | BRACKET INSULATOR D IRON LV (EXCL PIN) ESI 439512 | 30149 | BB PRICE LTD | BBP9060 | N/A | N/A
Overhead Materials | Steelwork | 500MM LV O/RIG BKT | LV | LV OUTRIGGER BRACKET 500MM TO ESI DRAWING 439508 TYPE1 | 30150 | BB PRICE LTD | BBP9054 | N/A | N/A
Overhead Materials | Steelwork | 750MM LV O/RIG BKT | LV | LV OUTRIGGER BRACKET 750MM TO ESI DRAWING 439508 TYPE2 | 30151 | BB PRICE LTD | BBP9055 | N/A | N/A
Overhead Materials | Steelwork | 1000MM LV O/RIG BKT | LV | LV OUTRIGGER BRACKET 1000MM | 30152 | BB PRICE LTD | BBP 9056 | N/A | N/A
Overhead Materials | Steelwork | 18IN U/EAVES EXT BKT | LV | LV EAVES EXTENSION BRACKET TO ESI DRAWING 439511 | 30153 | BB PRICE LTD | BBP9059 | N/A | N/A
Overhead Materials | Steelwork | CORN HSE SERV BKT | LV | BRACKET HOUSE SERVICE (CORNER) TO ESI DRAWING 439510 | 30154 | BB PRICE LTD | BBP9058 | N/A | N/A
Overhead Materials | Steelwork | FLAT HOUSE SERV BKT | LV | BRACKET HOUSE SERVICE FLAT ESI 439509 | 30155 | BB PRICE LTD | BBP9057 | N/A | N/A
Overhead Materials | Steelwork | 11KV AUX EQUIP BKT | 11kV | BRACKET 11KV AUXILLARY EQUIPT TO SWEB DRAWING 43-95/24 | 30156 | BB PRICE LTD | S641/041 | N/A | N/A
Overhead Materials | Steelwork | STAY OUTRIGGER BRKT | N/A | OUTRIGGER BRACKET SC106 | 30157 | BB PRICE LTD | BBP1767 | N/A | N/A
Overhead Materials | Steelwork | 9IN LV SERV BRACKET | LV | LV SERVICE BRACKET 9 INCH HOUSE SERVICE CONCENTRIC DRAWING 439514 | 30158 | BB PRICE LTD | BBP9065 | N/A | N/A
Overhead Materials | Steelwork | CROSSARM BRACE | 11kV | HEAVY CONSTRUCTION CROSSARM BRACE GENERALLY IN ACCORDANCE WITH ENA DRAWING NO 439515. BBP PART NO S641/195 | 30161 | BB PRICE LTD | S641/195 | N/A | N/A
Underground Materials | Pipes, Ducts and Valves | 11/4IN CABLE CLAMP | N/A | PVC CABLE CLAMP 1.25 | 30162 | POLYPIPE CIVILS LTD | S032B | 113 | Richard Summers
Underground Materials | Pipes, Ducts and Valves | 2IN CABLE CLAMP | N/A | PVC CABLE CLAMP 2 FOR 95-185MM WAVECON | 30163 | POLYPIPE CIVILS LTD | S050B | 113 | Richard Summers
Underground Materials | Pipes, Ducts and Valves | 21/2IN CABLE CLAMP | N/A | PVC CABLE CLAMP 2 1/2 FOR 300MM WAVECON | 30164 | POLYPIPE CIVILS LTD | S063B | 113 | Richard Summers
Underground Materials | Pipes, Ducts and Valves | 23/4IN CABLE CLAMP | N/A | PVC CABLE CLAMP 2 3/4 | 30165 | POLYPIPE CIVILS LTD | S070B | 113 | Richard Summers
Overhead Materials | Steelwork | 3/4IN BULLDOG GRIP | N/A | BULLDOG GRIP CLAMP 3/4IN | 30169 | BB PRICE LTD | S641/133 | N/A | N/A
Overhead Materials | Helical Fittings | 16X3C D/END CLAMP | LV | DEAD END FOR 16SQMM 3PH CU CONC (PURPLE) LTCND5716216R | 30170 | PREFORMED LINE PRODUCTS (GB) LTD | LTCND 5716216R | 138 | Mike Chapman
Overhead Materials | Helical Fittings | 16SPT/25CNE TERM TIE | LV | DEAD END FOR 16MM SPLIT/25 CU CONC/35 HYBRID (BROWN)16SPT/253C CND5732145R | 30171 | PREFORMED LINE PRODUCTS (GB) LTD | CND5732145R | 138 | Mike Chapman
Overhead Materials | Helical Fittings | 25SPLT D/END S/STEEL | lV | DEAD END FOR 25SQMM SPLIT CONC (STAINLESS STEEL) ORANGE CND5832195R | 30172 | PREFORMED LINE PRODUCTS (GB) LTD | CND 5832195R | 138 | Mike Chapman
Overhead Materials | Helical Fittings | 16 CONC D/END | LV | DEAD END CLAMP FOR 16 SQMM 1 PH COPPER CONC (GREEN) LTCND5710121R | 30173 | PREFORMED LINE PRODUCTS (GB) LTD | LTCND5710121R | 138 | Mike Chapman
Overhead Materials | Helical Fittings | 25 HDC D/END | 11kV | DEAD END CLAMP FOR 25SQMM HD COPPER (ORANGE) DDE4611813R | 30174 | PREFORMED LINE PRODUCTS (GB) LTD | DDE 4611813R | 138 | Mike Chapman
Overhead Materials | Helical Fittings | 25/3C D/END | lV | DEAD END CLAMP FOR 25SQMM 3PH CU CONC (BLUE) CND5732260R | 30175 | PREFORMED LINE PRODUCTS (GB) LTD | CND5732260R | 138 | Mike Chapman
Overhead Materials | Helical Fittings | 25SPLT D/END | lV | DEAD END CLAMP FOR 25SQMM 1PH SPLIT COPPER CONC (ORANGE) CND5732195R | 30176 | PREFORMED LINE PRODUCTS (GB) LTD | CND5732195R | 138 | Mike Chapman
Overhead Materials | Helical Fittings | 16HDC D/END | 11kV | DEAD END CLAMP FOR 16SQMM HD COPPER (BROWN) DDE4611812R | 30177 | PREFORMED LINE PRODUCTS (GB) LTD | DDE 4611812R | 138 | Mike Chapman
Overhead Materials | Helical Fittings | 32 HDC D/END | 11kV | DEAD END CLAMP FOR 32SQMM HD COPPER (RED) DDE4611815R | 30179 | PREFORMED LINE PRODUCTS (GB) LTD | DDE4611815R | 138 | Mike Chapman
Overhead Materials | Helical Fittings | .1/70MM CU/CAD GRIP | 11kV | DEAD END CLAMP FOR 70SQMM HD COPPER (BLUE) DDE4611818R | 30181 | PREFORMED LINE PRODUCTS (GB) LTD | DDE 4611818R | 138 | Mike Chapman
Overhead Materials | Helical Fittings | D/END 16MM S/STEEL | lV | DEAD END CLAMP FOR 16SQMM 1PH CU CONC (GREEN) STAINLESS STEEL CND5832129R | 30182 | PREFORMED LINE PRODUCTS (GB) LTD | CND 5832129R | 138 | Mike Chapman
Overhead Materials | Helical Fittings | D/END 25/35 1PH S/S | lV | DEAD END FOR 25/35 1PH HYBRID/25 1PH CU CONC S/S (BROWN) CND5832145R | 30183 | PREFORMED LINE PRODUCTS (GB) LTD | CND 5832145R | 138 | Mike Chapman
Overhead Materials | Helical Fittings | 100 CU D/END | 11kV | DEAD END CLAMP FOR 100SQMM HD COPPER (ORANGE) DDE4611819R | 30184 | PREFORMED LINE PRODUCTS (GB) LTD | DDE 4611819R | 138 | Mike Chapman
Overhead Materials | Helical Fittings | .075/50MM CU DE GRIP | 11kV | DEAD END CLAMP .075/50MM CU DE GRIP DDE4611816R | 30185 | PREFORMED LINE PRODUCTS (GB) LTD | DDE4611816R | 138 | Mike Chapman
Overhead Materials | Helical Fittings | 150 CU D/END | 11kV | DEAD END CLAMP FOR 150SQMM HD COPPER (PURPLE) DDE4611821R | 30186 | PREFORMED LINE PRODUCTS (GB) LTD | DDE 4611821R | 138 | Mike Chapman
Overhead Materials | Helical Fittings | D/END 50MM AL ALLOY | 11kV | D/END 50MM RABBIT OR HAZEL AL ALLOY (YELLOW) DDE5011717R | 30187 | PREFORMED LINE PRODUCTS (GB) LTD | DDE5011717R | 138 | Mike Chapman
Overhead Materials | Helical Fittings | 100 AAAC D/E GRIP | 11kV | 100MM AAAC (OAK) HELICAL DEAD END PREFORM GRIP DDE5011720 | 30188 | PREFORMED LINE PRODUCTS (GB) LTD | DDE5011720R | 138 | Mike Chapman
Overhead Materials | Helical Fittings | 25 AAAC D/E GRIP | 11kV | 25MM AAAC (ALMOND) HELICAL DEAD END PREFORM GRIP DDE5011714R | 30190 | PREFORMED LINE PRODUCTS (GB) LTD | DDE5011714R | 138 | Mike Chapman
Overhead Materials | Helical Fittings | D/END 40MM ALLOY | 11kV | D/END 40MM AL ALLOY (GREEN) | 30191 | PREFORMED LINE PRODUCTS (GB) LTD | DDE5011716R | 138 | Mike Chapman
Overhead Materials | Helical Fittings | 35 CNE TERM TIE | lV | DEAD END CLAMP 35 CNE TERM TIE | 30192 | PREFORMED LINE PRODUCTS (GB) LTD | CND 5732180R | 138 | Mike Chapman
Overhead Materials | ABC Fittings | 95MM ABC ANCHOR CLP | LV | ANCHOR CLAMP FOR ABC 95SQMM 4 CORE | 30194 | SICAME ELECTRICAL DEVELOPMENTS LTD | PA11-17 | 135 | Mike Chapman
Overhead Materials | ABC Fittings | 4X50MM ABC SUSP CLP | LV | SUSPENSION CLAMP ABC 4 X 50SQMM | 30195 | SICAME ELECTRICAL DEVELOPMENTS LTD | PS30-PFAM | 135 | Mike Chapman
Overhead Materials | ABC Fittings | 4X95MM ABC SUSP CLP | LV | SUSPENSION CLAMP ABC 4 X 95SQMM | 30196 | SICAME ELECTRICAL DEVELOPMENTS LTD | PS40-PFAM | 135 | Mike Chapman
Overhead Materials | ABC Fittings | 2X50MM ABC SUSP CLP | LV | SUSPENSION CLAMP ABC 2 X 50SQMM | 30197 | SICAME ELECTRICAL DEVELOPMENTS LTD | PS27-2PFAM | 135 | Mike Chapman
Overhead Materials | ABC Fittings | 2X95MM ABC SUSP CLP | LV | CLMP SUSP ABC 2X95MM | 30204 | SICAME ELECTRICAL DEVELOPMENTS LTD | PS43-2PFAM | 135 | Mike Chapman
Overhead Materials | ABC Fittings | ABC CABLE CLEAT | LV | CABLE CLEAT - ABC | 30210 | SICAME ELECTRICAL DEVELOPMENTS LTD | SC93-6PC | 135 | Mike Chapman
Common Engineering Materials | Wiring Accessories | 69MM BUCKLE CLIP | N/A | BUCKLE CLIP 69MM | 30212 | TEKNOFIX LTD | D9H5939 | 60 | Mike Chapman
Common Engineering Materials | Wiring Accessories | 95MM BUCKLE CLIP | N/A | BUCKLE CLIP 95MM | 30213 | TEKNOFIX LTD | D9HO535 | 60 | Mike Chapman
Common Engineering Materials | Wiring Accessories | 2X1/8IN E/STRIP CLIP | N/A | EARTH STRIP CLIP 2 X 1/8 | 30215 | ELLIS PATENTS LTD | 60-15B | N/A | N/A
Common Engineering Materials | Wiring Accessories | 4MM 1 WAY CABLE CLT | N/A | CABLE CLEAT 1 WAY 4MM | 30216 | ELLIS PATENTS LTD | 10-034B | N/A | N/A
Common Engineering Materials | Wiring Accessories | 16 SPLT 1WAY CBL CLT | N/A | CABLE CLEAT 1 WAY 16 SPLT CON | 30219 | ELLIS PATENTS LTD | 10-056B | N/A | N/A
Common Engineering Materials | Wiring Accessories | 70 1WAY CBL CLT | N/A | CABLE CLEAT 1 WAY 70 PVC | 30220 | ELLIS PATENTS LTD | 10-065B | N/A | N/A
Common Engineering Materials | Wiring Accessories | 25 SPLT 1WAY CBL CLT | N/A | CABLE CLEAT 1 WAY 25 SPLT CON | 30221 | ELLIS PATENTS LTD | 10-072B | N/A | N/A
Common Engineering Materials | Wiring Accessories | 120 1 WAY CBL CLT | N/A | CABLE CLEAT 1 WAY 120 PVC | 30222 | ELLIS PATENTS LTD | 10-083B | N/A | N/A
Common Engineering Materials | Wiring Accessories | 25MM 3P 1WAY CBL CLT | N/A | CABLE CLEAT 1 WAY PVC 25 3P | 30223 | ELLIS PATENTS LTD | 10-098B | N/A | N/A
Common Engineering Materials | Wiring Accessories | 35MM 3P CBL CLT | N/A | CABLE CLEAT 1 WAY PVC 35 | 30224 | ELLIS PATENTS LTD | 10-106B | N/A | N/A
Common Engineering Materials | Wiring Accessories | CABLE CLIP 95WAVECON | N/A | CABLE CLIP 95 WAVECON 10 IN | 30225 | ELLIS PATENTS LTD | 90-09B | N/A | N/A
Common Engineering Materials | Wiring Accessories | CABLE CLIP 185WAVECO | N/A | CABLE CLIP 185 WAVECON CABLE | 30226 | ELLIS PATENTS LTD | 90-10B | N/A | N/A
Common Engineering Materials | Wiring Accessories | 35MM 2WAY CBL CLT | N/A | CABLE CLEAT 2 WAY 35 PVC | 30227 | ELLIS PATENTS LTD | 2WP06B | N/A | N/A
Common Engineering Materials | Wiring Accessories | 70MM 2WAY CBL CLT | N/A | CABLE CLEAT 2 WAY PVC | 30228 | ELLIS PATENTS LTD | 2WP10B | N/A | N/A
Common Engineering Materials | Wiring Accessories | 25 SPLT 2WAY CBL CLT | N/A | CABLE CLEAT 2 WAY 25 SPLT CON | 30229 | ELLIS PATENTS LTD | 2WP15B | N/A | N/A
Common Engineering Materials | Wiring Accessories | 35 3WAY CBL CLT | N/A | CABLE CLEAT 3 WAY 35 PVC | 30230 | ELLIS PATENTS LTD | 3WP06B | N/A | N/A
Common Engineering Materials | Wiring Accessories | 70 3WAY CBL CLT | N/A | CABLE CLEAT 3 WAY 70 PVC | 30231 | ELLIS PATENTS LTD | 3WP10B | N/A | N/A
Common Engineering Materials | Wiring Accessories | 25SPLT 3WAY CBL CLT | N/A | CABLE CLEAT 3 WAY 25 SPLT CON | 30232 | ELLIS PATENTS LTD | 3WP15B | N/A | N/A
Common Engineering Materials | Wiring Accessories | 120 3WAY CBL CLT | N/A | CABLE CLEAT 3 WAY 120 PVC | 30233 | ELLIS PATENTS LTD | 3WP20B | N/A | N/A
Overhead Materials | Connectors - Compression (Overhead) | NT CON 70 CU | N/A | NON TENSION CONNECTOR FOR 70MM (.1) HARD DRAWN COPPER | 30234 | CEMBRE LTD | CP070 | N/A | N/A
Overhead Materials | Connectors - Compression (Overhead) | NT CON 100 CU | N/A | NON TENSION CONNECTOR FOR 100MM (.15) HARD DRAWN COPPER | 30235 | CEMBRE LTD | CP100 | N/A | N/A
Overhead Materials | Connectors - Compression (Overhead) | TEN&NT CON 16 CU | N/A | FULL TENSION (MID SPAN) & NON TENSION CONNECTOR FOR 16MM (.025) HARD DRAWN COPPER | 30236 | CEMBRE LTD | CF016 | N/A | N/A
Overhead Materials | Connectors - Compression (Overhead) | TEN&NT CON 32/38CU | N/A | FULL TENSION (MID SPAN) & NON TENSION CONNECTOR FOR 32 / 38MM (.05 / .058) HARD DRAWN COPPER | 30237 | CEMBRE LTD | CF032 | N/A | N/A
Overhead Materials | Connectors - Compression (Overhead) | TEN CON 70CU | N/A | FULL TENSION (MID SPAN) CONNECTOR FOR 70MM (.1) HARD DRAWN COPPER | 30238 | CEMBRE LTD | CF070 | N/A | N/A
Overhead Materials | Connectors - Compression (Overhead) | TEN CON 100CU | N/A | FULL TENSION (MID SPAN) CONNECTOR FOR 100MM (.15) HARD DRAWN COPPER | 30239 | CEMBRE LTD | CF100 | N/A | N/A
Overhead Materials | Connectors - Compression (Overhead) | TEN CON 25AAAC | N/A | FULL TENSION (MID SPAN) CONNECTOR FOR 25MM AAAC (ALMOND) | 30240 | CEMBRE LTD | DF025 | N/A | N/A
Overhead Materials | Connectors - Compression (Overhead) | TEN CON 40AAAC | N/A | FULL TENSION (MID SPAN) CONNECTOR FOR 40MM AAAC (FIR) | 30241 | CEMBRE LTD | DF040 | N/A | N/A
Overhead Materials | Connectors - Compression (Overhead) | NT CON 14-16CU | N/A | NON TENSION CONNECTOR FOR 14MM - 16MM (.0225) HARD DRAWN COPPER ALSO SUITABLE FOR CAD | 30242 | CEMBRE LTD | CPR1 | N/A | N/A
Overhead Materials | Connectors - Compression (Overhead) | TEN CON 50AL | N/A | FULL TENSION (MID SPAN) CONNECTOR FOR 50MM LV ALUMINIUM (ANT) (HDA) CONDUCTOR | 30244 | CEMBRE LTD | AF050 | N/A | N/A
Overhead Materials | Connectors - Compression (Overhead) | TEN CON 100AL | N/A | FULL TENSION (MID SPAN) CONNECTOR FOR 100MM LV ALUMINIUM (WASP) (HDA) CONDUCTOR | 30245 | CEMBRE LTD | AF100 | N/A | N/A
Overhead Materials | Connectors - Compression (Overhead) | LUG 16CU 2XM12 | N/A | LUG 16MM (.025) HARD DRAWN CONDUCTOR WITH 2 X M12 HOLES | 30246 | CEMBRE LTD | C016-D12 | N/A | N/A
Overhead Materials | Connectors - Compression (Overhead) | LUG 32CU 2X M12 | N/A | LUG 32MM (.05) HARD DRAWN CONDUCTOR WITH 2 X M12 HOLES | 30248 | CEMBRE LTD | C032-D12 | N/A | N/A
Overhead Materials | Connectors - Compression (Overhead) | LUG 70CU 2XM12 | N/A | LUG 70MM (.1) HARD DRAWN CONDUCTOR WITH 2 X M12 HOLES | 30250 | CEMBRE LTD | C070D12 | N/A | N/A
Overhead Materials | Connectors - Compression (Overhead) | LUG 25CU 2XM12 | N/A | LUG 25MM HARD DRAWN CONDUCTOR WITH 2 X M12 HOLES | 30251 | CEMBRE LTD | C025D12 | N/A | N/A
Overhead Materials | Connectors - Compression (Overhead) | LUG 100CU 2XM12 | N/A | LUG 100MM (.15) HARD DRAWN CONDUCTOR WITH 2 X M12 HOLES | 30252 | CEMBRE LTD | C100D12 | N/A | N/A
Overhead Materials | Connectors - Compression (Overhead) | LUG 120CU 2XM12 | N/A | LUG 120MM (.2) HARD DRAWN CONDUCTOR WITH 2 X M12 HOLES | 30253 | CEMBRE LTD | C125D12 | N/A | N/A
Overhead Materials | Connectors - Compression (Overhead) | TEN CON 25CU | N/A | FULL TENSION (MID SPAN) CONNECTOR FOR 25MM HARD DRAWN COPPER | 30255 | CEMBRE LTD | CF025 | N/A | N/A
Overhead Materials | Connectors - Compression (Overhead) | LUG 25CU 1XM12 | N/A | LUG 25MM HARD DRAWN CONDUCTOR WITH 1 X M12 HOLE | 30256 | CEMBRE LTD | C025S12 | N/A | N/A
Overhead Materials | Connectors - Compression (Overhead) | LUG 25CU 1XM16 | N/A | LUG 25MM HARD DRAWN CONDUCTOR WITH 1 X M16 HOLE | 30257 | CEMBRE LTD | C025S16 | N/A | N/A
Overhead Materials | Connectors - Compression (Overhead) | CRMP 16-16CU | N/A | NON TENSION 'C' CRIMP 14-16MM TO 14-16MM CU | 30260 | CEMBRE LTD | C16-C16 | N/A | N/A
Overhead Materials | Connectors - Compression (Overhead) | CRMP 25-25CU | N/A | NON TENSION 'C' CRIMP 25MM TO 25MM CU | 30261 | CEMBRE LTD | C25-C25 | N/A | N/A
Overhead Materials | Connectors - Compression (Overhead) | CRMP 16-32CU | N/A | NON TENSION 'C' CRIMP 16MM TO 32-35MM CU | 30262 | CEMBRE LTD | C35-C16 | N/A | N/A
Overhead Materials | Connectors - Compression (Overhead) | CRMP 32-32CU | N/A | NON TENSION 'C' CRIMP 32-35MM TO 32-35MM CU | 30263 | CEMBRE LTD | C35-C35 | N/A | N/A
Overhead Materials | Connectors - Compression (Overhead) | CRMP 16/35-70CU | N/A | NON TENSION 'C' CRIMP 16/35MM TO 70MM CU | 30264 | CEMBRE LTD | C70-C35 | N/A | N/A
Overhead Materials | Connectors - Compression (Overhead) | CRMP 70-70CU | N/A | NON TENSION 'C' CRIMP 70MM TO 70MM CU | 30265 | CEMBRE LTD | C70-C70 | N/A | N/A
Overhead Materials | Connectors - Compression (Overhead) | CRMP 70-100CU | N/A | NON TENSION 'C' CRIMP 70MM TO 100MM CU | 30266 | CEMBRE LTD | C95-C70 | N/A | N/A
Overhead Materials | Connectors - Compression (Overhead) | CRMP 100-100CU | N/A | NON TENSION 'C' CRIMP 100MM TO 100MM CU | 30267 | CEMBRE LTD | C95-C95 | N/A | N/A
Overhead Materials | Connectors - Compression (Overhead) | CRMP HV 25-25AL | 11kV | NON TENSION 'C' CRIMP 25MM TO 25MM AAAC | 30268 | SICAME ELECTRICAL DEVELOPMENTS LTD | YP2U3 | N/A | N/A
Overhead Materials | Connectors - Compression (Overhead) | CRMP LV 25/35-50AL | LV | NON TENSION 'C' CRIMP 25/35MM TO 50MM AL | 30269 | SICAME ELECTRICAL DEVELOPMENTS LTD | YP26AU2 | N/A | N/A
Overhead Materials | Connectors - Compression (Overhead) | CRMP LV 25-50AL | lV | NON TENSION 'C' CRIMP 25/35MM TO 50MM AL | 30270 | SICAME ELECTRICAL DEVELOPMENTS LTD | YP26AU2 | N/A | N/A
Overhead Materials | Connectors - Compression (Overhead) | CRMP HV 50-50AL | 11kV | NON TENSION 'C' CRIMP 50MM TO 50MM AAAC | 30271 | SICAME ELECTRICAL DEVELOPMENTS LTD | YP25U25 | N/A | N/A
Overhead Materials | Connectors - Compression (Overhead) | CRMP LV 25/35-100AL | lV | NON TENSION 'C' CRIMP 25/35MM TO 100MM AL | 30272 | SICAME ELECTRICAL DEVELOPMENTS LTD | YP28U2 | N/A | N/A
Overhead Materials | Connectors - Compression (Overhead) | CRMP HV 50-100AL | 11kV | NON TENSION 'C' CRIMP 50MM TO 100MM AAAC | 30273 | SICAME ELECTRICAL DEVELOPMENTS LTD | YP28U26 | N/A | N/A
Overhead Materials | Connectors - Compression (Overhead) | CRMP LV 100-100AL | lV | NON TENSION 'C' CRIMP 100MM TO 100MM AL | 30274 | SICAME ELECTRICAL DEVELOPMENTS LTD | YPC28U28 | N/A | N/A
Overhead Materials | Connectors - Compression (Overhead) | CRMP 16/35-100CU | N/A | NON TENSION 'C' CRIMP 16/35MM TO 100MM CU | 30275 | CEMBRE LTD | C95-C35 | N/A | N/A
Overhead Materials | Connectors - Compression (Overhead) | LUG 16CU 1XM12 | N/A | LUG 16MM HARD DRAWN CONDUCTOR WITH 1 X M12 HOLE | 30280 | CEMBRE LTD | C016S12 | N/A | N/A
Overhead Materials | Connectors - Compression (Overhead) | LUG 16CU 1XM16 | N/A | LUG 16MM HARD DRAWN CONDUCTOR WITH 1 X M16 HOLE | 30281 | CEMBRE LTD | C016S16 | N/A | N/A
Overhead Materials | Connectors - Compression (Overhead) | LUG 16CU 1XM20 | N/A | LUG 16MM HARD DRAWN CONDUCTOR WITH 1 X M20 HOLE | 30282 | CEMBRE LTD | C016S20 | N/A | N/A
Overhead Materials | Connectors - Compression (Overhead) | LUG 32CU 1XM12 | N/A | LUG 32MM HARD DRAWN CONDUCTOR WITH 1 X M12 HOLE | 30284 | CEMBRE LTD | C032S12 | N/A | N/A
Overhead Materials | Connectors - Compression (Overhead) | LUG 32CU 1XM16 | N/A | LUG 32MM HARD DRAWN CONDUCTOR WITH 1 X M16 HOLE | 30285 | CEMBRE LTD | C032S16 | N/A | N/A
Overhead Materials | Connectors - Compression (Overhead) | LUG 32CU 1XM20 | N/A | LUG 32MM HARD DRAWN CONDUCTOR WITH 1 X M20 HOLE | 30286 | CEMBRE LTD | C032S20 | N/A | N/A
Overhead Materials | Connectors - Compression (Overhead) | 50MM ABC BIMETAL LUG | LV | LUG BI-METAL FOR 50SQMM ABC | 30287 | SICAME ELECTRICAL DEVELOPMENTS LTD | CPTAU50-13 | 135 | Mike Chapman
Overhead Materials | Connectors - Compression (Overhead) | LUG 50CU 1XM12 | N/A | LUG 50MM HARD DRAWN CONDUCTOR WITH 1 X M12 HOLE | 30288 | CEMBRE LTD | C050S12 | N/A | N/A
Overhead Materials | Connectors - Compression (Overhead) | LUG 70CU 1XM12 | N/A | LUG 70MM HARD DRAWN CONDUCTOR WITH 1 X M12 HOLE | 30289 | CEMBRE LTD | C070S12 | N/A | N/A
Overhead Materials | Connectors - Compression (Overhead) | LUG 70CU 1XM16 | N/A | LUG 70MM HARD DRAWN CONDUCTOR WITH 1 X M16 HOLE | 30290 | CEMBRE LTD | C070S16 | N/A | N/A
Overhead Materials | Connectors - Compression (Overhead) | LUG 70CU 1XM20 | N/A | LUG 70MM HARD DRAWN CONDUCTOR WITH 1 X M20 HOLE | 30291 | CEMBRE LTD | C070S20 | N/A | N/A
Overhead Materials | Connectors - Compression (Overhead) | 95MM ABC BIMETAL LUG | LV | LUG BI-METAL FOR 95SQMM ABC PACKS OF 10 BUT 1=1 | 30292 | SICAME ELECTRICAL DEVELOPMENTS LTD | CPTAU95-13 | 135 | Mike Chapman
Overhead Materials | Connectors - Compression (Overhead) | LUG 100CU 1XM12 | N/A | LUG 100MM HARD DRAWN CONDUCTOR WITH 1 X M12 HOLE | 30293 | CEMBRE LTD | C100S12 | N/A | N/A
Overhead Materials | Connectors - Compression (Overhead) | LUG 100CU 1XM16 | N/A | LUG 100MM HARD DRAWN CONDUCTOR WITH 1 X M16 HOLE | 30294 | CEMBRE LTD | C100S16 | N/A | N/A
Overhead Materials | Connectors - Compression (Overhead) | LUG 100CU 1XM20 | N/A | LUG 100MM HARD DRAWN CONDUCTOR WITH 1 X M20 HOLE | 30295 | CEMBRE LTD | C100S20 | N/A | N/A
Overhead Materials | Connectors - Compression (Overhead) | LUG 120CU 1XM12 | N/A | LUG 120MM HARD DRAWN CONDUCTOR WITH 1 X M12 HOLE | 30297 | CEMBRE LTD | C125S12 | N/A | N/A
Overhead Materials | Connectors - Compression (Overhead) | LUG 120CU 1XM16 | N/A | LUG 120MM HARD DRAWN CONDUCTOR WITH 1 X M16 HOLE | 30298 | CEMBRE LTD | C125S16 | N/A | N/A
Overhead Materials | Connectors - Compression (Overhead) | LUG 120CU 1XM20 | N/A | LUG 120MM HARD DRAWN CONDUCTOR WITH 1 X M20 HOLE | 30299 | CEMBRE LTD | C125S20 | N/A | N/A
Overhead Materials | Connectors - Compression (Overhead) | NT BM 50AL-32/35CU | N/A | NON TENSION BI METAL CONNECTOR 50MM AL TO 32-35 HARD DRAWN COPPER | 30300 | CEMBRE LTD | BMAP050-CU32 | N/A | N/A
Overhead Materials | Connectors - Compression (Overhead) | NT BM 100AL-32/35CU | N/A | NON TENSION BI METAL CONNECTOR 100MM AL TO 32-35 HARD DRAWN COPPER | 30301 | CEMBRE LTD | BMAP100-CU32 | N/A | N/A
Overhead Materials | Connectors - Compression (Overhead) | NT BM 100AL-120CU | N/A | NON TENSION BI METAL CONNECTOR 100MM AL TO 120MM HARD DRAWN COPPER | 30302 | CEMBRE LTD | BMAP100-CU125 | N/A | N/A
Overhead Materials | Connectors - Compression (Overhead) | NT BM 100AL-70CU | N/A | NON TENSION BI METAL CONNECTOR 100MM AL TO 70MM HARD DRAWN COPPER | 30303 | CEMBRE LTD | BMAP100-CU70 | N/A | N/A
Overhead Materials | Connectors - Compression (Overhead) | NT BM 50AL-120CU | N/A | NON TENSION BI METAL CONNECTOR 50MM AL TO 120MM HARD DRAWN COPPER | 30304 | CEMBRE LTD | BMAP050-CU125 | N/A | N/A
Overhead Materials | Connectors - Compression (Overhead) | NT BM 50AL-70CU | N/A | NON TENSION BI METAL CONNECTOR 50MM AL TO 70MM HARD DRAWN COPPER | 30305 | CEMBRE LTD | BMAP050-CU70 | N/A | N/A
Overhead Materials | Connectors - Compression (Overhead) | NT BM 25AAAC-16CU | N/A | NON TENSION BI METAL CONNECTOR 25MM AAAC TO 16MM HARD DRAWN COPPER | 30306 | CEMBRE LTD | BMRP025-CU16 | N/A | N/A
Overhead Materials | Connectors - Compression (Overhead) | NT BM 25AAAC-32CU | N/A | NON TENSION BI METAL CONNECTOR 25MM AAAC TO 32MM HARD DRAWN COPPER | 30307 | CEMBRE LTD | BMRP025-CU32 | N/A | N/A
Overhead Materials | Connectors - Compression (Overhead) | NT BM 40AAAC-16CU | N/A | NON TENSION BI METAL CONNECTOR 40MM AAAC TO 16MM HARD DRAWN COPPER | 30308 | CEMBRE LTD | BMRP040-CU16 | N/A | N/A
Overhead Materials | Connectors - Compression (Overhead) | NT BM 40AAAC-32CU | N/A | NON TENSION BI METAL CONNECTOR 40MM AAAC TO 32MM HARD DRAWN COPPER | 30309 | CEMBRE LTD | BMRP040-CU32 | N/A | N/A
Overhead Materials | Connectors - Compression (Overhead) | MECH LINE TAP 120CU | N/A | MECHANICAL LINE TAP CONNECTOR 120MM HARD DRAWN COPPER | 30310 | MOSDORFER CCL SYSTEMS LTD | 290032 | N/A | N/A
Overhead Materials | Connectors - Compression (Overhead) | MECH LINE TAP 70CU | N/A | MECHANICAL LINE TAP CONNECTOR 70MM HARD DRAWN COPPER | 30311 | MOSDORFER CCL SYSTEMS LTD | 276202 | N/A | N/A
Overhead Materials | Connectors - Compression (Overhead) | MECH LINE TAP 35CU | N/A | MECHANICAL LINE TAP CONNECTOR 35MM HARD DRAWN COPPER | 30312 | MOSDORFER CCL SYSTEMS LTD | 276201 | N/A | N/A
Overhead Materials | Connectors - Compression (Overhead) | MECH LINE TAP 16CU | N/A | MECHANICAL LINE TAP CONNECTOR 16MM HARD DRAWN COPPER | 30313 | MOSDORFER CCL SYSTEMS LTD | 276016 | N/A | N/A
Overhead Materials | ABC Fittings | 50MM ABC SPL CONN | LV | TENSION SPLICE CONNECTOR,INSULATED FOR 50 SQMM ABC | 30314 | SICAME ELECTRICAL DEVELOPMENTS LTD | MJPT50 | 135 | Mike Chapman
Overhead Materials | ABC Fittings | 95MM ABC SPL CONN | LV | TENSION SPLICE CONNECTOR, INSULATED FOR 95SQMM ABC | 30315 | SICAME ELECTRICAL DEVELOPMENTS LTD | MJPT 95-(21) | 135 | Mike Chapman
Overhead Materials | ABC Fittings | 50/32CU ABC BI CRIMP | LV | BI METAL COMP CONN INSULATED 50SQMM ABC/32 HDC BARE | 30316 | SICAME ELECTRICAL DEVELOPMENTS LTD | EPCNU50-32 | 135 | Mike Chapman
Overhead Materials | ABC Fittings | 50/50ALI ABC COMP CO | LV | COMPRESSION CONNECT-50 SQMM ABC TO 50SQMM BARE ALUM | 30317 | SICAME ELECTRICAL DEVELOPMENTS LTD | MEPCNA50-50 | 135 | Mike Chapman
Overhead Materials | ABC Fittings | 95/100 ABC ALI CONN | LV | COMPRESSION CONNECT-INSULATED,95SQMM/ABC 100 AL BARE | 30318 | SICAME ELECTRICAL DEVELOPMENTS LTD | MEPCNA95-100 | 135 | Mike Chapman
Overhead Materials | ABC Fittings | 95/70CU ABC BI CRIMP | LV | BI METAL COMP CONN INSULATED 95SQMM ABC/70 HDC BARE | 30319 | SICAME ELECTRICAL DEVELOPMENTS LTD | EPCNU95-70 | 135 | Mike Chapman
Overhead Materials | Connectors - Compression (Overhead) | SPILL BM 16CU | N/A | BI METAL SPILL FOR 16MM HARD DRAWN COPPER | 30323 | CEMBRE LTD | BMC016-C08AL | N/A | N/A
Overhead Materials | Connectors - Compression (Overhead) | SPILL BM 25CU | N/A | BI METAL SPILL FOR 25MM HARD DRAWN COPPER | 30324 | CEMBRE LTD | BMC025-CO8AL | N/A | N/A
Overhead Materials | Connectors - Compression (Overhead) | SPILL BM 32CU | N/A | BI METAL SPILL FOR 32MM HARD DRAWN COPPER | 30325 | CEMBRE LTD | BMC032-C08AL | N/A | N/A
Overhead Materials | Connectors - Compression (Overhead) | LUG BM 25AAAC 1XM16 | N/A | BI METALIC LUG 25AAAC (ALMOND) WITH 1 X M16 HOLE | 30327 | CEMBRE LTD | BMR025-M16 | N/A | N/A
Overhead Materials | Connectors - Compression (Overhead) | LUG BM 40/50AAAC 1XM12 | N/A | BI METALIC LUG 40 / 50 AAAC / ACSR (HAZEL / RABBIT) WITH 1 X M12 HOLE | 30330 | CEMBRE LTD | BMR050-M12 | N/A | N/A
Overhead Materials | Connectors - Compression (Overhead) | NT BM 25AAAC-25CU | N/A | NON TENSION BI METAL CONNECTOR 25MM AAAC TO 25MM HARD DRAWN COPPER | 30331 | CEMBRE LTD | BMRP025-CU25 | N/A | N/A
Overhead Materials | Connectors - Compression (Overhead) | NT BM 40AAAC-25CU | N/A | NON TENSION BI METAL CONNECTOR 25MM AAAC TO 25MM HARD DRAWN COPPER | 30332 | CEMBRE LTD | BMRP040-CU25 | N/A | N/A
Overhead Materials | ABC Fittings | ABC EARTHING CONN | LV | CONNECTOR ABC INSULATED PIERCING FOR EARTHING | 30335 | SICAME ELECTRICAL DEVELOPMENTS LTD | TTD2-CC | 135 | Mike Chapman
Overhead Materials | Connectors - Compression (Overhead) | NT CON 120CU | N/A | NON TENSION CONNECTOR 120MM HARD DRAWN COPPER | 30336 | CEMBRE LTD | CP125 | N/A | N/A
Overhead Materials | Connectors - Compression (Overhead) | NT CON 150CU | N/A | NON TENSION CONNECTOR 150MM HARD DRAWN COPPER | 30337 | CEMBRE LTD | CP150 | N/A | N/A
Overhead Materials | Connectors - Compression (Overhead) | TEN CON 150CU | N/A | FULL TENSION (MID SPAN) CONNECTOR 150MM HARD DRAWN COPPER | 30338 | CEMBRE LTD | CF150 | N/A | N/A
Overhead Materials | Connectors - Compression (Overhead) | LUG 150CU 1XM12 | N/A | LUG 150MM HARD DRAWN CONDUCTOR WITH 1 X M12 HOLE | 30339 | CEMBRE LTD | C150S12 | N/A | N/A
Overhead Materials | Connectors - Compression (Overhead) | LUG 150CU 2XM12 | N/A | LUG 150MM HARD DRAWN CONDUCTOR WITH 2 X M12 HOLE | 30340 | CEMBRE LTD | C150D12 | N/A | N/A
Overhead Materials | ABC Fittings | 95/50 PRE INS CONN | LV | 95/50 PRE INSULATED CONNECTOR | 30341 | SICAME ELECTRICAL DEVELOPMENTS LTD | MJPT95-50 | 135 | Mike Chapman
Overhead Materials | ABC Fittings | 50/32CU B/M TAIL CON | LV | BI-METAL CONN (INS) 50SQMM ABC/32CU PVC TAIL, 375MM | 30342 | SICAME ELECTRICAL DEVELOPMENTS LTD | MCEPCNU50-32 | 135 | Mike Chapman
Overhead Materials | ABC Fittings | 95/70 INS B/M TAIL | LV | BI-METAL CONN (INS.) 95SQMM ABC/70CU PVC TAIL, 300MM | 30343 | SICAME ELECTRICAL DEVELOPMENTS LTD | MCEPCNU95-70 | 135 | Mike Chapman
Overhead Materials | ABC Fittings | 95/35 ABC PEIR CONN | LV | PIERCING CONNECTOR, 95/50 ABC TO 25/35 HYBRID OR ABC | 30347 | SICAME ELECTRICAL DEVELOPMENTS LTD | TTD151F | 135 | Mike Chapman
Overhead Materials | Connectors - Compression (Overhead) | TEN CON 125CU | N/A | FULL TENSION (MID SPAN) CONNECTOR 125MM HARD DRAWN COPPER | 30359 | CEMBRE LTD | CF125 | N/A | N/A
Overhead Materials | Connectors - Compression (Overhead) | TEN CON 50CU | N/A | FULL TENSION (MID SPAN) CONNECTOR 50MM HARD DRAWN COPPER | 30360 | CEMBRE LTD | CF050 | N/A | N/A
Overhead Materials | Connectors - Compression (Overhead) | TEN CON 25CAD/35CU | N/A | FULL TENSION (MID SPAN) CONNECTOR 25MM CADMIUM COPPER OR 35MM HARD DRAWN COPPER | 30362 | CEMBRE LTD | CFR2 | N/A | N/A
Overhead Materials | Connectors - Compression (Overhead) | TEN CON 14CU | N/A | FULL TENSION (MID SPAN) CONNECTOR 14MM HARD DRAWN COPPER | 30367 | CEMBRE LTD | CF014 | N/A | N/A
Overhead Materials | Connectors - Compression (Overhead) | CRMP 150-150CU | N/A | NON TENSION 'C' CRIMP 150MM TO 150MM CU | 30369 | CEMBRE LTD | C150-C150 | N/A | N/A
Overhead Materials | Connectors - Compression (Overhead) | ELBOW BM 25/35 | N/A | BIMETALIC ELBOW CONNECTOR 25MM AL TO 35CU | 30373 | CEMBRE LTD |  | N/A | N/A
Overhead Materials | Connectors - Compression (Overhead) | PLSTC JNT SHRD 109MM | N/A | C' CRIMP PLASTIC SHROUD 109MM LONG | 30374 | CEMBRE LTD |  | N/A | N/A
Overhead Materials | Connectors - Compression (Overhead) | NT CON 25AAAC/ACSR | N/A | NON TENSION 25MM AAAC / ACSR (ALMOND / GOPHER) | 30378 | CEMBRE LTD | RP025 | N/A | N/A
Overhead Materials | Connectors - Compression (Overhead) | NT CON 50AAAC/ACSR | N/A | NON TENSION 50MM AAAC / ACSR (HAZEL / RABBIT) | 30379 | CEMBRE LTD | RP050 | N/A | N/A
Overhead Materials | Steelwork | 2.4M 11KV PILOT XARM | 11kV | CROSSARM 11KV PILOT 2400MM LONG 43-95/6 ISSUE 1 | 30387 | BB PRICE LTD | S641/047 | N/A | N/A
Overhead Materials | Steelwork | 1.5M AUX CROSSARM | 11kV | CROSSARM 1.5M AUXILLIARY EQUPT SWEB DWG 43-95/25 | 30388 | BB PRICE LTD | S641/048 | N/A | N/A
Overhead Materials | Steelwork | 2.1M LGT/INTER XARM | LV | CROSSARM 2.1M 100X75X10 BSUA ESI 439501 (THROUGH)TO DRAWING WPD 43-95/01 DATED FEB 2001. (INTERMEDIATE LIGHT) | 30389 | BB PRICE LTD | S641/064 | N/A | N/A
Overhead Materials | Steelwork | 2.4M SECT/ANG XARM | LV | CROSSARM 2.4M 100X75X10 BSUA ESI 439502 SECTION ANGLE TO DRAWING WPD 43-95/02 DATED FEB 2001. | 30390 | BB PRICE LTD | S641/065 | N/A | N/A
Overhead Materials | Steelwork | 2.1M TERM XARM | LV | CROSSARM,2.1M LONG 150X75X10 ESI 439503 TERMINAL TO DRAWING WPD 43-95/03 ISSUE 1DATED FEB 2001 | 30391 | BB PRICE LTD | S641/066 | N/A | N/A
Overhead Materials | Steelwork | 11'6 STEEL ANG XARM | 11KV/33KV | CROSSARM 3.5M TO SWEB 4395/14 11 6 11/33KV DUAL CIRCUIT | 30392 | BB PRICE LTD | S641/050 | N/A | N/A
Overhead Materials | Steelwork | 13'6 STEEL ANG XARM | 11KV/33KV | CROSSARM 4.11M TO SWEB 4395/15 13 6 11/33KV DUAL CIRCUIT 13FT 6IN STEEL ANG XARM | 30393 | BB PRICE LTD | S641/049 | N/A | N/A
Overhead Materials | Steelwork | 20'4 LSPAN XARM Q/M | N/A | XARM 20FT 4IN LONG SPAN(QUEEN MARY) | 30399 | BB PRICE LTD | S641\063 | N/A | N/A
Overhead Materials | Steelwork | 2.64M SUPP XARM | N/A | ISOLATOR SUPPORT CROSSARM 2.64M SUPPRT TO DRAWING XP1012. | 30400 | BB PRICE LTD | S641/051 | N/A | N/A
Overhead Materials | Steelwork | 2.5M HEAVY INT XARM | 11kV | CROSSARM 2500MM LONG 100X75X12 BSUA ESI 439519 | 30401 | BB PRICE LTD | BBP9071 | N/A | N/A
Overhead Materials | Steelwork | 2.9M HEAVY S/A XARM | 11kV | CROSSARM 2900MM LONG 100X75X12 BSUA ESI 439520 | 30402 | BB PRICE LTD | BBP9072 | N/A | N/A
Overhead Materials | Steelwork | 4.1M LONGSPAN XARM | 11kV | CROSSARM 4100MM LONG 125X75X12 BSUA ESI 439521 | 30403 | BB PRICE LTD | BBP9073 | N/A | N/A
Overhead Materials | Steelwork | 2.6M HEAVY TERM XARM | 11KV/33KV | CROSSARM 2600MM LONG 125X75X12 BSUA TO ESI 439522 | 30404 | BB PRICE LTD | S641/104 | N/A | N/A
Common Engineering Materials | Cable Accessories | 3MTR 1IN E/WIRE GUARD | N/A | CABLE GUARD SHEATH 3M X 25MM PVC 10FT X 1 INCH PVC | 30408 | POLYPIPE CIVILS LTD | CG003X10 | 113 | Richard Summers
Overhead Materials | Stay Equipment - Not Blocks | BIRD FLIGHT DIVERTER | N/A | BIRD FLIGHT DIVERTER C/W ORANGE TARGET DISC | 30409 | PREFORMED LINE PRODUCTS (GB) LTD |  | 138 | Mike Chapman
Common Engineering Materials | Cable Accessories | BIRD FLIGHT DIVERTER | N/A | BIRD FLIGHT DIVERTER, HELICAL, 50MM COND | 30410 | PREFORMED LINE PRODUCTS (GB) LTD | BFD5249003R | 138 | Mike Chapman
Overhead Materials | Insulators - Ceramic | 11KV PIN INS PORC | 11kV | 11KV PORCELAIN PIN WIDE GROOVE INSULATOR 78MM NECK,240MM CREEPAGE,10 KN, 45KV WET WITHSTAND, 95KV DRY INPULSE, BROWN OR GREY WITH SEMI CONDUCTING GLAZE ENATS | 30413 | ALLIED INSULATORS GROUP LIMITED | 18900 | 58 | Mike Chapman
Overhead Materials | Insulators - Ceramic | 11KV PIN INS PORC | 11kV | 11KV PORCELAIN PIN WIDE GROOVE INSULATOR 78MM NECK,240MM CREEPAGE,10 KN, 45KV WET WITHSTAND, 95KV DRY INPULSE, BROWN OR GREY WITH SEMI CONDUCTING GLAZE ENATS | 30413 | MOSDORFER CCL SYSTEMS LTD | 269043 | 58 | Mike Chapman
Overhead Materials | Insulators - Ceramic | 33KV PIN INSULATOR | 33kV | 33KV PORCELAIN PIN WIDE GROOVE INSULATOR 120MM NECK, 720MM CREEPAGE, 10KN, 90KV WET WITHSTAND, 200KV DRY INPULSE, BROWN OR GREY GLAZED ENATS 439302 | 30415 | ALLIED INSULATORS GROUP LIMITED | 11225CG74006 | 58 | Mike Chapman
Overhead Materials | Insulators - Ceramic | 33KV PIN INSULATOR | 33kV | 33KV PORCELAIN PIN WIDE GROOVE INSULATOR 120MM NECK, 720MM CREEPAGE, 10KN, 90KV WET WITHSTAND, 200KV DRY INPULSE, BROWN OR GREY GLAZED ENATS 439302 | 30415 | MOSDORFER CCL SYSTEMS LTD | 269059 | 58 | Mike Chapman
Overhead Materials | Insulators - Ceramic | 33KV POST INSULATOR | 33kV | 33KV PORCELAIN POST WIDE GROOVE INSULATOR 120MM NECK, 900MM CREEPAGE, 10KN, 90KV WET WITHSTAND, 200KV DRY IMPULSE BROWN OR GREY GLAZED ENATS 439303 | 30422 | ALLIED INSULATORS GROUP LIMITED | 11126CGN251301A | 58 | Mike Chapman
Overhead Materials | Insulators - Ceramic | 33KV POST INSULATOR | 33kV | 33KV PORCELAIN POST WIDE GROOVE INSULATOR 120MM NECK, 900MM CREEPAGE, 10KN, 90KV WET WITHSTAND, 200KV DRY IMPULSE BROWN OR GREY GLAZED ENATS 439303 | 30422 | MOSDORFER CCL SYSTEMS LTD | 269044 | 58 | Mike Chapman
Overhead Materials | Insulators - Ceramic | STATION POST INSU 33 | 33kV | 33KV STATION POST INSULATOR TO ESI 439307 | 30424 | ALLIED INSULATORS GROUP LIMITED | CP85 | 58 | Mike Chapman
Overhead Materials | Insulators - Ceramic | LV SERVICE INSULATOR | LV | LV PORCELAIN OR POLYMER SERVICE COACH SCREW INSULATOR DIRECT PULL SWL 1.3KN, LATERAL PULL SWL 0.8KN. A 6MM PILOT HOLE SHOULD BE DRILLED INTO POLE ENATS 439305 | 30425 | ALLIED INSULATORS GROUP LIMITED | FAS4404 | 58 | Mike Chapman
Overhead Materials | Insulators - Ceramic | LV REEL BOBBIN INSUL | LV | LV PORCELAIN REEL / BOBBIN INSULATOR DIRECT PULL SWL 5KN BROWN GLAZE ENATS 439304 | 30426 | ALLIED INSULATORS GROUP LIMITED | 16382.01 | 58 | Mike Chapman
Overhead Materials | Insulators - Ceramic | LV REEL BOBBIN INSUL | LV | LV PORCELAIN REEL / BOBBIN INSULATOR DIRECT PULL SWL 5KN BROWN GLAZE ENATS 439304 | 30426 | MOSDORFER CCL SYSTEMS LTD | 269040 | 58 | Mike Chapman
Overhead Materials | Insulators - Ceramic | HV DISC INSULATOR | 11kV | HV PORCELAIN DISC INSULATOR 70KN, 140MM COUPLING LENGTH16MM BALL / SOCKET, 300MM CREEPAGE, 45KV WET WITHSTAND 95KV DRY IMPULSE, BROWN OR GREY GLAZE ENATS 439306 | 30427 | ALLIED INSULATORS GROUP LIMITED | FAS3014 | 58 | Mike Chapman
Overhead Materials | Insulators - Ceramic | HV DISC INSULATOR | 11kV | HV PORCELAIN DISC INSULATOR 70KN, 140MM COUPLING LENGTH16MM BALL / SOCKET, 300MM CREEPAGE, 45KV WET WITHSTAND 95KV DRY IMPULSE, BROWN OR GREY GLAZE ENATS 439306 | 30427 | MOSDORFER CCL SYSTEMS LTD | 269005 | 58 | Mike Chapman
Overhead Materials | Insulators - Ceramic | 33KV STAY INSULATOR | 33kV | 33KV PORCELAIN STAY TYPE 2 INSULATOR 110KN ENATS 439107 | 30428 | ALLIED INSULATORS GROUP LIMITED | 112815.01 | 58 | Mike Chapman
Overhead Materials | Insulators - Ceramic | 33KV STAY INSULATOR | 33kV | 33KV PORCELAIN STAY TYPE 2 INSULATOR 110KN ENATS 439107 | 30428 | MOSDORFER CCL SYSTEMS LTD | 269052 | 58 | Mike Chapman
Overhead Materials | Insulators - Ceramic | LV/11KV STAY INSULATOR | LV | LV/11KV PORCELAIN STAY TYPE1 INSULATOR 110KN. | 30429 | ALLIED INSULATORS GROUP LIMITED | 18913.01 | 58 | Mike Chapman
Overhead Materials | Insulators - Ceramic | LV/11KV STAY INSULATOR | LV | LV/11KV PORCELAIN STAY TYPE1 INSULATOR 110KN. | 30429 | MOSDORFER CCL SYSTEMS LTD | 269041 | 58 | Mike Chapman
Overhead Materials | Steelwork | BALL END CLEVIS | 11kV | BALL CLEVIS GALVANISED TO BS3288 PART 2 | 30432 | BB PRICE LTD | BBP9548 | N/A | N/A
Overhead Materials | Steelwork | BALL END HOOK LIGHT | LV | HOOK,BALL END,LIGHT, REF 4/88 TO BS3288 PART2 -SWEB,43-92/4 | 30434 | BB PRICE LTD | BBP9540 | N/A | N/A
Overhead Materials | Steelwork | BALL END HOOK HEAVY | 11kV | HOOK,BALL END,HEAVY, REF15/81 BS328 P2 -SWEB,43-92/5 | 30435 | BB PRICE LTD | BBP9542 | N/A | N/A
Overhead Materials | Steelwork | BALL TO BALL LINKS | 11kV | BALL TO BALL LINKS WPD43-92/17 | 30436 | BB PRICE LTD | BBP0112A | N/A | N/A
Overhead Materials | Steelwork | 70KN CLEVIS SOCKET | N/A | SOCKET CLEVIS 70KN 70KN 15/84 BS3288 PART 2 FIG 20. | 30437 | BB PRICE LTD | BBP9560 | N/A | N/A
Overhead Materials | Steelwork | INSUL SOCKET TONGUE | 11kV | INSULATOR SOCKET TONGUE REF15 85, BS3288 C/W SECURITY CLIP | 30439 | BB PRICE LTD | BBP9593 | N/A | N/A
Overhead Materials | Steelwork | SOCKET THIMBLE SMALL | LV | SOCKET THIMBLE SMALL TO SWEB 43-92 3 | 30440 | BB PRICE LTD | BBP0105 | N/A | N/A
Overhead Materials | Steelwork | 230MM INSULATOR PIN | LV/HV | INSULATOR PIN 230MM SPINDLE BS3288 REF29 FOR 11KV INSULATORS | 30441 | BB PRICE LTD | BBP9510 | N/A | N/A
Overhead Materials | Steelwork | 305MM INSULATOR PIN | 11kV | INSULATOR PIN 305MM SPINDLE BS3288 REF31 FOR 33KV INSULATORS | 30442 | BB PRICE LTD | BBP9512 | N/A | N/A
Overhead Materials | Steelwork | COACHSCREW PILOT PIN | LV | PIN PILOT INSULATOR BS3288 PART 2 COACHSCREW TYPE, (WITH EARTH LUG ATTACHMENT)-SWEB DRAWING 43-92/9 ISSUE 2. | 30443 | BB PRICE LTD | E253/041 | N/A | N/A
Overhead Materials | Steelwork | 500MM PILOT PIN INS | LV/HV | PIN PILOT INSULATOR 500MM THREAD BS3288 PART 2 REF 50 (43-92/8) | 30444 | BB PRICE LTD | BBP9518 | N/A | N/A
Overhead Materials | Steelwork | SOCKET THIMBLE LARGE | 11kV | SOCKET THIMBLE LARGE TO SWEB 43-92/15 | 30445 | BB PRICE LTD | BBP1977 | N/A | N/A
Overhead Materials | Steelwork | INSULATOR LINK ASSY | LV | INSULATOR LINK ASSEMBLY (BLACK) | 30446 | PREFORMED LINE PRODUCTS (GB) LTD | ILA5715275R | N/A | N/A
Common Engineering Materials | Cable Accessories | CABLE MARKER POST POLYESTER | N/A | CABLE MARKER POST POLYESTER | 30460 | FREESTYLE SIGN & PRINT COMPANY LTD | BCMP201 | 126 | Richard Summers
Overhead Materials | Steelwork | 7IN EXTENTION STRAP | LV | STRAP LV EXTENSION TO ESI 439504 7 INCH | 30466 | BB PRICE LTD | BBP9050 | N/A | N/A
Overhead Materials | Steelwork | 11KV XARM STRAP TIE | LV | STRAP 11KV CROSSARM TIE 590X40X6 ESI 439505 | 30467 | BB PRICE LTD | BBP9051 | N/A | N/A
Overhead Materials | Steelwork | TERM SECTION STRAP | LV | STRAP SECTION/TERMINAL 280X50X12 FLAT ESI 439507 | 30468 | BB PRICE LTD | S641/103 | N/A | N/A
Overhead Materials | Steelwork | TERM SECT STRAP HVY | 11KV/33KV | STRAP SECTION/TERMINAL 600X100X15 FLAT,ESI 43-95/13 | 30469 | BB PRICE LTD | S641/025 | N/A | N/A
Overhead Materials | Steelwork | 12MM TERMINAL STRAP | 11kV | STRAP TERMINAL 150X130X12 FLAT,ESI 439528 | 30471 | BB PRICE LTD | BBP9083 | N/A | N/A
Overhead Materials | Steelwork | 750MM XARM STRUT | 11kV | STRUT CROSSARM 750MM L,65X50X8 BSUA ESI-439526 | 30473 | BB PRICE LTD | BBP9079 | N/A | N/A
Overhead Materials | Steelwork | 4.5IN X 0.5IN C/SCREW | N/A | COACHSCREW, SQUAREHEAD, 12MM X 102MM LONG 4 1/2 INCH X 1/2 INCH | 30508 | WILLIAMS FASTENERS DIV N POWER TOOLS |  | 60 | Mike Chapman
Overhead Materials | Steelwork | 4.5IN X 0.5IN C/SCREW | N/A | COACHSCREW, SQUAREHEAD, 12MM X 102MM LONG 4 1/2 INCH X 1/2 INCH | 30508 | BB PRICE LTD | BBP2028B | 60 | Mike Chapman
Overhead Materials | Steelwork | 3IN X 3/8IN C/SCREW | N/A | COACHSCREW, SQUAREHEAD, 10MM X 76MM LONG 3 INCH X 3/8 INCH | 30509 | WILLIAMS FASTENERS DIV N POWER TOOLS |  | 60 | Mike Chapman
Overhead Materials | Steelwork | 3IN X 3/8IN C/SCREW | N/A | COACHSCREW, SQUAREHEAD, 10MM X 76MM LONG 3 INCH X 3/8 INCH | 30509 | BB PRICE LTD | BBP2129 | 60 | Mike Chapman
Overhead Materials | Steelwork | 11/4IN X3/8IN C/SCREW | N/A | COACHSCREW, SQUAREHEAD, 10MM X 38MM LONG 1 1/4 INCH X 3/8 INCH | 30510 | WILLIAMS FASTENERS DIV N POWER TOOLS |  | 60 | Mike Chapman
Overhead Materials | Steelwork | 11/4IN X3/8IN C/SCREW | N/A | COACHSCREW, SQUAREHEAD, 10MM X 38MM LONG 1 1/4 INCH X 3/8 INCH | 30510 | BB PRICE LTD | BBP2149 | 60 | Mike Chapman
Overhead Materials | Steelwork | 6INX5/8IN C/SCREW | N/A | COACHSCREW, SQUAREHEAD, 16MM X 152MM LONG 6 INCH X 5/8 INCH | 30511 | WILLIAMS FASTENERS DIV N POWER TOOLS |  | 60 | Mike Chapman
Overhead Materials | Steelwork | 6INX5/8IN C/SCREW | N/A | COACHSCREW, SQUAREHEAD, 16MM X 152MM LONG 6 INCH X 5/8 INCH | 30511 | BB PRICE LTD | BBP2064 | 60 | Mike Chapman
Overhead Materials | Steelwork | 16MM SQ TAPER WASHER | N/A | WASHER TAPERED D SHAPED FOR M16 BOLT ESI439606 | 30513 | WILLIAMS FASTENERS DIV N POWER TOOLS |  | 60 | Mike Chapman
Overhead Materials | Steelwork | 16MM SQ TAPER WASHER | N/A | WASHER TAPERED D SHAPED FOR M16 BOLT ESI439606 | 30513 | BB PRICE LTD | BBP9804 | 60 | Mike Chapman
Overhead Materials | Steelwork | 20MM SQ TAPER WASHER | N/A | WASHER TAPERED D M20 TO ESI 439606 | 30514 | WILLIAMS FASTENERS DIV N POWER TOOLS |  | 60 | Mike Chapman
Overhead Materials | Steelwork | 20MM SQ TAPER WASHER | N/A | WASHER TAPERED D M20 TO ESI 439606 | 30514 | BB PRICE LTD | BBP9795 | 60 | Mike Chapman
Overhead Materials | Steelwork | M16 SPRING WASHER | N/A | WASHER SPRING M16 GALVANISED | 30515 | WILLIAMS FASTENERS DIV N POWER TOOLS |  | 60 | Mike Chapman
Overhead Materials | Steelwork | M16 SPRING WASHER | N/A | WASHER SPRING M16 GALVANISED | 30515 | BB PRICE LTD | F/C0140 | 60 | Mike Chapman
Overhead Materials | Steelwork | M20 SPRING WASHER | N/A | WASHER SPRING M20 GALVANISED | 30516 | WILLIAMS FASTENERS DIV N POWER TOOLS |  | 60 | Mike Chapman
Overhead Materials | Steelwork | M20 SPRING WASHER | N/A | WASHER SPRING M20 GALVANISED | 30516 | BB PRICE LTD | F/C0173 | 60 | Mike Chapman
Overhead Materials | Steelwork | M20 RD/FLAT WASHER | N/A | WASHER ROUND (FLAT) FOR M20 BOLT, ESI 43-96 GALVANISED | 30517 | WILLIAMS FASTENERS DIV N POWER TOOLS |  | 60 | Mike Chapman
Overhead Materials | Steelwork | M20 RD/FLAT WASHER | N/A | WASHER ROUND (FLAT) FOR M20 BOLT, ESI 43-96 GALVANISED | 30517 | BB PRICE LTD | F/C0024 | 60 | Mike Chapman
Overhead Materials | Steelwork | M16 ROUND WASHER | N/A | WASHER,ROUND (FLAT) FOR M16 BOLT, ESI 43-96 GALVANISED | 30518 | WILLIAMS FASTENERS DIV N POWER TOOLS |  | 60 | Mike Chapman
Overhead Materials | Steelwork | M16 ROUND WASHER | N/A | WASHER,ROUND (FLAT) FOR M16 BOLT, ESI 43-96 GALVANISED | 30518 | BB PRICE LTD | F/C0023 | 60 | Mike Chapman
Overhead Materials | Steelwork | M12 RD GALV WASHER | N/A | WASHER,ROUND(FLAT) M12 BOLT, ESI 43-96 (REF.SS.5M) GALVANISED | 30519 | WILLIAMS FASTENERS DIV N POWER TOOLS |  | 60 | Mike Chapman
Overhead Materials | Steelwork | M12 RD GALV WASHER | N/A | WASHER,ROUND(FLAT) M12 BOLT, ESI 43-96 (REF.SS.5M) GALVANISED | 30519 | BB PRICE LTD | F/C0022 | 60 | Mike Chapman
Overhead Materials | Steelwork | EARTH BOND WASHER | N/A | EARTH BONDING WASHER SW43-96/2 | 30520 | BB PRICE LTD | S643/042 | 60 | Mike Chapman
Overhead Materials | Steelwork | M16 SQ TAPER WASHER | N/A | WASHER TAPERED SQUARE M16 ESI 4396 (SWEB 43.96/1) | 30521 | WILLIAMS FASTENERS DIV N POWER TOOLS |  | 60 | Mike Chapman
Overhead Materials | Steelwork | M16 SQ TAPER WASHER | N/A | WASHER TAPERED SQUARE M16 ESI 4396 (SWEB 43.96/1) | 30521 | BB PRICE LTD | S641/019 | 60 | Mike Chapman
Overhead Materials | Steelwork | M20 SQ CURVE WASHER | N/A | WASHER,SQUARE (CURVED) FOR M20 BOLT ESI 439605 | 30522 | WILLIAMS FASTENERS DIV N POWER TOOLS |  | 60 | Mike Chapman
Overhead Materials | Steelwork | M20 SQ CURVE WASHER | N/A | WASHER,SQUARE (CURVED) FOR M20 BOLT ESI 439605 | 30522 | BB PRICE LTD | BBP9126 | 60 | Mike Chapman
Overhead Materials | Steelwork | M20 SQ FLAT WASHER | N/A | WASHER,SQUARE (FLAT) FOR M20 BOLT ESI 439604 | 30523 | WILLIAMS FASTENERS DIV N POWER TOOLS |  | 60 | Mike Chapman
Overhead Materials | Steelwork | M20 SQ FLAT WASHER | N/A | WASHER,SQUARE (FLAT) FOR M20 BOLT ESI 439604 | 30523 | BB PRICE LTD | BBP9140 | 60 | Mike Chapman
Overhead Materials | Steelwork | M20 SQ TAP CUR WASH | N/A | SQUARE TAPER CURVE WASHER M20 20MM | 30524 | WILLIAMS FASTENERS DIV N POWER TOOLS |  | 60 | Mike Chapman
Overhead Materials | Steelwork | M20 SQ TAP CUR WASH | N/A | SQUARE TAPER CURVE WASHER M20 20MM | 30524 | BB PRICE LTD | BBP9127 | 60 | Mike Chapman
Overhead Materials | Steelwork | M12 SPRING WASHER | N/A | WASHER SPRING M12 GALVANISED | 30525 | WILLIAMS FASTENERS DIV N POWER TOOLS |  | 60 | Mike Chapman
Overhead Materials | Steelwork | M12 SPRING WASHER | N/A | WASHER SPRING M12 GALVANISED | 30525 | BB PRICE LTD | F/C0040 | 60 | Mike Chapman
Common Engineering Materials | Signs and Plates | DECAY D POLE PLATE | N/A | PLATE 'D' DECAYED POLE 1.5MM WHITE ABS TO DRG 43-97/15. | 30526 | BRISSCO SIGNS & GRAPHICS |  | N/A | N/A
Common Engineering Materials | Signs and Plates | SUSPECT S POLE PLATE | N/A | PLATE 'S' SUSPECT POLE 1.5MM WHITE ABS TO DRG 43-97/15. | 30527 | BRISSCO SIGNS & GRAPHICS |  | N/A | N/A
Overhead Materials | Steelwork | LV D IRON PIN | LV | PIN D IRON (LV) TO ESI 439512 C/W SPLIT PIN | 30530 | BB PRICE LTD | BBP9061 | N/A | N/A
Common Engineering Materials | Signs and Plates | DANGER DEATH PLATE | N/A | SAFETY SIGN 3MM ABS 4X13MM HOLES 315 X 300. DANGER OF DEATH NOTICE STEEL TOWERS. | 30531 | BRISSCO SIGNS & GRAPHICS |  | N/A | N/A
Common Engineering Materials | Signs and Plates | DANGER DEATH KEEPOFF | N/A | CURVED PLATE 'DANGER OF DEATH KEEP OFF' FOR WOOD POLE. | 30535 | BRISSCO SIGNS & GRAPHICS |  | N/A | N/A
Overhead Materials | Steelwork | TRANS PLATFORM ASS | N/A | TRANSFORMER PLATFORM ASSEMBLY SINGLE POLE 1000MM LONG TO DRAWING ESI 439523,ITEMS 1,2 AND 3 | 30540 | BB PRICE LTD | S641/052A | N/A | N/A
Overhead Materials | Steelwork | TRANS PLATFORM ASS | N/A | TRANSFORMER PLATFORM ASSEMBLY H POLE, 1930MM 100X75X10 BSUA | 30541 | BB PRICE LTD | S641/053 | N/A | N/A
Overhead Materials | Steelwork | TRANSFORMER PLATE | N/A | PLATE,TRANSFORMER,CLAMPING TO ESI 439529 | 30542 | BB PRICE LTD | BBP9084 | N/A | N/A
Overhead Materials | Steelwork | STEELWORK 11KV ABI | 11KV | ABI MOUNTING STEELWORK 11KV | 30543 | BB PRICE LTD | S641/101 | N/A | N/A
Common Engineering Materials | Signs and Plates | PLASTIC PME PLATE | N/A | RIGID PLATE 'PME' 1.5MM ASA PLASTIC TO SWEB DRG 43-97/11 | 30548 | BRISSCO SIGNS & GRAPHICS |  | N/A | N/A
Common Engineering Materials | Signs and Plates | GM TRAN DANGER PLATE | N/A | DANGER OF DEATH KEEP OUT TO DRG. SM74 DIMENSIONS 330 X 250, TO BS 5378 PT 1. DETAILS TO BE PRINTED ON LABEL:- WESTERN POWER DISTRIBUTION TEL NO: | 30551 | BRISSCO SIGNS & GRAPHICS |  | N/A | N/A
Overhead Materials | Helical Fittings | 70MM REPAIR SLEEVE | N/A | REPAIR SLEEVE FOR 70 SQ MM CONDUCTOR HORSE 3 = 1 | 30552 | PREFORMED LINE PRODUCTS (GB) LTD | RS 5303144R | 138 | Mike Chapman
Overhead Materials | Helical Fittings | 175MM REPAIR SLEEVE | N/A | REPAIR SLEEVE FOR 175 SQ MM CONDUCTOR LYNX 3 STRAPS = 1 | 30553 | PREFORMED LINE PRODUCTS (GB) LTD | RS 5303201R | 138 | Mike Chapman
Overhead Materials | Steelwork | ADJ STAY ROD TYPE 1 | N/A | ROD,STAY ADJUSTABLE TO ESI 439101 (TYPE 1) 7/3.25 | 30555 | BB PRICE LTD | BBP9821 | N/A | N/A
Overhead Materials | Steelwork | ADJ STAY ROD TYPE 2 | N/A | ROD STAY ADJUSTABLE TO ESI 439101 TYPE2 7/4.00 | 30556 | BB PRICE LTD | BBP9159 | N/A | N/A
Overhead Materials | Steelwork | 2100MM TIEROD TYPE 1 | N/A | ROD,TIE,M20,2100MM LONG TO ESI 439608 TYPE 1 | 30557 | BB PRICE LTD | BBP9128 | N/A | N/A
Overhead Materials | Steelwork | 450MM TIE ROD TYPE 2 | N/A | ROD TIE M20 450MM LONG TO ESI 439608 TYPE 2 | 30558 | BB PRICE LTD | BBP9129 | N/A | N/A
Overhead Materials | Steelwork | 330MM TIE ROD TYPE 3 | N/A | ROD TIE M20 330MM LONG TO ESI 439608 TYPE 3 | 30559 | BB PRICE LTD | BBP9130 | N/A | N/A
Overhead Materials | Steelwork | 20MM THIMBLE STAY | N/A | THIMBLE STAY 20MM TO ESI 439109 TYPE 1 | 30595 | BB PRICE LTD | BBP9264 | N/A | N/A
Overhead Materials | Steelwork | 25MM THIMBLE STAY | N/A | STAY THIMBLE 25MM 439109/2 | 30596 | BB PRICE LTD | BBP9264 | N/A | N/A
Overhead Materials | Steelwork | 20MM TURNBUCKLE | N/A | TURNBUCKLE 20MM | 30597 | BB PRICE LTD | S641/002 | N/A | N/A
Overhead Materials | Steelwork | 305X25X3MM FIX STRAP | N/A | FIXING,STRAP(T.1)305X25X3MM THICK FLAT BAR BS4229 P2 M | 30599 | BB PRICE LTD | S641/022 | N/A | N/A
Overhead Materials | Steelwork | M20 HOOK SCREW | N/A | SCREW,HOOK M20 | 30607 | BB PRICE LTD | BBP9032 | N/A | N/A
Underground Materials | Pipes, Ducts and Valves | 10FTX 2IN PVC CABLE SHEATH | N/A | CABLE GUARD 3M X 50MM PVC CABLE SHEATH 10FT X 2IN | 30608 | POLYPIPE CIVILS LTD | CG005X10 | 113 | Richard Summers
Underground Materials | Pipes, Ducts and Valves | 10FT X 3IN PVC CABLE SHEATH | N/A | CABLE SHEATH 10FT X 3IN PVC | 30609 | POLYPIPE CIVILS LTD | CG007X10 | 113 | Richard Summers
Overhead Materials | Stay Equipment - Not Blocks | 7/4.00 STAYGRIP DEAD | N/A | STAY GRIP DEAD END FOR 7/4.00 STRAND (RED) GDE1200GS | 30614 | PREFORMED LINE PRODUCTS (GB) LTD | GDE 1303438R | 138 | Mike Chapman
Overhead Materials | Stay Equipment - Not Blocks | 7/3.25 STAYGRIP DEAD | N/A | STAY GRIP DEAD END FOR 7/3.25 STRAND (BLACK) GDE0975GS | 30615 | PREFORMED LINE PRODUCTS (GB) LTD | GDE 1303432R | 138 | Mike Chapman
Overhead Materials | Stay Equipment - Not Blocks | 7/4.00 POLE TOP GRIP | N/A | STAY GRIP POLE TOP FOR 7/4.00 STRAND (ORANGE) PTML1200GS | 30616 | PREFORMED LINE PRODUCTS (GB) LTD | PTM 1313455 | 138 | Mike Chapman
Overhead Materials | Stay Equipment - Not Blocks | 7/3.25 POLE TOP GRIP | N/A | STAY GRIP POLE TOP FOR 7/3.25 STRAND (BLACK) PTML0975GS | 30617 | PREFORMED LINE PRODUCTS (GB) LTD | PTM 1313456 | 138 | Mike Chapman
Overhead Materials | Stay Equipment - Not Blocks | 7/3.25 STAY SPLICE | N/A | STAY SPLICE FOR 7/3.25 STRAND (BLACK) | 30619 | PREFORMED LINE PRODUCTS (GB) LTD | LS2807432R | 138 | Mike Chapman
Overhead Materials | Stay Equipment - Not Blocks | 7/4.00 STAY SPLICE | N/A | STAY SPLICE FOR 7/4.00 STRAND (RED) | 30620 | PREFORMED LINE PRODUCTS (GB) LTD | LS 2807438R | 138 | Mike Chapman
Overhead Materials | Stay Equipment - Not Blocks | 7/4.00 STAY WIRE | LV/HV | STAYWIRE 7/4.00MM | 30621 | ALLIED CONDUCTORS LTD |  | N/A | N/A
Overhead Materials | Stay Equipment - Not Blocks | 7/3.25 STAY WIRE | LV/HV | STAYWIRE 7/3.25MM | 30622 | ALLIED CONDUCTORS LTD |  | N/A | N/A
Overhead Materials | Helical Fittings | 16MM CU STR TOP TIE | N/A | TOP TIE BIND FOR 16SQMM HD COPPER (BROWN) BRASS 92MM NECK DT5970916RP | 30629 | PREFORMED LINE PRODUCTS (GB) LTD | DT 5970916RP | 138 | Mike Chapman
Overhead Materials | Helical Fittings | 16MM CU ANG SIDE TIE | N/A | SIDE TIE BIND FOR 16SQMM HD COPPER (BROWN) 92MM NECK GFST5680916RP | 30630 | PREFORMED LINE PRODUCTS (GB) LTD | GFST 5680916RP | 138 | Mike Chapman
Overhead Materials | Helical Fittings | 16MM CU SNG TOP TIE | N/A | TOP TIE BIND FOR 16SQMM HD COPPER (BROWN) BRASS DT5970716RP | 30631 | PREFORMED LINE PRODUCTS (GB) LTD | DT 5970716RP | 138 | Mike Chapman
Overhead Materials | Helical Fittings | 16MM CU ANG SIDE TIE | N/A | SIDE TIE BIND FOR 16SQMM HD COPPER (BROWN) PN16 GFST5680716RP | 30632 | PREFORMED LINE PRODUCTS (GB) LTD | GFST 5680716RP | 138 | Mike Chapman
Overhead Materials | Helical Fittings | 25MM CU STR TOP TIE | N/A | TOP TIE BIND FOR 25SQMM HD COPPER (ORANGE) DT5970718RP | 30633 | PREFORMED LINE PRODUCTS (GB) LTD | DT5970718RP | 138 | Mike Chapman
Overhead Materials | Helical Fittings | 25MM CU ANG SIDE TIE | N/A | SIDE TIE BIND FOR 25SQMM HD COPPER (ORANGE) PN16 GFST5680718RP | 30634 | PREFORMED LINE PRODUCTS (GB) LTD | GFST 5680718RP | 138 | Mike Chapman
Overhead Materials | Helical Fittings | 25MM CU STR TOP TIE | N/A | TOP TIE BIND FOR 25SQMM HD COPPER (ORANGE) BRASS 92MM NECK DT5970918RP | 30635 | PREFORMED LINE PRODUCTS (GB) LTD | DT 5970918RP | 138 | Mike Chapman
Overhead Materials | Helical Fittings | 25MM CU ANG SIDE TIE | N/A | SIDE TIE BIND FOR 25SQMM HD COPPER (ORANGE) 92MM NECK GFST5680918RP | 30636 | PREFORMED LINE PRODUCTS (GB) LTD | GFST 5680918RP | 138 | Mike Chapman
Overhead Materials | Helical Fittings | 25MM AL/AL TOP TIE | N/A | TOP TIE BIND FOR 25SQMM AL ALLOY (ORANGE) DT5070718 | 30637 | PREFORMED LINE PRODUCTS (GB) LTD | DT 5070718RP | 138 | Mike Chapman
Overhead Materials | Helical Fittings | 25MM AL/AL ANG SIDE | N/A | SIDE TIE BIND FOR 25SQMM AL ALLOY (ORANGE) GFST580718RP | 30638 | PREFORMED LINE PRODUCTS (GB) LTD | GFST 5080718RP | 138 | Mike Chapman
Overhead Materials | Helical Fittings | 25MM AL/AL TOP TIE | N/A | TOP TIE BIND FOR 25SQMM AL ALLOY (ORANGE) 92MM NECK DT5070918RP | 30639 | PREFORMED LINE PRODUCTS (GB) LTD | DT 5070918RP | 138 | Mike Chapman
Overhead Materials | Helical Fittings | 25MM AL/AL SIDE TIE | N/A | SIDE TIE BIND FOR 25SQMM AL ALLOY (ORANGE) 92MM NECK GFST5080918RP | 30640 | PREFORMED LINE PRODUCTS (GB) LTD | GFST 5080918RP | 138 | Mike Chapman
Overhead Materials | Helical Fittings | 40MM AL/AL TOP TIE | N/A | TOP TIE BIND FOR 40SQMM AL ALLOY (RED) DT5070722RP | 30641 | PREFORMED LINE PRODUCTS (GB) LTD | DT 5070722RP | 138 | Mike Chapman
Overhead Materials | Helical Fittings | 40MM AL/AL ANG SIDE | N/A | SIDE TIE BIND FOR 40SQMM AL ALLOY (RED) GFST5080722RP | 30642 | PREFORMED LINE PRODUCTS (GB) LTD | GFST 5080722RP | 138 | Mike Chapman
Overhead Materials | Helical Fittings | 40MM AL/AL TOP TIE | N/A | TOP TIE BIND FOR 40SQMM AL ALLOY (RED) 92MM NECK DT5070922RP | 30643 | PREFORMED LINE PRODUCTS (GB) LTD | DT 5070922RP | 138 | Mike Chapman
Overhead Materials | Helical Fittings | 32MM CU STR TOP TIE | N/A | TOP TIE BIND FOR 32SQMM HD COPPER (RED) DT5970722RP | 30645 | PREFORMED LINE PRODUCTS (GB) LTD | DT 5970722RP | 138 | Mike Chapman
Overhead Materials | Helical Fittings | 32/38MM CU SIDE TIE | N/A | SIDE TIE BIND FOR 32SQMM HD COPPER (RED) GFST5680722RP | 30646 | PREFORMED LINE PRODUCTS (GB) LTD | GFST 5680722RP | 138 | Mike Chapman
Overhead Materials | Helical Fittings | 32MM CU TOP TIE | N/A | TOP TIE BIND FOR 32SQMM HD COPPER (RED) 92MM NECK DT5970922RP | 30647 | PREFORMED LINE PRODUCTS (GB) LTD | DT 5970922RP | 138 | Mike Chapman
Overhead Materials | Helical Fittings | 32MM CU ANG SIDE TIE | N/A | SIDE TIE BIND FOR 32SQMM HD COPPER (RED) 92MM NECK GFST5680922RP | 30648 | PREFORMED LINE PRODUCTS (GB) LTD | GFST 5680922RP | 138 | Mike Chapman
Overhead Materials | Helical Fittings | 32MM CU LV TERM BIND | N/A | LV TERMINATION BIND FOR 32SQMM HD COPPER (BLACK) LVDE5615409R | 30649 | PREFORMED LINE PRODUCTS (GB) LTD | LVDE 5615409R | 138 | Mike Chapman
Overhead Materials | Helical Fittings | 70MM CU LV TERM BIND | N/A | LV TERMINATION BIND FOR 70SQMM HD COPPER (WHITE) LVDE5615417R | 30650 | PREFORMED LINE PRODUCTS (GB) LTD | LVDE 5615417R | 138 | Mike Chapman
Overhead Materials | Helical Fittings | 50MM AL LV TERM BIND | N/A | LV TERMINATION BIND FOR 50SQMM ALUM (ORANGE) LVDE5015407R | 30651 | PREFORMED LINE PRODUCTS (GB) LTD | LVDE 5015407R | 138 | Mike Chapman
Overhead Materials | Helical Fittings | 100MMALI LV TERMBIND | N/A | LV TERMINATION BIND FOR 100SQMM ALUM (RED) LVDE5015413R | 30652 | PREFORMED LINE PRODUCTS (GB) LTD | LVDE 5015413R | 138 | Mike Chapman
Overhead Materials | Helical Fittings | 70MM CU PVC TERMBIND | N/A | LV TERMINATION BIND FOR 70SQMM HD CU PVC (YELLOW) LVDE5715577R | 30654 | PREFORMED LINE PRODUCTS (GB) LTD | LVDE 5715577R | 138 | Mike Chapman
Overhead Materials | Helical Fittings | 50MM AL PVC TERMBIND | N/A | LV TERMINATION BIND FOR 50SQMM ALUM PVC (GREEN) LVDE5715537R | 30655 | PREFORMED LINE PRODUCTS (GB) LTD | LVDE 5715537R | 138 | Mike Chapman
Overhead Materials | Helical Fittings | 100MM ALPVC TERMBIND | N/A | LV TERMINATION BIND FOR 100SQMM ALUM PVC (BROWN) LVDE5715543R | 30656 | PREFORMED LINE PRODUCTS (GB) LTD | LVDE 5715543R | 138 | Mike Chapman
Overhead Materials | Helical Fittings | 32MM LV CU TIE BIND | N/A | LV TIE BIND FOR 32SQMM HD COPPER (BLACK) LVT5623869RN | 30657 | PREFORMED LINE PRODUCTS (GB) LTD | LVT 5623869RN | 138 | Mike Chapman
Overhead Materials | Helical Fittings | 70MM LV CU TIE BIND | N/A | LV TIE BIND FOR 70SQMM HD COPPER (WHITE) LVT5623877RN | 30658 | PREFORMED LINE PRODUCTS (GB) LTD | LVT 5623877RN | 138 | Mike Chapman
Overhead Materials | Helical Fittings | 50MM LV ALI TIE BIND | N/A | LV TIE BIND FOR 50SQMM ALUM (ORANGE) LVT5023867RN | 30659 | PREFORMED LINE PRODUCTS (GB) LTD | LVT 5023867 RN | 138 | Mike Chapman
Overhead Materials | Helical Fittings | 100MMLV ALI TIE BIND | N/A | LV TIE BIND FOR 100SQMM ALUM (RED) LVT5023873RN | 30660 | PREFORMED LINE PRODUCTS (GB) LTD | LVT 5023873RN | 138 | Mike Chapman
Overhead Materials | Helical Fittings | 32MMCUPVC LV TIEBIND | N/A | LV TIE BIND FOR 32SQMM HD COPPER PVC (BLUE) LVT5723868RN | 30661 | PREFORMED LINE PRODUCTS (GB) LTD | LVT 5723868RN | 138 | Mike Chapman
Overhead Materials | Helical Fittings | 70MMCUPVC LV TIEBIND | N/A | LV TIE BIND FOR 70SQMM HD COPPER PVC (YELLOW) LVT5723877RN | 30662 | PREFORMED LINE PRODUCTS (GB) LTD | LVT 5723877RN | 138 | Mike Chapman
Overhead Materials | Helical Fittings | 50MM ALI PVC LV TIE | N/A | LV TIE BIND FOR 50SQMM ALUM PVC (GREEN) LVT572383RN | 30663 | PREFORMED LINE PRODUCTS (GB) LTD | LVT 5723837RN | 138 | Mike Chapman
Overhead Materials | Helical Fittings | 100MM ALIPVC LV TIE | N/A | LV TIE BIND FOR 100SQMM ALUM PVC (BROWN) LVT5723843RN | 30664 | PREFORMED LINE PRODUCTS (GB) LTD | LVT 5723843RN | 138 | Mike Chapman
Overhead Materials | Helical Fittings | 100MM CU TOPTIE 33KV | N/A | TOP TIE BIND FOR 100SQMM HD COPPER (ORANGE) DOUBLE TOP BIND DDT5671428RP | 30665 | PREFORMED LINE PRODUCTS (GB) LTD | DDT 5671428RP | 138 | Mike Chapman
Overhead Materials | Helical Fittings | 100MM CU ANG SIDETIE | N/A | SIDE TIE BIND FOR 100SQMM HD COPPER (ORANGE) 120MM NECK GFST5681428RP | 30666 | PREFORMED LINE PRODUCTS (GB) LTD | GFST 5681428RP | 138 | Mike Chapman
Overhead Materials | Helical Fittings | 150MM CU STR TOP TIE | N/A | TOP TIE BIND FOR 150SQMM HD COPPER (PURPLE) 120MM NECK DDT5671432RP | 30667 | PREFORMED LINE PRODUCTS (GB) LTD | DDT 5671432RP | 138 | Mike Chapman
Overhead Materials | Helical Fittings | 150MM CU ANG SIDETIE | N/A | SIDE TIE BIND FOR 150SQMM HD COPPER (PURPLE) 120MM NECK GFST5681432RP | 30668 | PREFORMED LINE PRODUCTS (GB) LTD | GFST 5681432RP | 138 | Mike Chapman
Overhead Materials | Helical Fittings | 70MMCU ST TOPTIE33KV | N/A | DOUBLE TOP TIE BIND FOR 70SQMM HD COPPER (BLUE) DDT5671426RP | 30669 | PREFORMED LINE PRODUCTS (GB) LTD | DDT 5671426RP | 138 | Mike Chapman
Overhead Materials | Helical Fittings | 70MM CU SIDETIE 33KV | N/A | SIDE TIE BIND FOR 70SQMM HD COPPER (BLUE) 120MM NECK GFST5681426RP | 30670 | PREFORMED LINE PRODUCTS (GB) LTD | GFST 5681426RP | 138 | Mike Chapman
Overhead Materials | Helical Fittings | 70MM CU STR TOPTIE | N/A | DOUBLE TOP TIE BIND FOR 70SQMM HD COPPER (BLUE) DDT5970726RP | 30673 | PREFORMED LINE PRODUCTS (GB) LTD | DDT 5970726RP | 138 | Mike Chapman
Overhead Materials | Helical Fittings | 70MM CU ANG SIDETIE | N/A | SIDE TIE BIND FOR 70SQMM HD COPPER (BLUE) GFST5680726RP | 30674 | PREFORMED LINE PRODUCTS (GB) LTD | GFST 5680726RP | 138 | Mike Chapman
Overhead Materials | Helical Fittings | 100MM CU TOPTIE 11KV | N/A | DOUBLE TOP TIE BIND FOR 100SQMM HD COPPER ORANGE DDT5970728RP | 30675 | PREFORMED LINE PRODUCTS (GB) LTD | DDT5970728RP | 138 | Mike Chapman
Overhead Materials | Helical Fittings | 100MM CU ANG SIDETIE | N/A | SIDE TIE BIND FOR 100SQMM HD COPPER (ORANGE) GFST5680728RP | 30676 | PREFORMED LINE PRODUCTS (GB) LTD | GFST5680728RP | 138 | Mike Chapman
Overhead Materials | Helical Fittings | 70MM PN221 TOP TIE | N/A | DOUBLE TOP TOP TIE BIND FOR 70SQMM HD COPPER (BLUE) DDT5970926RP | 30677 | PREFORMED LINE PRODUCTS (GB) LTD | DDT5970926-RP | 138 | Mike Chapman
Overhead Materials | Helical Fittings | 70MM CU SIDE TIE | N/A | SIDE TIE BIND FOR 70SQMM HD COPPER (BLUE) 120MM NECK GFST5680926RP | 30678 | PREFORMED LINE PRODUCTS (GB) LTD | GFST 5680926RP | 138 | Mike Chapman
Overhead Materials | Helical Fittings | 100MM CU TOP TIE | N/A | TOP TIE BIND FOR 100SQMM HD COPPER (ORANGE) DDT5970928-RP 92MM NECK | 30679 | PREFORMED LINE PRODUCTS (GB) LTD | DDT5970928-RP | 138 | Mike Chapman
Overhead Materials | Helical Fittings | 100MM CU SIDE TIE | N/A | SIDE TIE BIND FOR 100SQMM HD COPPER (ORANGE) GFST5680928RP | 30680 | PREFORMED LINE PRODUCTS (GB) LTD | GFST5680928RP | 138 | Mike Chapman
Overhead Materials | ABC Fittings | SERVICE CBL DIST BOX | LV | DISTRIBUTION BOX SERVICE CABLE | 30683 | SICAME ELECTRICAL DEVELOPMENTS LTD | 54611-61 | 135 | Mike Chapman
Overhead Materials | ABC Fittings | SERVICE CBL DIST BOX | LV | DISTRIBUTION BOX SERVICE CABLE | 30683 | WT HENLEY DIV OF SICAME UK LTD | 54611-61 | 135 | Mike Chapman
Common Engineering Materials | Cable Accessories | PLASTIC SPACE UNIT E | N/A | SPACER UNIT PLASTIC TYPE E6.55 TO 8.88 | 30689 | PREFORMED LINE PRODUCTS (GB) LTD | PS3710405R | 138 | Mike Chapman
Common Engineering Materials | Cable Accessories | PLASTIC SPACE UNIT F | N/A | SPACER UNIT PLASTIC TYPE F GREEN 8.89 TO 12.04 | 30690 | PREFORMED LINE PRODUCTS (GB) LTD | PS3710406R | 138 | Mike Chapman
Common Engineering Materials | Cable Accessories | PLASTIC SPACE UNIT G | N/A | SPACER UNIT PLASTIC TYPE G YELLOW 12.07 TO 16.35 | 30691 | PREFORMED LINE PRODUCTS (GB) LTD | PS3710407R | 138 | Mike Chapman
Cables | Multi Pair and Multi Core Cables | 7 PAIR MULTIPAIR CBL | LV | 7 PAIR MULTI-PAIR PILOT CABLE1/0.8 COPPER CONDUCTOR MULTI-PAIR CABLES POLYETHYLENEINSULATED POLYETHYLENE SHEATHED,WITH PETROLEUM JELLYFILLING SINGLE WIRE ARMOURED AND PVC SHEATH | 30745 | TRATOS LIMITED |  | 78 | Richard Summers
Cables | Multi Pair and Multi Core Cables | 7 PAIR MULTIPAIR CBL | LV | 7 PAIR MULTI-PAIR PILOT CABLE1/0.8 COPPER CONDUCTOR MULTI-PAIR CABLES POLYETHYLENEINSULATED POLYETHYLENE SHEATHED,WITH PETROLEUM JELLYFILLING SINGLE WIRE ARMOURED AND PVC SHEATH | 30745 | TELE-FONIKA KABLE GROUP | G-013865 | 78 | Richard Summers
Cables | Multi Pair and Multi Core Cables | 19 PAIR MULTIPAIR CABLE SWA | LV | 19 PAIR MULTI-PAIR PILOT CABLE 1/0.8 CU CONDUCTOR MULTI-PAIR CABLES POLYETHYLENEINSULATED POLYETHYLENE SHEATHED,WITH PETROLEUM JELLYFILLING SINGLE WIRE ARMOURED AND PVC SHEATH | 30746 | TRATOS LIMITED |  | 78 | Richard Summers
Cables | Multi Pair and Multi Core Cables | 19 PAIR MULTIPAIR CABLE SWA | LV | 19 PAIR MULTI-PAIR PILOT CABLE 1/0.8 CU CONDUCTOR MULTI-PAIR CABLES POLYETHYLENEINSULATED POLYETHYLENE SHEATHED,WITH PETROLEUM JELLYFILLING SINGLE WIRE ARMOURED AND PVC SHEATH | 30746 | TELE-FONIKA KABLE GROUP | G-013871 | 78 | Richard Summers
Cables | Multi Pair and Multi Core Cables | 37 PAIR MULTIPAIR CB | LV | 37 PAIR MULTI-PAIR PILOT CABLE 1/0.8 COPPER CONDUCTOR MULTI-PAIR CABLES POLYETHYLENE INSULATED POLYETHYLENE SHEATHED,WITH PETROLEUM JELLY FILLING SINGLE WIRE ARMOURED AND PVC SHEATH | 30747 | TRATOS LIMITED |  | 78 | Richard Summers
Cables | Multi Pair and Multi Core Cables | 37 PAIR MULTIPAIR CB | LV | 37 PAIR MULTI-PAIR PILOT CABLE 1/0.8 COPPER CONDUCTOR MULTI-PAIR CABLES POLYETHYLENE INSULATED POLYETHYLENE SHEATHED,WITH PETROLEUM JELLY FILLING SINGLE WIRE ARMOURED AND PVC SHEATH | 30747 | TELE-FONIKA KABLE GROUP | G-013880 | 78 | Richard Summers
Cables | Multi Pair and Multi Core Cables | 2.5MM 7C MULTI CABLE | LV | 2.5MM 7C STRANDED COPPER CONDUCTORS | 30750 | TRATOS LIMITED |  | 80 | Richard Summers
Cables | Multi Pair and Multi Core Cables | 2.5MM 7C MULTI CABLE | LV | 2.5MM 7C STRANDED COPPER CONDUCTORS | 30750 | TELE-FONIKA KABLE GROUP | G-008536 | 80 | Richard Summers
Cables | Multi Pair and Multi Core Cables | 2.5MM 12C MULTI CBL | LV | 2.5MM 12C STRANDED COPPER CONDUCTORS | 30751 | TRATOS LIMITED |  | 80 | Richard Summers
Cables | Multi Pair and Multi Core Cables | 2.5MM 12C MULTI CBL | LV | 2.5MM 12C STRANDED COPPER CONDUCTORS | 30751 | TELE-FONIKA KABLE GROUP | G-008537 | 80 | Richard Summers
Cables | Multi Pair and Multi Core Cables | 2.5MM 19C MULTI CBL | LV | 2.5MM 19C STRANDED COPPER CONDUCTORS | 30752 | TRATOS LIMITED |  | 80 | Richard Summers
Cables | Multi Pair and Multi Core Cables | 2.5MM 19C MULTI CBL | LV | 2.5MM 19C STRANDED COPPER CONDUCTORS | 30752 | TELE-FONIKA KABLE GROUP | G-008539 | 80 | Richard Summers
Cables | Multi Pair and Multi Core Cables | 2.5MM 27C MULTI CBL | LV | 2.5MM 27C STRANDED COPPER CONDUCTORS | 30753 | TRATOS LIMITED |  | 80 | Richard Summers
Cables | Multi Pair and Multi Core Cables | 2.5MM 27C MULTI CBL | LV | 2.5MM 27C STRANDED COPPER CONDUCTORS | 30753 | TELE-FONIKA KABLE GROUP | G-008540 | 80 | Richard Summers
Common Engineering Materials | Cable Accessories | LINK DISCONNECT 4WAY | LV | 4 WAY LINK BOX INCL ACCESS CHAMBER AND COVER | 30808 | PRYSMIAN CABLES AND SYSTEMS LTD | CGBU82407000L | 114 | Richard Summers
Common Engineering Materials | Cable Accessories | LINK DISCONNECT 4WAY | LV | 4 WAY LINK BOX INCL ACCESS CHAMBER AND COVER | 30808 | SICAME ELECTRICAL DEVELOPMENTS LTD | HMFLBLVD/4/3C/MK3 | 114 | Richard Summers
Common Engineering Materials | Cable Accessories | LINK DISCONNECT 2WAY | LV | 2 WAY LINK BOX INCL ACCESS CHAMBER AND COVER | 30809 | PRYSMIAN CABLES AND SYSTEMS LTD | CGBU82207000L | 114 | Richard Summers
Common Engineering Materials | Cable Accessories | LINK DISCONNECT 2WAY | LV | 2 WAY LINK BOX INCL ACCESS CHAMBER AND COVER | 30809 | SICAME ELECTRICAL DEVELOPMENTS LTD | HMFLBLVD/2/3C/MK3 | 114 | Richard Summers
Common Engineering Materials | Cable Accessories | INSULATED LINK TOOL | LV | INSULATED LINK REMOVAL TOOL FOR SICAME LDB | 30811 | PRYSMIAN CABLES AND SYSTEMS LTD | CGBU88010002 | 114 | Richard Summers
Common Engineering Materials | Streetlighting Cutouts | 25A CNE S/L CUTOUT | LV | CUTOUT 25AMP STREET LIGHTING PME WITH IPC PHASE CONNECTOR AND CLEAR SEALING COVER. | 30842 | LUCY ELECTRIC UK LIMITED | THM0041767 | 116 | Richard Brady
Common Engineering Materials | Streetlighting Cutouts | 25A SNE S/L CUTOUT | LV | 25A SNE STREET LIGHT CUTOUT WITH IPC PHASE CONNECTOR AND CLEAR SEALING COVER. | 30843 | LUCY ELECTRIC UK LIMITED | THM0048847 | 116 | Richard Brady
Common Engineering Materials | Heavy Duty Cut outs | 300A S/P HD CUTOUT | LV | CUTOUT 300AMP HEAVY DUTY CUTOUT-TYPE 1 CABLE TERMS | 30854 | LUCY ELECTRIC UK LIMITED |  | 117 | Richard Summers
Common Engineering Materials | Cable Accessories | 300A NEUT CONN BOX | LV | NEUTRAL CONNECTION BOX FOR USE WITH MC300 LUCY REF 0640019009 | 30865 | LUCY ELECTRIC UK LIMITED | 640019009 | 117 | Richard Summers
Overhead Materials | Connectors - Compression (Overhead) | CLEAT SC 33KV 185MM | 33Kv | ATLAS CLEAT - SINGLE CABLE 46.6MM HEAVY DUTY GALV | 30868 | ELLIS PATENTS LTD | AR2-A12-SB-HDG- | N/A | N/A
Overhead Materials | Connectors - Compression (Overhead) | CLEAT TR 33KV 185300 | 33Kv | ATLAS CLEAT FOR TREFOIL CABLE 46.6MM HEAVY DUTY GALV | 30869 | ELLIS PATENTS LTD | AR3-A36-TB-HDG- | N/A | N/A
Underground Materials | Connectors - Mechanical (Underground) | 185MM BRASS CONN ST | 33kV | 185 BRASS V CONNECTOR VTPB21UTB | 30870 | TYCO ELECTRONICS UK LIMITED | BAH-022110046 | 112 | Richard Summers
Underground Materials | Connectors - Mechanical (Underground) | OD ENDLUG 240-400 3 BOLT | 33kV | BRASS 3 BOLT END LUG 240MM TO 400MM VETB28-OHUTB 33KV | 30874 | TYCO ELECTRONICS UK LIMITED | BAH-024030090 | 112 | Richard Summers
Common Engineering Materials | Cable Accessories | SPRING CLIP BAG 30 | LV | CLIP SPRING STEEL (BAG OF 30)1201/30 | 30884 | TYCO ELECTRONICS UK LIMITED | BAH-038070347 | 106 | Richard Summers
Underground Materials | Connectors - Mechanical (Underground) | 95MM ST CONNECTOR | LV | 95MM ST CONNECTOR UST 95 | 30888 | TYCO ELECTRONICS UK LIMITED | BAH-032020079 | 107 | Richard Summers
Underground Materials | Connectors - Mechanical (Underground) | 185MM ST CONNECTOR | LV | 185MM ST CONNECTOR UST 195 | 30889 | TYCO ELECTRONICS UK LIMITED | BAH-032020080 | 107 | Richard Summers
Underground Materials | Connectors - Mechanical (Underground) | 300MM ST CONNECTOR | LV | 300MM ST CONNECTOR UST 300 | 30890 | TYCO ELECTRONICS UK LIMITED | BAH-032020081 | 107 | Richard Summers
Underground Materials | Connectors - Mechanical (Underground) | CONN-BRANCH-UBR 95 | LV | CONNECTOR-BRANCH UBR 95 | 30891 | TYCO ELECTRONICS UK LIMITED | BAH-033020068 | 107 | Richard Summers
Underground Materials | Connectors - Mechanical (Underground) | CONN-BRANCH-UBR 185 | LV | CONNECTOR-BRANCH UBR 185 | 30892 | TYCO ELECTRONICS UK LIMITED | BAH-033020069 | 107 | Richard Summers
Underground Materials | Connectors - Mechanical (Underground) | CONNECTOR-BRANCH | LV | CONNECTOR-BRANCH UBR 300 | 30893 | TYCO ELECTRONICS UK LIMITED | BAH 033000070 | 107 | Richard Summers
Common Engineering Materials | Cable Accessories | CHAMBER&COVER 4W SIC | LV | PIT FRAME AND COVER TO SUIT 874/10100 GRP CHAMBER & CONCRETE COVER FOR SICAME 4 WAY BOX | 30911 | PRYSMIAN CABLES AND SYSTEMS LTD | U8209002 | 114 | Richard Summers
Underground Materials | Glands | HAWKE CABLGLAND 4-7C | LV | HAWKE BRASS CABLE TERMINAL CABLE GLAND SIZE M20, COMPLETE WITH LOCKNUT, EARTH TAG, WASHERAND SHROUD SUITABLE FOR 4 AND 7 CORE 2.5 SQMM MULTICORE. | 30933 | THORNE & DERRICK BARNBURY ENT LTD | 153RAC-A | N/A | N/A
Underground Materials | Glands | HAWKE CABLEGLAND 12C | LV | HAWKE BRASS CABLE TERMINAL CABLE GLAND SIZE M25, COMPLETE WITH LOCKNUT, EARTH TAG, WASHERAND SHROUD SUITABLE FOR 12 CORE 2.5 SQMM MULTICORE. | 30934 | THORNE & DERRICK BARNBURY ENT LTD | 153RAC-B | N/A | N/A
Underground Materials | Compounds | COMPOUND-PLASTIC | N/A | COMPOUND-PLASTIC R391 | 30947 | PRYSMIAN CABLES AND SYSTEMS LTD | R391 | N/A | N/A
Underground Materials | Connectors - Mechanical (Underground) | IPC SSIP35 CONN | LV | INSULATION PIERCING SERVICE CONN SSIP35 | 30948 | SICAME ELECTRICAL DEVELOPMENTS LTD | HMFMCMB21/3/SHR | 107 | Richard Summers
Underground Materials | Connectors - Mechanical (Underground) | TA1 CONNECTOR | LV | TA1 CONNECTOR - MECHANICAL | 30969 | TYCO ELECTRONICS UK LIMITED | BAH-035050011 | 107 | Richard Summers
Underground Materials | Connectors - Mechanical (Underground) | TA2 CONNECTOR | LV | TA2 CONNECTOR - MECHANICAL | 30971 | TYCO ELECTRONICS UK LIMITED | BAH-035050012 | 107 | Richard Summers
Common Engineering Materials | Cable Accessories | GAUZE BRASS PK 50X70 | LV | GAUZE BRASS PK 50X70 GA5070 | 31007 | TYCO ELECTRONICS UK LIMITED | BAH-038070049 | 107 | Richard Summers
Common Engineering Materials | Cable Accessories | GAUZE BRASS 50X100MM | LV | GAUZE BRASS 50X100MM GA50100 | 31008 | TYCO ELECTRONICS UK LIMITED | BAH-038070048 | 107 | Richard Summers
Underground Materials | Joint Kits and Jointing | SEALING PUTTY 0.45KG | LV | SEALING PUTTY 0.45KG PACK | 31093 | TYCO ELECTRONICS UK LIMITED | BAH-018070611 | 106 | Richard Summers
Underground Materials | Resins | RESIN COLDPOUR 5LTR | LV | RESIN 5 LITRE, COLD POUR POLYURETHANE | 31095 | WT HENLEY DIV OF SICAME UK LTD |  | 105 | Richard Summers
Underground Materials | Resins | RESIN COLDPOUR 5LTR | LV | RESIN 5 LITRE, COLD POUR POLYURETHANE | 31095 | TE CONNECTIVITY SOLUTIONS GMBH | CU2425-000 | 105 | Richard Summers
Underground Materials | Resins | RESIN COLDPOUR 6.5L | LV | RESIN 6.5LTR COLD POUR POLYURETHENE | 31096 | WT HENLEY DIV OF SICAME UK LTD |  | 105 | Richard Summers
Underground Materials | Resins | RESIN COLDPOUR 6.5L | LV | RESIN 6.5LTR COLD POUR POLYURETHENE | 31096 | TE CONNECTIVITY SOLUTIONS GMBH | CU2426-000 | 105 | Richard Summers
Underground Materials | Heat-shrink | 4C16-25PILC POTEND | LV | POT END KIT SMOE 80934 - 4C16-25 PILC | 31139 | REPL INTERNATIONAL LTD | RHLES-16-25P-4 | 108 | Richard Summers
Underground Materials | Heat-shrink | 10MM THINWALLTUBE BK | LV | THINWALLTUBING - 10MM DIA. BLK 10MM X 100MTR PART NO RITTU 2:1 - 9.5/4.8 - 100M (BK). | 31144 | REPL INTERNATIONAL LTD | RITTU2:1-9.5/4.8-100 | 108 | Richard Summers
Underground Materials | Heat-shrink | 13MM THINWALLTUBE BK | LV | THINWALLTUBING - 13MM DIA. BLK 13MM X 100MTR RITTU 2:1 - 12.7/6.4 - 100M (BK). | 31148 | REPL INTERNATIONAL LTD | RITTU2:1-12.7/6.4- | 108 | Richard Summers
Underground Materials | Heat-shrink | 19MM THINWALLTUBE BK | LV | THINWALLTUBING 19MM DIA BLK 19MM X 50 MTR. PART NO RITTU 2:1 19.1/10 - 50M (BK) | 31152 | REPL INTERNATIONAL LTD |  | 108 | Richard Summers
Underground Materials | Heat-shrink | 25MM THINWALLTUBE BK | LV | THINWALLTUBING - 25MM DIA. BLK 25MM X 50 MTR PART NO RITTU 2:1 - 25/13 - 50M (BK). | 31154 | REPL INTERNATIONAL LTD |  | 108 | Richard Summers
Underground Materials | Heat-shrink | 32MM THINWALLTUBE BK | LV | THIN WALL TUBING-32MM DIA. BLK 32MM X 50 MTR PART NO RITTU 2 :1 - 32/16 - 50M (BK). | 31156 | REPL INTERNATIONAL LTD |  | 108 | Richard Summers
Underground Materials | Heat-shrink | 38MM THINWALLTUBE BK | LV | THIN WALL TUBING-38MM DIA. BLK 38MM 50 MTR PART NO RITTU 2:1 - 38/19 - 50M (BK). | 31157 | REPL INTERNATIONAL LTD |  | 108 | Richard Summers
Underground Materials | Heat-shrink | 51MM THINWALLTUBE BK | LV | THIN WALL TUBING-51MM DIA. BLK (25M COIL) PART NO RITTU 2:1 - 51/25 - 50M (BK). | 31158 | REPL INTERNATIONAL LTD |  | 108 | Richard Summers
Underground Materials | Heat-shrink | MEDWALL TUBG 100/30 | LV | MED WALL TUBING (MASTIC) 350MM LONG, 100/30 MM DIA RIMTA 100/30 - 350MM. | 31163 | REPL INTERNATIONAL LTD |  | 108 | Richard Summers
Underground Materials | Heat-shrink | MED TUBE 52/16MM | LV | MED WALL TUBING 52/16 MM DIA (25M COIL). RIMTU 52/16 -25M | 31164 | REPL INTERNATIONAL LTD | RIMU 52/16-25M | 108 | Richard Summers
Underground Materials | Heat-shrink | 33/10 BLACK MED TUBE | LV | MED WALL TUBING 33/10 MM DIA (25M COIL) RIMTU 33/10 - 25M. | 31165 | REPL INTERNATIONAL LTD | RIMU 33/10-30M | 108 | Richard Summers
Underground Materials | Heat-shrink | 250MM HEAVYWALL TUB | LV | HEAVY WALL TUBING (MASTIC) 250MM LONG 80/22 MM DIA. | 31169 | REPL INTERNATIONAL LTD |  | 108 | Richard Summers
Underground Materials | Heat-shrink | 350MM HEAVYWALL TUB | LV | HEAVY WALL TUBING (MASTIC),350MM LONG, 140/37MM DIA. | 31170 | REPL INTERNATIONAL LTD |  | 108 | Richard Summers
Underground Materials | Heat-shrink | 35MM 2C BREAKOUT | LV | BREAKOUT BOOTS FOR 2 CORE CABLES UP TO 35 SQ MM | 31176 | REPL INTERNATIONAL LTD | EB2-30-10 | 108 | Richard Summers
Underground Materials | Heat-shrink | 35MM 3C BREAKOUT | LV | BREAKOUT BOOTS FOR 3 CORE CABLES UP TO 35 SQ MM | 31177 | REPL INTERNATIONAL LTD | EB3-35-15 | 108 | Richard Summers
Underground Materials | Heat-shrink | 35MM 4C BREAKOUT | LV | BREAKOUT BOOTS FOR 4 CORE CABLES UP TO 35 SQ MM | 31178 | REPL INTERNATIONAL LTD | EB 4 35 15 | 108 | Richard Summers
Underground Materials | Heat-shrink | 4-8 MM RANGE CAPS | LV | CAPS FOR CABLE END , RANGE 3-12 MM | 31179 | REPL INTERNATIONAL LTD | EC 12/3-38 | 108 | Richard Summers
Underground Materials | Heat-shrink | CAPS RANGE 8-20MM | LV |  | 31180 | REPL INTERNATIONAL LTD | EC20/8-45 | 108 | Richard Summers
Underground Materials | Heat-shrink | 71-145MM RANGE CAPS | LV | CAP FOR CABLE END , RANGE 71-145 MM | 31185 | REPL INTERNATIONAL LTD | EC145/71-155 | 108 | Richard Summers
Underground Materials | Heat-shrink | REPAIR SLEEVE 52/10 | LV | WRAP AROUND REPAIR SLEEVE - 1500 MM LONG 52/10 MM | 31217 | REPL INTERNATIONAL LTD | RWRS52/10-1500 | 108 | Richard Summers
Underground Materials | Heat-shrink | REPAIR SLEEVE 76/22 | LV | WRAP AROUND REPAIR SLEEVE - 1500 MM LONG 76/22 MM | 31218 | REPL INTERNATIONAL LTD | RWRS76/22-1500 | 108 | Richard Summers
Underground Materials | Joint Kits and Jointing | STOP END 1PH T0 35MM | LV | SERVICE CABLE STOP END - 1 PHASE UP TO 35 SQ MM RHLES - 4-35CNE - 1. | 31225 | REPL INTERNATIONAL LTD |  | 108 | Richard Summers
Underground Materials | Pipes, Ducts and Valves | 38MM ALK TUBE 100M | N/A | 38MM ALKATHENE TUBING BLACK (100MTR COIL ) | 31227 | POLYPIPE CIVILS LTD | PD3844X100BEPE | 113 | Richard Summers
Underground Materials | Pipes, Ducts and Valves | 50MM SMOOTH DUCT | N/A | 50MM ALKATHENE TUBING LOW DENSITY 2 X 3/16 WALL SMOOTH COILABLE DUCT | 31228 | POLYPIPE CIVILS LTD | PD5060X50BEPE | 113 | Richard Summers
Underground Materials | Pipes, Ducts and Valves | 150MM 90DEG RIG BEND | N/A | 150MM 90DEG BEND RIGIDUCT | 31231 | POLYPIPE CIVILS LTD | RBB150X90X0.61 | 113 | Richard Summers
Underground Materials | Pipes, Ducts and Valves | 100MM 90DEG RIG BEND | N/A | 100MM 90DEG BEND RIGIDUCT | 31232 | POLYPIPE CIVILS LTD | RBB100X90X0.45 | 113 | Richard Summers
Underground Materials | Pipes, Ducts and Valves | 38MM HOCKEY STICK | N/A | 90DEG BEND(HOCKEY STICK) 38MMX1700MM | 31233 | POLYPIPE CIVILS LTD | HSPV016WHITE | 113 | Richard Summers
Underground Materials | Pipes, Ducts and Valves | 100MM 45DEG RIG BEND | N/A | BEND POLYTHENE 100MM. 100 X 0.9M X 45 DEGREE | 31234 | POLYPIPE CIVILS LTD | RBB100X45X0.9 | 113 | Richard Summers
Underground Materials | Pipes, Ducts and Valves | 100MMX1M SPLIT DUCT | N/A | 100MMX1M LONG SPLIT RIGIDUCT POLYTHENE(TWINWALL) | 31235 | POLYPIPE CIVILS LTD | RB7100X1S | 113 | Richard Summers
Underground Materials | Pipes, Ducts and Valves | 100MMX2M RIGIDUCT | N/A | DUCT POLYTHENE (RIGIDUCT) 100MM ID - 2M LONG OLD PROFILE (TWINWALL). | 31239 | POLYPIPE CIVILS LTD | RB7100X2 | 113 | Richard Summers
Underground Materials | Pipes, Ducts and Valves | 150MMX2M RIGIDUCT | N/A | DUCT POLYTHENE (RIGIDUCT) 150MM ID - 2M LONG TWINWALL | 31240 | POLYPIPE CIVILS LTD | RB150X2 | 113 | Richard Summers
Underground Materials | Pipes, Ducts and Valves | 150MMX1M SPLIT DUCT | N/A | 150MM X 1M SPLIT POLYTHENE RIGIDUCT(TWINWALL) | 31241 | POLYPIPE CIVILS LTD | RB150X1S | 113 | Richard Summers
Underground Materials | Pipes, Ducts and Valves | 150MM 45DEG PVC BEND | N/A | 150MM 45 DEGREE POLYTHENE BEND 150MM X 915MM 36 RIGIDUCT | 31247 | POLYPIPE CIVILS LTD | RBB150X45X0.9 | 113 | Richard Summers
Underground Materials | Pipes, Ducts and Valves | 38MM PVC COUPLING | N/A | COUPLING PVC 38MM | 31248 | POLYPIPE CIVILS LTD | PDC38 | 113 | Richard Summers
Underground Materials | Connectors - Compression (underground) | 10MM LUG SOCKET | N/A | LUG SOCKET 10SQMM | 31277 | PRYSMIAN CABLES AND SYSTEMS LTD | BT10C10 | N/A | N/A
Underground Materials | Pipes, Ducts and Valves | 38MM POLY SADDLE WHT | N/A | SADDLE 38MM WHITE POLYTHENE | 31333 | POLYPIPE CIVILS LTD | S037W | 113 | Richard Summers
Underground Materials | Joint Kits and Jointing | SPRING,ROLL(1 PHASE) | N/A | SPRING,ROLL(1 PHASE) | 31337 | SICAME ELECTRICAL DEVELOPMENTS LTD | HMFMCP61X20/WPD | N/A | N/A
Underground Materials | Joint Kits and Jointing | SPRING ROLL(3 PHASE) | N/A | ROLL SPRING (PHASE 3) PACKS OF 10 BUT 1=1 | 31338 | SICAME ELECTRICAL DEVELOPMENTS LTD | HMFMCP62X10/WPD | N/A | N/A
Metering | Metering Accessories | 100A 2PL ISOLATOR SW | LV | ISOLATING SWITCH 100A 2 POLE SINGLE PHASE TYPE A | 31340 | PROTEUS SWITCH GEAR | WPD1 | 27 | Richard Summers
Common Engineering Materials | Tapes | TAPE VINYLMASTIC 4IN | N/A | SCOTCH 2210 VINYLMASTIC TAPE 101MM X 3MTR. | 31347 | TOOLOUT LTD T/A JOINTING TECHNOLOGIES | SCOTCH2210 | 109 | Richard Summers
Common Engineering Materials | Tapes | TPE VINYLMASTIC 19MM | N/A | SCOTCH 2210 VINYL MASTIC TAPE 19MM X 6MTR. | 31350 | TOOLOUT LTD T/A JOINTING TECHNOLOGIES | SCOTCH2210 | 109 | Richard Summers
Common Engineering Materials | Tapes | ENG CBL MARK TAPE | N/A | ENGLISH CABLE MARKER TAPE 250M LENGTH | 31352 | FIBERWEB GEOSYNTHETICS LTD | 164929 | 121 | Richard Summers
Common Engineering Materials | Cable Accessories | RUBBER MATTING 5X3FT | N/A | RUBBER SWITCHBOARD MATTING TO BE SUPPLIED 3/8 THICK X 3 FT WIDE IN 5 FT LENGTHS | 31358 | JAYMART RUBBER & PLASTICS LTD | ELEKTROMAT SENIOR | N/A | N/A
Common Engineering Materials | Tapes | INSULATION PUTTY | N/A | SCOTCHFILL PUTTY 38MM X 1.5M | 31360 | TOOLOUT LTD T/A JOINTING TECHNOLOGIES | SCOTCHFIL PUTTY | 109 | Richard Summers
Transformers | 11KV Pole Mounted (New) | 25KVA 1P PM c/w Class 2 Surge Arrester | 11kV | 25KVA 1P PM C/W CLASS 2 SURGE ARRESTER - 'TO NEW ECO LOSSES'. | 31420 | ABB LIMITED |  | 5 | Andrew Reynolds
Transformers | 11KV Pole Mounted (New) | 25KVA 1P PM c/w Class 2 Surge Arrester | 11kV | 25KVA 1P PM C/W CLASS 2 SURGE ARRESTER - 'TO NEW ECO LOSSES'. | 31420 | CG POWER SYSTEMS IRELAND LTD | 25-1PH | 5 | Andrew Reynolds
Transformers | 11KV Pole Mounted (New) | 25KVA 1P DR PM | 11kV | TRF 25KVA 1PH DUAL RATIO PM - 'TO NEW ECO LOSSES'. | 31421 | ABB LIMITED |  | 5 | Andrew Reynolds
Transformers | 11KV Pole Mounted (New) | 25KVA 1P DR PM | 11kV | TRF 25KVA 1PH DUAL RATIO PM - 'TO NEW ECO LOSSES'. | 31421 | CG POWER SYSTEMS IRELAND LTD | 25-1PHDR | 5 | Andrew Reynolds
Transformers | 11KV Pole Mounted (New) | 50KVA 1P PM c/w Class 2 Surge Arrester | 11kV | 50KVA 1P PM C/W CLASS 2 SURGE ARRESTER - 'TO NEW ECO LOSSES'. | 31424 | ABB LIMITED |  | 5 | Andrew Reynolds
Transformers | 11KV Pole Mounted (New) | 50KVA 1P PM c/w Class 2 Surge Arrester | 11kV | 50KVA 1P PM C/W CLASS 2 SURGE ARRESTER - 'TO NEW ECO LOSSES'. | 31424 | CG POWER SYSTEMS IRELAND LTD |  | 5 | Andrew Reynolds
Transformers | 11KV Pole Mounted (New) | 50KVA 1P DR PM | 11kV | TRF 50KVA 1PH DUAL RATIO PM - 'TO NEW ECO LOSSES'. | 31425 | ABB LIMITED |  | 5 | Andrew Reynolds
Transformers | 11KV Pole Mounted (New) | 50KVA 1P DR PM | 11kV | TRF 50KVA 1PH DUAL RATIO PM - 'TO NEW ECO LOSSES'. | 31425 | CG POWER SYSTEMS IRELAND LTD |  | 5 | Andrew Reynolds
Transformers | 11KV Pole Mounted (New) | 50KVA 3P PM c/w Class 2 Surge Arrester | 11kV | 50KVA 3P PM C/W CLASS 2 SURGE ARRESTER - 'TO NEW ECO LOSSES'. | 31427 | ABB LIMITED |  | 5 | Andrew Reynolds
Transformers | 11KV Pole Mounted (New) | 50KVA 3P PM c/w Class 2 Surge Arrester | 11kV | 50KVA 3P PM C/W CLASS 2 SURGE ARRESTER - 'TO NEW ECO LOSSES'. | 31427 | CG POWER SYSTEMS IRELAND LTD |  | 5 | Andrew Reynolds
Transformers | 11KV Pole Mounted (New) | 50KVA 3P DR PM | 11kV | TRF 50KVA 3PH DUAL RATIO PM - 'TO NEW ECO LOSSES'. | 31428 | ABB LIMITED |  | 5 | Andrew Reynolds
Transformers | 11KV Pole Mounted (New) | 50KVA 3P DR PM | 11kV | TRF 50KVA 3PH DUAL RATIO PM - 'TO NEW ECO LOSSES'. | 31428 | CG POWER SYSTEMS IRELAND LTD |  | 5 | Andrew Reynolds
Transformers | 11KV Pole Mounted (New) | 100KVA 1P PM c/w Class 2 Surge Arrester | 11kV | 100KVA 1P PM C/W CLASS 2 SURGE ARRESTER - 'TO NEW ECO LOSSES'. | 31429 | CG POWER SYSTEMS IRELAND LTD |  | 5 | Andrew Reynolds
Transformers | 11KV Pole Mounted (New) | 100KVA 1P PM c/w Class 2 Surge Arrester | 11kV | 100KVA 1P PM C/W CLASS 2 SURGE ARRESTER - 'TO NEW ECO LOSSES'. | 31429 | ABB LIMITED |  | 5 | Andrew Reynolds
Transformers | 11KV Pole Mounted (New) | 100KVA 3P PM c/w CLASS 2 SURGE ARRESTOR | 11kV | 100KVA, 3 PHASE POLE MOUNTED TRANSFORMER C/W CLASS 2 SURGE ARRESTOR - 'TO NEW ECO LOSSES'. | 31431 | CG POWER SYSTEMS IRELAND LTD |  | 5 | Andrew Reynolds
Transformers | 11KV Pole Mounted (New) | 100KVA 3P PM c/w CLASS 2 SURGE ARRESTOR | 11kV | 100KVA, 3 PHASE POLE MOUNTED TRANSFORMER C/W CLASS 2 SURGE ARRESTOR - 'TO NEW ECO LOSSES'. | 31431 | ABB LIMITED |  | 5 | Andrew Reynolds
Transformers | 11KV Pole Mounted (New) | 100KVA 3P DR PM | 11kV | TRF 100KVA 3PH DUAL RATIO PM TO NEW ECO LOSSES | 31432 | CG POWER SYSTEMS IRELAND LTD |  | 5 | Andrew Reynolds
Transformers | 11KV Pole Mounted (New) | 200KVA 3P PM c/w Class 2 Surge Arrester | 11kV | 200KVA 3P PM C/W CLASS 2 SURGE ARRESTER - 'TO NEW ECO LOSSES'. | 31433 | CG POWER SYSTEMS IRELAND LTD |  | 5 | Andrew Reynolds
Transformers | 11KV Pole Mounted (New) | 200KVA 3P PM c/w Class 2 Surge Arrester | 11kV | 200KVA 3P PM C/W CLASS 2 SURGE ARRESTER - 'TO NEW ECO LOSSES'. | 31433 | ABB LIMITED |  | 5 | Andrew Reynolds
Transformers | 11KV Pole Mounted (New) | 200KVA 3P DR PM | 11kV | TRF 200KVA 3PH DUAL RATIO PM - 'TO NEW ECO LOSSES'. | 31434 | CG POWER SYSTEMS IRELAND LTD |  | 5 | Andrew Reynolds
Transformers | 11KV Pole Mounted (New) | 200KVA 3P DR PM | 11kV | TRF 200KVA 3PH DUAL RATIO PM - 'TO NEW ECO LOSSES'. | 31434 | ABB LIMITED |  | 5 | Andrew Reynolds
Transformers | 11kv Ground Mounted (New) | 500KVA UNIT GM | 11kV | 500KVA UNIT TYPE GROUND MOUNTED TRANSFORMER - 'TO ECO LOSSES'. | 31441 | CG POWER SYSTEMS IRELAND LTD |  | 5 | Andrew Reynolds
Transformers | 11kv Ground Mounted (New) | 500KVA UNIT GM | 11kV | 500KVA UNIT TYPE GROUND MOUNTED TRANSFORMER - 'TO ECO LOSSES'. | 31441 | SCHNEIDER ELECTRIC LTD |  | 5 | Andrew Reynolds
Transformers | 11kv Ground Mounted (New) | 500KVA DR UNIT GM | 11kV | 500KVA DUAL RATIO UNIT TYPE GRD MOUNTED TRANSFORMER - 'TO ECO LOSSES'. | 31442 | CG POWER SYSTEMS IRELAND LTD |  | 5 | Andrew Reynolds
Transformers | 11kv Ground Mounted (New) | 500KVA DR UNIT GM | 11kV | 500KVA DUAL RATIO UNIT TYPE GRD MOUNTED TRANSFORMER - 'TO ECO LOSSES'. | 31442 | SCHNEIDER ELECTRIC LTD |  | 5 | Andrew Reynolds
Transformers | 11kv Ground Mounted (New) | 500KVA 3P CC GM | 11kV | 500KVA CABLE CONNECTED GROUND MOUNTED TRANSFORMER - 'TO ECO LOSSES' | 31443 | CG POWER SYSTEMS IRELAND LTD |  | 5 | Andrew Reynolds
Transformers | 11kv Ground Mounted (New) | 500KVA 3P CC GM | 11kV | 500KVA CABLE CONNECTED GROUND MOUNTED TRANSFORMER - 'TO ECO LOSSES' | 31443 | SCHNEIDER ELECTRIC LTD |  | 5 | Andrew Reynolds
Transformers | 11kv Ground Mounted (New) | 500KVA DR CC GM | 11kV | TRF 500KVA DUAL RATIO CABLE CONNECTED GM - 'TO ECO LOSSES'. | 31444 | CG POWER SYSTEMS IRELAND LTD |  | 5 | Andrew Reynolds
Transformers | 11kv Ground Mounted (New) | 500KVA DR CC GM | 11kV | TRF 500KVA DUAL RATIO CABLE CONNECTED GM - 'TO ECO LOSSES'. | 31444 | SCHNEIDER ELECTRIC LTD |  | 5 | Andrew Reynolds
Transformers | 11kv Ground Mounted (New) | 800KVA DR CC GM | 11kV | TRF 800KVA DUAL RATIO CABLE CONNECTED GM - 'TO ECO LOSSES'. | 31445 | CG POWER SYSTEMS IRELAND LTD |  | 5 | Andrew Reynolds
Transformers | 11kv Ground Mounted (New) | 800KVA DR CC GM | 11kV | TRF 800KVA DUAL RATIO CABLE CONNECTED GM - 'TO ECO LOSSES'. | 31445 | SCHNEIDER ELECTRIC LTD |  | 5 | Andrew Reynolds
Transformers | 11kv Ground Mounted (New) | 800KVA CC GM | 11kV | 800KVA CABLE CONNECTED GROUND MOUNTED TRANSFORMER - 'TO ECO LOSSES' | 31446 | CG POWER SYSTEMS IRELAND LTD |  | 5 | Andrew Reynolds
Transformers | 11kv Ground Mounted (New) | 800KVA CC GM | 11kV | 800KVA CABLE CONNECTED GROUND MOUNTED TRANSFORMER - 'TO ECO LOSSES' | 31446 | SCHNEIDER ELECTRIC LTD |  | 5 | Andrew Reynolds
Transformers | 11kv Ground Mounted (New) | 800KVA UNIT GM | 11kV | 800KVA UNIT TYPE GROUND MOUNTED TRANSFORMER - 'TO ECO LOSSES'. | 31447 | CG POWER SYSTEMS IRELAND LTD |  | 5 | Andrew Reynolds
Transformers | 11kv Ground Mounted (New) | 800KVA UNIT GM | 11kV | 800KVA UNIT TYPE GROUND MOUNTED TRANSFORMER - 'TO ECO LOSSES'. | 31447 | SCHNEIDER ELECTRIC LTD |  | 5 | Andrew Reynolds
Transformers | 11kv Ground Mounted (New) | 1000KVA CC GM | 11kV | 1000KVA CABLE CONNECTED GROUND MOUNTED TRANSFORMER - 'TO ECO LOSSES' | 31448 | CG POWER SYSTEMS IRELAND LTD |  | 5 | Andrew Reynolds
Transformers | 11kv Ground Mounted (New) | 1000KVA CC GM | 11kV | 1000KVA CABLE CONNECTED GROUND MOUNTED TRANSFORMER - 'TO ECO LOSSES' | 31448 | SCHNEIDER ELECTRIC LTD |  | 5 | Andrew Reynolds
Transformers | 11kv Ground Mounted (New) | 1000KVA DR UNIT GM | 11kV | TRF 1000KVA DUAL RATIO UNIT TYPE GM - 'TO ECO LOSSES'. | 31449 | CG POWER SYSTEMS IRELAND LTD |  | 5 | Andrew Reynolds
Transformers | 11kv Ground Mounted (New) | 1000KVA DR UNIT GM | 11kV | TRF 1000KVA DUAL RATIO UNIT TYPE GM - 'TO ECO LOSSES'. | 31449 | SCHNEIDER ELECTRIC LTD |  | 5 | Andrew Reynolds
Transformers | 11kv Ground Mounted (New) | 800KVA DR UNIT GM | 11kV | 800KVA DUAL RATIO UNIT TYPE GROUND MOUNTED TRANSFORMER - 'TO ECO LOSSES'. | 31450 | CG POWER SYSTEMS IRELAND LTD |  | 5 | Andrew Reynolds
Transformers | 11kv Ground Mounted (New) | 800KVA DR UNIT GM | 11kV | 800KVA DUAL RATIO UNIT TYPE GROUND MOUNTED TRANSFORMER - 'TO ECO LOSSES'. | 31450 | SCHNEIDER ELECTRIC LTD |  | 5 | Andrew Reynolds
Transformers | 11kv Ground Mounted (New) | 1000KVA DR CC GM | 11kV | TRF 1000KVA DUAL RATIO CABLE CONNECTED GM - 'TO ECO LOSSES'. | 31451 | CG POWER SYSTEMS IRELAND LTD |  | 5 | Andrew Reynolds
Transformers | 11kv Ground Mounted (New) | 1000KVA DR CC GM | 11kV | TRF 1000KVA DUAL RATIO CABLE CONNECTED GM - 'TO ECO LOSSES'. | 31451 | SCHNEIDER ELECTRIC LTD |  | 5 | Andrew Reynolds
Transformers | 11kv Ground Mounted (New) | 1000KVA UNIT GM | 11kV | 1000KVA UNIT TYPE GROUND MOUNTED TRANSFORMER - 'TO ECO LOSSES'. | 31453 | CG POWER SYSTEMS IRELAND LTD |  | 5 | Andrew Reynolds
Transformers | 11kv Ground Mounted (New) | 1000KVA UNIT GM | 11kV | 1000KVA UNIT TYPE GROUND MOUNTED TRANSFORMER - 'TO ECO LOSSES'. | 31453 | SCHNEIDER ELECTRIC LTD |  | 5 | Andrew Reynolds
Switchgear | LV Fuse Cabinets (New) | FUSE CAB TYPE VII | LV | 1600A/4 WAY CABINET (DEEP DOOR FITTED) | 31466 | SCHNEIDER ELECTRIC LTD | EWP02R4 | 16 | Richard Summers
Switchgear | LV Fuse Cabinets (New) | FUSE CAB TYPE X111 | LV | 1600A/3 WAY CABINET (2 X 630A & 1 X 800A MCCB) (DEEP DOOR FITTED). | 31474 | SCHNEIDER ELECTRIC LTD | EWP04R4 | 16 | Richard Summers
Switchgear | LV Fuse Cabinets (New) | FUSE CABINET TYPE IX | LV | 1600A/5 WAY CABINET (DEEP DOOR FITTED) | 31475 | SCHNEIDER ELECTRIC LTD | EWP03R4 | 16 | Richard Summers
Switchgear | LV Fuse Cabinets (New) | FUSE CAB TYPE XIV | LV | 1600A/2 WAY CABINET (1 X 630A & 1 X 1250A MCCB (DEEP DOOR FITTED). | 31477 | SCHNEIDER ELECTRIC LTD | EWP05R4 | 16 | Richard Summers
Plant Accessories | Enclosures ie Substation & GRP Fence Panels etc | HV EMER STOP BUTTON | 11kV | HV EMERGENCY TRIP BUTTON UNIT | 31546 | MAIN SYSTEMS LTD | DES-E-2094 | N/A | N/A
Plant Accessories | Insultation Oil | TX OIL 205LTR DRUM | All voltages | RECLAIMED INSULATING OIL (IN 205 LITRE DRUMS) | 31552 | HALTERMANN CARLESS UK LTD |  | N/A | N/A
Fuses | Fuse Cutouts | 30A C/O FUSE TYPE11A | LV | 30A CUTOUT FUSE TYPE 11A TO BS1361 | 31614 | EATON ELECTRICAL PRODUCTS LIMITED | 30KR85 | 52 | Phil Hooper
Fuses | Fuse Cutouts | 60A C/O FUSE TYPE11A | LV | 60A CUTOUT FUSE TYPE 11A TO BS1361 | 31615 | EATON ELECTRICAL PRODUCTS LIMITED | 60KR85 | 52 | Phil Hooper
Fuses | Fuse Cutouts | 80A C/O FUSE TYPE11A | LV | 80A CUTOUT FUSE TYPE 11A TO BS1361 | 31616 | EATON ELECTRICAL PRODUCTS LIMITED | 80KR85 | 52 | Phil Hooper
Fuses | Fuse Cutouts | 30A C/O FUSE TYPE11B | LV | 30A CUTOUT FUSE TYPE 11B TO BS1361 | 31617 | EATON ELECTRICAL PRODUCTS LIMITED | 30LR85 | 52 | Phil Hooper
Fuses | Fuse Cutouts | 60A C/O FUSE TYPE11B | LV | 60A CUTOUT FUSE TYPE 11B TO BS1361 | 31618 | EATON ELECTRICAL PRODUCTS LIMITED | 60LR85 | 52 | Phil Hooper
Fuses | Fuse Cutouts | 80A C/O FUSE TYPE11B | LV | 80A CUTOUT FUSE TYPE 11B TO BS1361 | 31619 | EATON ELECTRICAL PRODUCTS LIMITED | 80LR85 | 52 | Phil Hooper
Fuses | Fuse Cutouts | 100AC/O FUSE TYPE11B | LV | 100A CUTOUT FUSE TYPE 11B TO BS1361 | 31620 | EATON ELECTRICAL PRODUCTS LIMITED | 100LR85 | 52 | Phil Hooper
Fuses | LV | 32A FUSE BS88 REF A2 | LV | 32A FUSE CENTRE BOLTED TAG BS88 REF. A2 PARTS 1&2. BS REF=A2 | 31623 | EATON ELECTRICAL PRODUCTS LIMITED | AA032 | 52 | Phil Hooper
Fuses | LV | 63A FUSE BS88 REF A3 | LV | 63A FUSE CENTRE BOLTED TAG BS88 REF. A3 PARTS 1&2. BS REF=A3 | 31624 | EATON ELECTRICAL PRODUCTS LIMITED | BA063 | 52 | Phil Hooper
Fuses | 11kv air insulated | 315A FUSE 111MM CNTR | LV | 315A 415VAC FUSE CENTRE BOLTED TAG 111MM CENTRES TO BS 88 PT1&2 REF B3/B4 | 31625 | EATON ELECTRICAL PRODUCTS LIMITED | ED315 | 52 | Phil Hooper
Fuses | 11kv air insulated | 315A FUSE BS REF CTR | LV | 315A 660VAC FUSE 4 HOLE CENTRE BOLTED TAG 184MM/133MM CENTRES TO BS 88 PT1&2 REF C1 | 31628 | EATON ELECTRICAL PRODUCTS LIMITED | EFS315 | 52 | Phil Hooper
Fuses | 11kv air insulated | 250A FUSE 100MM CNTR | LV | 250A 660VAC OFFSET BOLTED TAG 100MM CENTRES TO BS 88 | 31629 | EATON ELECTRICAL PRODUCTS LIMITED | 250A FUSE 100MM CNTR | 52 | Phil Hooper
Fuses | 11kv air insulated | 315A FUSE 100MM CNTR | LV | 315A 660VAC FUSE CENTRE BOLTED TAG 100MM CENTRES TO BS 88 PT1&2 | 31630 | EATON ELECTRICAL PRODUCTS LIMITED | 315N15 | 52 | Phil Hooper
Fuses | LV | 2A FUSE SS TYPE | LV | 2A FUSE LINK OFFSET TAG SS TYPE TO BS88 PT6 REF. E1 | 31639 | EATON ELECTRICAL PRODUCTS LIMITED | SSD2 | 52 | Phil Hooper
Fuses | LV | 6A FUSE SS TYPE | LV | 6A FUSE LINK OFFSET TAG SS TYPE TO BS88 PT6 REF. E1 | 31641 | EATON ELECTRICAL PRODUCTS LIMITED | SSD6 | 52 | Phil Hooper
Fuses | LV | 16A FUSE SS TYPE | LV | 16A FUSE LINK OFFSET TAG SS TYPE TO BS88 PT6 REF. E1 | 31643 | EATON ELECTRICAL PRODUCTS LIMITED | SSD16 | 52 | Phil Hooper
Fuses | LV | 25A FUSE SS TYPE | LV | 25A FUSE LINK OFFSET TAG SS TYPE TO BS88 PT6ART 6. REF. E1 | 31644 | EATON ELECTRICAL PRODUCTS LIMITED | SSD25 | 52 | Phil Hooper
Fuses | Fuse Cutouts | 6A STREET LIGHT FUSE | LV | 6A STREET LIGHT FUSE TO BE88 PT 1&2 | 31645 | EATON ELECTRICAL PRODUCTS LIMITED | STD6 | 52 | Phil Hooper
Fuses | Fuse Cutouts | 10A STREETLIGHT FUSE | LV | 10A STREET LIGHT FUSE TO BS88 PT 1&2 | 31646 | EATON ELECTRICAL PRODUCTS LIMITED | STD10 | 52 | Phil Hooper
Fuses | Fuse Cutouts | 16A STREETLIGHT FUSE | LV | 16A STREET LIGHT FUSE TO BS88 PT 1&2 | 31647 | EATON ELECTRICAL PRODUCTS LIMITED | STD16 | 52 | Phil Hooper
Fuses | Fuse Cutouts | 20A STREETLIGHT FUSE | LV | 20A STREET LIGHT FUSE TO BS88 PT 1&2 | 31648 | EATON ELECTRICAL PRODUCTS LIMITED | STD20 | 52 | Phil Hooper
Fuses | Fuse Cutouts | 25A STREETLIGHT FUSE | LV | 25A STREET LIGHT FUSE TO BS88 PT 1&2 | 31649 | EATON ELECTRICAL PRODUCTS LIMITED | STD25 | 52 | Phil Hooper
Fuses | LV | 2A FUSE NS TYPE | LV | 2A FUSE LINK OFFSET TAG NS TYPE TO BS88 PT6 REF. F1 | 31650 | EATON ELECTRICAL PRODUCTS LIMITED | NSD2 | 52 | Phil Hooper
Fuses | LV | 4A FUSE NS TYPE | LV | 4A FUSE LINK OFFSET TAG NS TYPE TO BS88 PT6 REF. F1 | 31651 | EATON ELECTRICAL PRODUCTS LIMITED | NSD4 | 52 | Phil Hooper
Fuses | LV | 6A FUSE NS TYPE | LV | 6A FUSE LINK OFFSET TAG NS TYPE TO BS88 PT6 REF. F1 | 31652 | EATON ELECTRICAL PRODUCTS LIMITED | NSD6 | 52 | Phil Hooper
Fuses | LV | 16A FUSE NS TYPE | LV | 16A FUSE LINK OFFSET TAG NS TYPE TO BS88 PT6 REF. F1 | 31654 | EATON ELECTRICAL PRODUCTS LIMITED | NSD16 | 52 | Phil Hooper
Fuses | Fuse Holders | 100A J TYPE FUSE76MM | LV | 100A J TYPE SLOTTED FUSE 76MM CENTRES TO BS 88 PT5 | 31661 | EATON ELECTRICAL PRODUCTS LIMITED | 100MJ29-6 | 52 | Phil Hooper
Fuses | Fuse Holders | 160A J TYPE FUSE76MM | LV | 160A J TYPE SLOTTED FUSE 76MM CENTRES TO BS 88 PT5 | 31662 | EATON ELECTRICAL PRODUCTS LIMITED | 160MJ29-6 | 52 | Phil Hooper
Fuses | Fuse Holders | 200A J TYPE FUSE76MM | LV | 200A J TYPE SLOTTED FUSE 76MM CENTRES TO BS 88 PT5 | 31663 | EATON ELECTRICAL PRODUCTS LIMITED | 200MJ29-6 | 52 | Phil Hooper
Fuses | Fuse Holders | 100A J TYPE FUSE82MM | LV | 100A J TYPE SLOTTED FUSE 82MM CENTRES TO BS 88 PT5 | 31665 | EATON ELECTRICAL PRODUCTS LIMITED | 100MJ30-7 | 52 | Phil Hooper
Fuses | Fuse Holders | 160A J TYPE FUSE82MM | LV | 160A J TYPE SLOTTED FUSE 82MM CENTRES TO BS88 PT5 | 31666 | EATON ELECTRICAL PRODUCTS LIMITED | 160MJ30-7 | 52 | Phil Hooper
Fuses | Fuse Holders | 200A J TYPE FUSE82MM | LV | 200A J TYPE SLOTTED FUSE 82MM CENTRES TO BS88 PT5 | 31667 | EATON ELECTRICAL PRODUCTS LIMITED | 200MJ30-7 | 52 | Phil Hooper
Fuses | Fuse Holders | 250A J TYPE FUSE82MM | LV | 250A J TYPE SLOTTED FUSE 82MM CENTRES TO BS88 PT5 | 31668 | EATON ELECTRICAL PRODUCTS LIMITED | 250MJ30-7 | 52 | Phil Hooper
Fuses | Fuse Holders | 315A J TYPE FUSE82MM | LV | 315A J TYPE SLOTTED FUSE 82MM CENTRES TO BS88 PT5 | 31670 | EATON ELECTRICAL PRODUCTS LIMITED | 315MJ30-7 | 52 | Phil Hooper
Fuses | Fuse Holders | FUSE 350A 82MM SLOT | LV | 350A 'J' TYPE SLOTTED FUSE LINK WITH 82MM CENTRES. BS88 PART 5. FOR USE IN SUBSTATION LV BOARDS. | 31671 | EATON ELECTRICAL PRODUCTS LIMITED | 355PJ30-7 | 52 | Phil Hooper
Fuses | Fuse Holders | 400A J TYPE FUSE82MM | LV | 400A J TYPE SLOTTED FUSE 82MM CENTRES TO BS88 PT5 | 31672 | EATON ELECTRICAL PRODUCTS LIMITED | 400PJ30-7 | 52 | Phil Hooper
Fuses | Fuse Holders | 500A J TYPE FUSE82MM | LV | 500A J TYPE SLOTTED FUSE 82MM CENTRES TO BS88 PT5 | 31673 | EATON ELECTRICAL PRODUCTS LIMITED | JPU500 | 52 | Phil Hooper
Fuses | Fuse Holders | 160A J TYPE FUSE92MM | LV | 160A J TYPE SLOTTED FUSE 92MM CENTRES TO BS88 PT5 | 31674 | EATON ELECTRICAL PRODUCTS LIMITED | 160MJ31-7 | 52 | Phil Hooper
Fuses | Fuse Holders | 200A J TYPE FUSE92MM | LV | 200A J TYPE SLOTTED FUSE 92MM CENTRES TO BS88 PT5 | 31675 | EATON ELECTRICAL PRODUCTS LIMITED | 200MJ31-7 | 52 | Phil Hooper
Fuses | Fuse Holders | 250A J TYPE FUSE92MM | LV | 250A J TYPE SLOTTED FUSE 92MM CENTRES TO BS88 PT5 | 31676 | EATON ELECTRICAL PRODUCTS LIMITED | 250MJ31-7 | 52 | Phil Hooper
Fuses | Fuse Holders | 315A J TYPE FUSE92MM | LV | 315A J TYPE SLOTTED FUSE 92MM CENTRES TO BS88 PT5 | 31677 | EATON ELECTRICAL PRODUCTS LIMITED | 315MJ31-7 | 52 | Phil Hooper
Fuses | Fuse Holders | 350A J TYPE FUSE92MM | LV | 350A J TYPE SLOTTED FUSE 92MM CENTRES TO BS88 PT5 | 31678 | EATON ELECTRICAL PRODUCTS LIMITED | 355PJ31-7 | 52 | Phil Hooper
Fuses | LV | 400A J TYPE FUSE92MM | LV | 400A J TYPE SLOTTED FUSE 92MM CENTRES TO BS88 PT5 | 31679 | EATON ELECTRICAL PRODUCTS LIMITED | 400PJ31-7 | 52 | Phil Hooper
Fuses | Fuse Holders | 500A J TYPE FUSE92MM | LV | 500A J TYPE SLOTTED FUSE 92MM CENTRES TO BS88 PT5 | 31681 | EATON ELECTRICAL PRODUCTS LIMITED | 500RJ31-7 | 52 | Phil Hooper
Fuses | Fuse Holders | 630A J TYPE FUSE92MM | LV | 630A J TYPE SLOTTED FUSE 92MM CENTRES TO BS88 PT5 | 31682 | EATON ELECTRICAL PRODUCTS LIMITED | 630SJ31-6 | 52 | Phil Hooper
Fuses | LV | FUSE 800A 92MM SLOT | LV | 800A 'J' TYPE SLOTTED FUSE - 92CM CENTRES | 31683 | EATON ELECTRICAL PRODUCTS LIMITED | 800SJ28 | 52 | Phil Hooper
Fuses | VT Fuses | 3.15A 33KV VT FUSE | 11kV | 3.15A 33KV VT FUSE 36ODGNA3.15 | 31693 | EATON ELECTRICAL PRODUCTS LIMITED | 36ODGNA3-15 | 52 | Phil Hooper
Fuses | 11kv oil immersed | 20A OFS FUSE 254MM | 11kV | 20A 12KV OFS FUSE 254MM TO BS 2692 | 31694 | EATON ELECTRICAL PRODUCTS LIMITED | 120EFMA20 | 52 | Phil Hooper
Fuses | 11kv oil immersed | 31.5A OFS FUSE 254MM | 11kV | 31.5A 12KV OFS FUSE 254MM TO BS 2692 | 31695 | EATON ELECTRICAL PRODUCTS LIMITED | 120EFMA31-5 | 52 | Phil Hooper
Fuses | 11kv oil immersed | 63A OFS FUSE 254MM | 11kV | 63A 12KV OFS FUSE 254MM TO BS 2692 | 31697 | EATON ELECTRICAL PRODUCTS LIMITED | 120EFMA63 | 52 | Phil Hooper
Fuses | 11kv oil immersed | 80A OFS FUSE 254MM | 11kV | 80A 12KV OFS FUSE 254MM TO BS 2692 | 31699 | EATON ELECTRICAL PRODUCTS LIMITED | 120HFMA80 | 52 | Phil Hooper
Fuses | 11kv oil immersed | 90A OFS FUSE 359MM | 11kV | 90A 12KV OFS FUSE 359MM TO BS 2692 | 31700 | EATON ELECTRICAL PRODUCTS LIMITED | 120HGMA90 | 52 | Phil Hooper
Fuses | 11kv oil immersed | 125A OFS FUSE 359MM | 11kV | 125A 12KV OFS FUSE 359MM TO BS 2692 | 31701 | EATON ELECTRICAL PRODUCTS LIMITED | 120LGMA125 | 52 | Phil Hooper
Fuses | 11kv oil immersed | 100A OFS FUSE 359MM | 11kV | 100A 12KV OFS FUSE 359MM TO BS 2692 | 31702 | EATON ELECTRICAL PRODUCTS LIMITED | 120HGMA100 | 52 | Phil Hooper
Fuses | LV O/H Fuses and accessories | 100A LV O/H FUSE | LV | 100A LV OVERHEAD FUSE CYLINDRICAL J TYPE TO BS88 PT5 | 31708 | EATON ELECTRICAL PRODUCTS LIMITED | 100MJ25-6 | 52 | Phil Hooper
Fuses | LV O/H Fuses and accessories | 160A LV O/H FUSE | LV | 160A LV OVERHEAD CYLINDRICAL J TYPE TO BE88 PT5 | 31709 | EATON ELECTRICAL PRODUCTS LIMITED | 160MJ25-6 | 52 | Phil Hooper
Fuses | LV O/H Fuses and accessories | 200A LV O/H FUSE | LV | 200A LV O/H FUSE CYLINDRICAL J TYPE TO BS88 PT5 | 31710 | EATON ELECTRICAL PRODUCTS LIMITED | 200MJ25-6 | 52 | Phil Hooper
Fuses | LV O/H Fuses and accessories | 250A LV O/H FUSE | LV | 250A LV O/H FUSE CYLINDRICAL J TYPE TO BS88 PT5 | 31711 | EATON ELECTRICAL PRODUCTS LIMITED | 250MJ25-6 | 52 | Phil Hooper
Fuses | LV O/H Fuses and accessories | 400A POLE MOUNTING CO | N/A | 400A POLE MOUNTED CUTOUT INCLUDING FUSE CARRIER AND COACH BOLT VENDOR PART NUMBER 54611-26 | 31713 | WT HENLEY DIV OF SICAME UK LTD | 54611-26 | N/A | N/A
Fuses | 11kv expulsion | 30A S BLOW RBH FUSE | 11kV | 30A HV REMOVABLE BUTTON HEAD FUSE (SLOW BLOW) MATERIAL CHANGE 2017 -34 | 31714 | EATON ELECTRICAL PRODUCTS LIMITED | 15TBR30 | 52 | Phil Hooper
Fuses | 11kv expulsion | 25A S BLOW RBH FUSE | 11kV | 25A HV REMOVABLE BUTTON HEAD FUSE (SLOW BLOW) MATERIAL CHANGE 2017 -34 | 31716 | EATON ELECTRICAL PRODUCTS LIMITED | 15TBR25 | 52 | Phil Hooper
Fuses | 11kv expulsion | BRAIDED LINK UNIV | 11kV | HV O/H BRAIDED LINK UNIVERSAL FIXING | 31719 | EATON ELECTRICAL PRODUCTS LIMITED | 15SU100 | 52 | Phil Hooper
Fuses | Fuse Holders | LINK J TYPE 76MM | LV | SOLID LINK J TYPE WEDGE TIGHTENING 76MM CENTRES | 31720 | WT HENLEY DIV OF SICAME UK LTD | 58481-01 | 52 | Phil Hooper
Fuses | Fuse Holders | LINK J TYPE 82MM | LV | SOLID LINK 82MM CENTRES | 31721 | WT HENLEY DIV OF SICAME UK LTD | 58481-96 | 52 | Phil Hooper
Fuses | Fuse Holders | LINK J TYPE 92MM | LV | SOLID LINK J TYPE WEDGE TIGHTENING 92MM CENTRES | 31722 | WT HENLEY DIV OF SICAME UK LTD | 58481-48 | 52 | Phil Hooper
Fuses | LV O/H Fuses and accessories | SOLID LINK LV O/H | LV | SOLID LINK LV OVERHEAD FOR 200A PORCELAIN CUTOUT | 31725 | WT HENLEY DIV OF SICAME UK LTD | 54614-48 | 52 | Phil Hooper
Fuses | LV | SOLID LINK NS TYPE | LV | SOLID LINK OFFSET TAG NS TYPE TO BS88 PT6 REF. F1 | 31727 | EATON ELECTRICAL PRODUCTS LIMITED | NSC-LINK | 52 | Phil Hooper
Fuses | LV | SOLID LINK SS TYPE | LV | SOLID LINK OFFSET TAG SS TYPE TO BS88 PT6 REF. E1 | 31729 | EATON ELECTRICAL PRODUCTS LIMITED | SSC-LINK | 52 | Phil Hooper
Fuses | 11kv expulsion | 50A S BLOW RBH FUSE | 11kV | 50A HV REMOVABLE BUTTON HEAD FUSE (SLOW BLOW) MATERIAL CHANGE 2017 -34 | 31735 | EATON ELECTRICAL PRODUCTS LIMITED | 15TBR50 | 52 | Phil Hooper
Plant Accessories | Insultation Oil | OIL GAS (RED DIESEL) | N/A | FUEL OIL UNTAXED (GAS OIL) | 31757 | CERTAS ENERGY UK LTD T/A BUTLER FUELS |  | N/A | N/A
Metering | Meter Boards | BOARD METER 300X300 | LV | METER BOARD, 300MM X 300MM, FOR WALL MOUNTING | 31847 | WOOTTON & CO LTD | SW3030 | N/A | N/A
Metering | Meter Boards | BOARD METER 375X575 | LV | METER BOARD, 375MM X 575MM, FOR MEDIUM METER BOX | 31848 | WOOTTON & CO LTD | SW5737 | N/A | N/A
Metering | Meter Boards | BOARD METER 460X650 | LV | METER BOARD, 460MM X 650MM, FOR LARGE METER BOX | 31849 | WOOTTON & CO LTD | SW6546 | N/A | N/A
Metering | Meter Boards | BOARD METER 490X330 | LV | METER BOARD, 490MM X 330MM, FOR AUTOPRESS SMALL BOX | 31850 | WOOTTON & CO LTD | SW4933A | N/A | N/A
Metering | Meter Boards | BOARD METER 500X340 | LV | METER BOARD, 500MM X 340MM, FOR HAMPTON SMALL BOX | 31853 | WOOTTON & CO LTD | SW5034H | N/A | N/A
Metering | Meter Boxes - Metal | BOX METER SURF METAL | N/A | METER BOX SURFACE MOUNTED - STAINLESS STEEL (SLAM LOCK)EXTERNAL DIMENSIONS 700MM X 506MM X 200MM | 31860 | DKM SHEET METAL COMPANY LIMITED | SMMBI S/S (S/L) | 37 | Richard Brady
Metering | Meter boxes - Fibre Glass | STANDARD M/BOX FLUSH | LV | STANDARD METER BOX (FLUSH MOUNTING) 595 X 409 X 210. FITTED WITH DOOR RESTRAINER . M02024 | 31861 | CUBIS INDUSTRIES | M02024 | 37 | Richard Brady
Metering | Meter boxes - Fibre Glass | LARGE METER BX FLUSH | LV | LARGE METER BOX (FLUSH MOUNTED) 770 X 550 X 210 FITTED WITH DOOR RESTRAINER AND ADDITIONAL RAMP BOARD | 31863 | CUBIS INDUSTRIES | M00035 | 37 | Richard Brady
Metering | Meter boxes - Fibre Glass | STANDARD M/BOX SURFA | LV | SURFACE ELECTRIC CABINET MK3 WITH STRAP 560H X 400W X 215DMM FR BOARD FITTED WITH DOOR RESTRAINER . M60008 | 31864 | CUBIS INDUSTRIES | M06008 | 37 | Richard Brady
Metering | Meter Boxes - Metal | FR STEEL METER BOX | N/A | MEDIUM FR BOARD METER BOX STEEL(SLAM LOCK) | 31865 | DKM SHEET METAL COMPANY LIMITED | SRMBM F/R (S/L) | 37 | Richard Brady
Common Engineering Materials | Cable Accessories | CABLE CLIP 11MM BLCK | N/A | 11MM CABLE CLIPS ROUND - BLACK | 32005 | ELLIS PATENTS LTD | 17-01B | N/A | N/A
Common Engineering Materials | Cable Accessories | CABLE CLIP 14MM BLK | N/A | 14MM CABLE CLIPS ROUND - BLACK | 32006 | ELLIS PATENTS LTD | 17-01B | N/A | N/A
Common Engineering Materials | Cable Accessories | CABLE CLIP 16MM BLK | N/A | 16MM CABLE CLIPS ROUND - BLACK | 32007 | ELLIS PATENTS LTD | 17-02B | N/A | N/A
Common Engineering Materials | Cable Accessories | CABLE CLIP 19MM BLK | N/A | 19MM CABLE CLIPS ROUND - BLACK | 32008 | ELLIS PATENTS LTD | 17-03B | N/A | N/A
Common Engineering Materials | Cable Accessories | CABLE CLIP 22MM BLK | N/A | 22MM CABLE CLIPS ROUND - BLACK | 32009 | ELLIS PATENTS LTD | 17-04B | N/A | N/A
Underground Materials | Pipes, Ducts and Valves | CNDT PVC BLK 25MM | N/A | CONDUIT PVC BLACK 25MMX3M | 32010 | POLYPIPE CIVILS LTD | PV026X3 | 113 | Richard Summers
Underground Materials | Pipes, Ducts and Valves | CNDT PVC BLK 38MMX2M | N/A | LENGTH OF CONDUIT PVC BLACK 38MM DIAMETER X 2M LONG | 32011 | POLYPIPE CIVILS LTD | PV033X2E | 113 | Richard Summers
Metering | Meter boxes - Fibre Glass | MEDIUM DOOR MITRAS | LV | MEDIUM METER BOX DOOR MITRAS TURN LATCH & LOOSE PIN EB BUTT HINGES. 625 X 426 - FIBREGLASS FITTED WITH DOOR RETRAINER. | 32048 | CUBIS INDUSTRIES | M10008 | 37 | Richard Brady
Metering | Meter boxes - Fibre Glass | MEDIUM DOOR PERMALI | LV | MEDIUM METER BOX DOOR PERMALI METAL TURN LATCH,1 X FIXED & 1 X SPRUNG PIN HINGE 624 X 427 - FIBREGLASS FITTED WITH DOOR RESTRAINER. | 32052 | CUBIS INDUSTRIES | M00040 | 37 | Richard Brady
Metering | Meter boxes - Fibre Glass | LARGE M/BOX DOOR PRM | LV | LARGE METER BOX DOOR 737 X 509 - FIBREGLASS METAL TURN LATCH,1 FIXED,1 SPRUNG PIN HINGE. M00037 | 32055 | CUBIS INDUSTRIES | M00037 | 37 | Richard Brady
Metering | Meter boxes - Fibre Glass | STANDARD M/BOX DOOR | LV | STANDARD GRP METER CABINET DOOR 550 X 383 - TURN LATCH FOR PERMALI & HAMPTON NOT MITRAS- FITTED WITH DOOR RESTRAINER. M00034 | 32057 | CUBIS INDUSTRIES | M00034 | 37 | Richard Brady
Metering | Meter Boxes - Metal | DOOR FOR GAS/ELEC | N/A | DOOR AND ARCHITRAVE REPLACEMENT FOR GAS/ELECTRIC COMPATIBLE BOX 603MM X 423MM X 88MM WHITE | 32061 | DKM SHEET METAL COMPANY LIMITED | EPF2 (S/L) | 37 | Richard Brady
Metering | Meter Boxes - Metal | MEDIUM MTR BOX DOOR | N/A | DOOR & ARCHITRAVE REPLACEMENT 720MM X 520MM X 565MM GREY | 32062 | DKM SHEET METAL COMPANY LIMITED | EPFM (S/L) | 37 | Richard Brady
Metering | Meter Boxes - Metal | LARGE MTR BOX DOOR | N/A | DOOR & ARCHITRAVE REPLACEMENT 835MM X 578MM X 65MM GREY | 32063 | DKM SHEET METAL COMPANY LIMITED | EPFL (S/L) | 37 | Richard Brady
Metering | Meter boxes - Fibre Glass | SML F/RES FLUSH MBOX | LV | SMALL FIRE RESTARDANT GRP METER BOX. 595X409X210 WITH DOOR RESTRAINER & FR BASEBOARD M02025 | 32066 | CUBIS INDUSTRIES | M02025 | 37 | Richard Brady
Common Engineering Materials | Lubricants | PBC GREASE AERO500ML | N/A | ANTI SEIZE COPPER GREASE AEROSOL 500ML | 32181 | JAMES BOYLAN SAFETY (NI) LTD |  | N/A | N/A
Building Services & Products | Building & Site Maintenance | P/LCK XJK700 - 1.5 INCH | N/A | PADLOCK - WO KEYS - ALL TO PASS KEY XJK700.1.5 JS3102-1.506P | 32269 | ABLOY UK | JS3102-1.506P | N/A | N/A
Building Services & Products | Building & Site Maintenance | PADLOCK JS31022 RED | N/A | RED PADLOCK JS 31022 TO DIFFER SERIES - 1.5 CUUC TO BE NOTCHED AND PAINTED RED C/W 2 KEYS. JS31022 | 32270 | ABLOY UK | JS31022 | N/A | N/A
Building Services & Products | Building & Site Maintenance | NIGHT LATCH CASE | N/A | LOCK CASE ONLY FOR USE WITH RIM CYLINDER. THE JL1028 WE60 LOCKCASE IS A SELF LOCKING NIGHT LATCH CASE (LATCHBOLT). WHEN THE DOOR IS CLOSED THE LATCH LOCKS INTO THE STAPLE FITTED TO THE DOOR | 32271 | ABLOY UK | JL1028-WE | N/A | N/A
Building Services & Products | Building & Site Maintenance | PADLOCKJS310226P1.5 | N/A | PADLOCK JS310226P KEYED TO XJK700 WO KEYS 1.5-THIN HASP JS310226P | 32273 | ABLOY UK | JS310226P | N/A | N/A
Metering | Metering Accessories | KEY-METER BOX LONG | N/A | KEY-METER BOX LONGREACH | 32414 | DKM SHEET METAL COMPANY LIMITED |  | 37 | Richard Brady
Metering | Meter boxes - Fibre Glass | SLIMLINE METER BOX | LV | SLIMLINE METER BOX 828 X 279 X 210. FITTED WITH DOOR RESTRAINER . SUPPLIED ON PALLETTS MAXIMUM 30 PER | 32452 | CUBIS INDUSTRIES | M35079 | 37 | Richard Brady
Building Services & Products | Sanitary Equipment | PAPER TOWEL BLUE RL | N/A | 10 PAPER TOWEL BLUE ROLL | 32469 | JAMES BOYLAN SAFETY (NI) LTD | S970109 | N/A | N/A
Building Services & Products | Consumable Common Eng Materials | DRY WIPES FOR CABLE | LV, 11 & 33kV | DRY WIPES FOR CABLE REPEAT USE LOW RESIDUE MEDIUM DUTY HIGHLY ABSORBENT WIPER IN BOXES OF 352 WIPES | 32596 | TW ENGINEERING CO LTD | WYPALL 8383X70 | 124 | Richard Summers
Common Engineering Materials | Tapes | TAPE ADH GR/YL 19MM | N/A | TAPE,ADHESIVE,GREEN/YELLOW,PVC 19MM X 25MTR | 32652 | TOOLOUT LTD T/A JOINTING TECHNOLOGIES | SCOTCH TEMFLEX | 109 | Richard Summers
Common Engineering Materials | Tapes | TAPE DENSO 50MMX10M | N/A | DENSO TAPE 50MMX10M | 32655 | TOOLOUT LTD T/A JOINTING TECHNOLOGIES | DENSO 50MM X 10 | 109 | Richard Summers
Common Engineering Materials | Tapes | TAPE DENSO 75MMX10M | N/A | DENSO TAPE 75MM X 10M | 32656 | TOOLOUT LTD T/A JOINTING TECHNOLOGIES | DENSO 75MM X 10 | 109 | Richard Summers
Common Engineering Materials | Tapes | BLACK INS COTTN TAPE | N/A | TAPE BLACK INSULATED COTTON ADHESIVE 2 SIDED 19MM X 20M SCAPA 2101 | 32667 | TOOLOUT LTD T/A JOINTING TECHNOLOGIES | SCAPA 2101 | 109 | Richard Summers
Common Engineering Materials | Tapes | TAPE BITUM HESN 50MM | N/A | TAPE BLACK BITUMEN HESSIAN 50MM*20M | 32668 | TOOLOUT LTD T/A JOINTING TECHNOLOGIES | SCAPA 1707 | 109 | Richard Summers
Building Services & Products | Consumable Common Eng Materials | WIPER DISPOSABL ROLL | N/A | WIPER DISPOSABLE ROLL 1PLY WIPER DISPOSABLE ROLL WHITE | 32669 | JAMES BOYLAN SAFETY (NI) LTD | KC PRODUCT CODE 7104 | N/A | N/A
Underground Materials | Pipes, Ducts and Valves | PVC LEAD-IN TUBES | N/A | PVC LEAD-IN TUBES | 32670 | POLYPIPE CIVILS LTD | LTWPDPVO2714 | 113 | Richard Summers
Building Services & Products | Consumable Common Eng Materials | WIPERS BLUE 20IN ROLL | N/A | KIMWIPES CLASSIC LIGHT BLUE WIPERS, 20 ROLL | 32772 | JAMES BOYLAN SAFETY (NI) LTD | S970110 | N/A | N/A
Switchgear | 11KV Ring Main Units (New) | CN2-TLF FS NO.ACT | 11kV | CN2-T6 FREESTANDING CB - TLF NON EXT + TX BOX-NO A | 33558 | SCHNEIDER ELECTRIC LTD | CN2-T6 | 2 | Anthony Smith
Switchgear | 11KV Ring Main Units (New) | CN2-TLF TX NO.ACT | 11kV | CN2-T6 TX.MOUNTED-CB - TLF- NON EXTENSIBLE-NO ACT. | 33559 | SCHNEIDER ELECTRIC LTD | CN2-T6 | 2 | Anthony Smith
Switchgear | 11KV Ring Main Units (New) | CE2 EXT CB - TLF NO | 11kV | CE2-T7 - 200A EXTENSIBLE CB-TLF-NO ACTUATOR | 33560 | SCHNEIDER ELECTRIC LTD | CE2-T1 | 2 | Anthony Smith
Switchgear | 11KV Ring Main Units (New) | TM12/1 200/100/5 | 11kV | TM12/1 11KV 200/100/5 METERING UNIT NON-EXTENSIBLE | 33564 | SCHNEIDER ELECTRIC LTD | MU2M3 | 2 | Anthony Smith
Switchgear | 11KV Ring Main Units (New) | SE6 EXT SWITCH NO AC | 11kV | SF6 EXTENSIBLE SWITCH-S2-630A - NO ACTUATOR | 33566 | SCHNEIDER ELECTRIC LTD | SE6-S1 | 2 | Anthony Smith
Switchgear | 11KV Ring Main Units (New) | RN2C-TLF FS NO.ACT | 11kV | RMUF12 FREESTANDING WITH TLF NON EXTENSIBLE RMU INCLUDING VOLTAGE PHASE INDICATORS ON BOTH RING SWITCHES. SINGLE CORE EFI CT'S ON LEFT HAND BOX | 33567 | SCHNEIDER ELECTRIC LTD | RN2C-T1 | 2 | Anthony Smith
Switchgear | 11KV Ring Main Units (New) | RN2C-TLF TX.NO ACT | 11kV | RMUF12 TRANSFORMER MOUNTED WITH TLF NON EXTENSIBLE RMU INCLUDING VOLTAGE INDICATORS ON BOTH RING SWITCHES SINGLE CORE EFI CT'S ON LEFT HAND BOX FITTED WITH PG42 CABLE GLANDS. | 33568 | SCHNEIDER ELECTRIC LTD | RN2C-T1 | 2 | Anthony Smith
Switchgear | 11KV Ring Main Units (New) | RN2C TLF TX NO ACT STC | 11kV | RMUF12A TF MOUNTED WITH TLF (ADDITIONAL TRIP COIL) | 33570 | SCHNEIDER ELECTRIC LTD | RN2C-T1 | 2 | Anthony Smith
Switchgear | 11KV Ring Main Units (New) | RN2C-RELAY TX.NO.ACT | 11kV | RMUF12 TRANSFORMER MOUNTED WITH RELAY NON EXTENSIBLE RMU INCLUDING VOLTAGE PHASE INDICATORS ON BOTH RING NO ACTU | 33571 | SCHNEIDER ELECTRIC LTD | RN2CT2 | 2 | Anthony Smith
Common Engineering Materials | Lubricants | GALVANIZING SPRAY | N/A | BRIGHT GALVANIZING SPRAY 2117 500ML | 33578 | JAMES BOYLAN SAFETY (NI) LTD |  | N/A | N/A
Common Engineering Materials | Lubricants | MULTIFOAM - FOR GUN | N/A | MULTIFOAM - FOR GUN | 33586 | JAMES BOYLAN SAFETY (NI) LTD |  | N/A | N/A
Underground Materials | Joint Kits and Jointing | SWITCH LUBRICANT | All voltages | SWITCH CONTACT LUBRICANT 100ML TUBES | 33619 | HALTERMANN CARLESS UK LTD | 2543 | N/A | N/A
Common Engineering Materials | Signs and Plates | SIGN-POINT OF ISOLAT | N/A | OPERATIONAL SIGN- CAUTION POINT OF ISOLATION 100X190MM 1.5MM WHITE ABS. | 33697 | BRISSCO SIGNS & GRAPHICS |  | N/A | N/A
Common Engineering Materials | Signs and Plates | SIGN-POINT OF ISOLAT | N/A | OPERATIONAL SIGN - CAUTION POINT OF ISOLATION 100X190MM 300MIC WHITE PVC. | 33698 | BRISSCO SIGNS & GRAPHICS |  | N/A | N/A
Common Engineering Materials | Signs and Plates | SIGN-LIVE APPARATUS | N/A | OPERATIONAL SIGN- DANGER LIVE APPARATUS 100X190MM 300MIC WHITE PVC. | 33699 | BRISSCO SIGNS & GRAPHICS |  | N/A | N/A
Common Engineering Materials | Signs and Plates | NOTICE MAG ISOLATION | N/A | OPERATIONAL SIGN - CAUTION POINT OF ISOLATION 100X190 0.85 WHITE MAGNETIC | 33704 | BRISSCO SIGNS & GRAPHICS |  | N/A | N/A
Common Engineering Materials | Signs and Plates | SHEET OF ISOL LABELS | N/A | LABEL - CAUTION POINT OF ISOLATION 43DIAM 400 WHITE S/A SHEET OF 20 LABELS | 33708 | BRISSCO SIGNS & GRAPHICS |  | N/A | N/A
Building Services & Products | Building & Site Maintenance | DEADLOCK CASE ONLY | N/A | LOCKCASE ONLY FOR USE WITH RIM CYLINDER.THE JL1148 WE60 LOCKCASE IS A DEADLOCK CASE (DEADBOLT). TO OPEN FROM THE OUTSIDE A KEY IS REQUIRED TO OPERATE THE CYLINDER TO | 33710 | ABLOY UK | JL1148-WE | N/A | N/A
Overhead Materials | Steelwork | 11KV FUSE MTG BRACKT | 11KV | 11KV FUSE MOUNTING BRACKET TO DRAWING 43-95/19 | 33723 | BB PRICE LTD | S641/038 | N/A | N/A
Overhead Materials | Insulators - Polymeric | 11KV TENSION INSULATOR | 11KV | IIKV COMPOSITE TENSION BALL- BALL INSULATOR 70KN, 280MM COUPLING LENGTH, TAUT STRING 185MM, 300MM CREEPAGE, 45KV WET WITHSTAND, 95MM DRY IMPULSE SUITABLE FOR THE | 33850 | ALLIED INSULATORS GROUP LIMITED | FAS4009A | N/A | N/A
Overhead Materials | Insulators - Polymeric | 11KV TENSION INSULATOR | 11KV | IIKV COMPOSITE TENSION BALL- BALL INSULATOR 70KN, 280MM COUPLING LENGTH, TAUT STRING 185MM, 300MM CREEPAGE, 45KV WET WITHSTAND, 95MM DRY IMPULSE SUITABLE FOR THE | 33850 | MOSDORFER CCL SYSTEMS LTD | 10200T | N/A | N/A
Building Services & Products | Sanitary Equipment | RAGS - COLOURED | N/A | RAGS - COLOURED 10KG BOX | 34197 | JAMES BOYLAN SAFETY (NI) LTD | B060117 | N/A | N/A
Underground Materials | Resins | RESIN COLDPOUR 1.3L | LV | COLD POUR POLYURETHANE RESIN 1.3 LTR, 3 PART. | 34252 | WT HENLEY DIV OF SICAME UK LTD |  | 105 | Richard Summers
Underground Materials | Resins | RESIN COLDPOUR 1.3L | LV | COLD POUR POLYURETHANE RESIN 1.3 LTR, 3 PART. | 34252 | TE CONNECTIVITY SOLUTIONS GMBH | CU2423-000 | 105 | Richard Summers
Underground Materials | Connectors - Compression (underground) | LUG FOR 500-630 CU | 11kV | LUG FOR 500-630 COPPER VETC3316UTB12. | 34255 | TYCO ELECTRONICS UK LIMITED | BAH-024030255 | 111 | Richard Summers
Underground Materials | Connectors - Compression (underground) | LUG FOR 185 CU | 11kV | LUG FOR 185 COPPER - VETB 21-12/16UTB | 34256 | TYCO ELECTRONICS UK LIMITED | BAH-024030068 | 111 | Richard Summers
Fuses | 11kv expulsion | S&C XSFUSE CUTOUT | 11kV | XS FUSE CUTOUT EX-HD 25KV 125KV BIL 100A CONT 11 | 34300 | S&C ELECTRIC UK HOLDINGS LTD | 89812R10-S1202 | N/A | N/A
Fuses | 11kv expulsion | FUSELINK SOLID S&C | 11kV | SOLID LINK FOR S&C DROP DOWN FUSE | 34301 | S&C ELECTRIC UK HOLDINGS LTD | 89622R10 | N/A | N/A
Switchgear | 11KV Ring Main Units (New) | TM12/1 100/50/5 | 11kV | TM12/1 100/50/5 MU2-M2 | 34335 | SCHNEIDER ELECTRIC LTD | MU2-M2 | 2 | Anthony Smith
Fuses | 11kv expulsion | FUSE HOLDER FOR S&C | 11kV | NEMA FUSE CARRIER WITH ARCING ROD 190MVA RATED | 34340 | S&C ELECTRIC UK HOLDINGS LTD | 89532R10 | N/A | N/A
Switchgear | 11KV Auto Reclosers | U27 USERIES 11KV POLE | 11kV | U27 U SERIES 11KV POLE MOUNTED AUTO RECLOSING CIRCUIT BREAKER C/W ADVC 630A RATING VACUUM OPERATED VENDOR PART NO U27-ACR- SOLID-15-12-11 | 34397 | SCHNEIDER ELECTRIC LTD | U27ACRSOLID151211 | 13 | Anthony Smith
Underground Materials | Connectors - Mechanical (Underground) | END LUG 185-400 12/16 | 11kV | BRASS END LUG FOR UP TO 400MM. 16MM HOLE WITH 12MM INSERT WASHER.VETB28 16/12UTB. | 34413 | TYCO ELECTRONICS UK LIMITED | BAH-024030159 | 111 | Richard Summers
Underground Materials | Connectors - Mechanical (Underground) | SHEAR BOLT CONNECTOR | 11kV | SHEAR BOLT CONN UP TO 400MM VTPC28UTP33KV | 34415 | TYCO ELECTRONICS UK LIMITED | BAH-022110052 | 111 | Richard Summers
Fuses | 11kv oil immersed | 100A 7.2KV OFS FUSE- @ 60 CHECK | 11kV | 100A 7.2KV OFS FUSE 254MM TO BS 2692 WHEN STOCK REACHES 60 CHECK WITH PHIL HOOPER BEFORE ORDERING ANYMORE | 34416 | EATON ELECTRICAL PRODUCTS LIMITED | 7-20EFMA100 | 52 | Phil Hooper
Fuses | 11kv oil immersed | FUSE LINK 140A | 11kV | 140A 7.2KV OIL IMMERSED OFS FUSE TO BS2692 | 34417 | EATON ELECTRICAL PRODUCTS LIMITED | 7-20HGMA140 | 52 | Phil Hooper
Fuses | 11kv oil immersed | 50A OFS FUSE 254MM | 11kV | 50A 12KV OFS FUSE 254MM TO BS2692 | 34418 | EATON ELECTRICAL PRODUCTS LIMITED | 120EFMA50 | 52 | Phil Hooper
Fuses | 11kv expulsion | 25A F BLOW RBH FUSE | 11kV | 25A HV REMOVABLE BUTTON HEAD FUSE (FAST BLOW) MATERIAL CHANGE 2017 -34 | 34420 | EATON ELECTRICAL PRODUCTS LIMITED | 15KBR25 | 52 | Phil Hooper
Fuses | 11kv expulsion | 40A F BLOW RBH FUSE | 11kV | 40A HV REMOVABLE BUTTON HEAD FUSE (FAST BLOW) MATERIAL CHANGE 2017 -34 | 34422 | EATON ELECTRICAL PRODUCTS LIMITED | 15KBR40 | 52 | Phil Hooper
Fuses | TLF Fuses | 7.5A TLF (XF7.5) | N/A | 7.5A TLF (XF7.5)TO EATS 12-6 | 34738 | EATON ELECTRICAL PRODUCTS LIMITED | XF7-5 | 52 | Phil Hooper
Fuses | TLF Fuses | 10A TLF (XF10) | N/A | 10AMP TLF FUSE FOR USE WITH SF6 SWITCHGEAR . TO COVER 750 AND 800 KVA TRANSFORMERS. | 34739 | EATON ELECTRICAL PRODUCTS LIMITED | XF10 | 52 | Phil Hooper
Fuses | TLF Fuses | 5A TLF (XF5) | N/A | 5A TLF (XF5) TO EATS 12-6 | 34740 | EATON ELECTRICAL PRODUCTS LIMITED | XF5 | 52 | Phil Hooper
Metering | Meter Boards | SLOPING BOARDS | LV | SLOPING METER INSERTS, DRILLED 3 X 5MM HOLES C/W PK 3 SCREWS | 34766 | WOOTTON & CO LTD |  | N/A | N/A
Underground Materials | Resins | RESIN COLDPOUR 3.2L | LV | COLD POUR POLYURETHANE RESIN 3.2 LTR, 3 PART | 34767 | WT HENLEY DIV OF SICAME UK LTD |  | 105 | Richard Summers
Underground Materials | Resins | RESIN COLDPOUR 3.2L | LV | COLD POUR POLYURETHANE RESIN 3.2 LTR, 3 PART | 34767 | TE CONNECTIVITY SOLUTIONS GMBH | CU2424-000 | 105 | Richard Summers
Conductors - OH | Aluminium Allloy | 100MM BARE AL/AL CON | 11kV | 100MM BARE ALI ALLOY CONDUCTOR (OAK) | 34768 | CABELTE - CABOS ELECTRICOS E TELEFONICOS |  | 85 | Mike Chapman
Conductors - OH | Aluminium Allloy | 100MM BARE AL/AL CON | 11kV | 100MM BARE ALI ALLOY CONDUCTOR (OAK) | 34768 | TELE-FONIKA KABLE GROUP |  | 85 | Mike Chapman
Plant Accessories | 33/11KV Cable Boxes | HV CABLE BOX - DRY | 33kV | 3 POLE SINGLE GLAND 11KV DRY CABLE BOX. | 34807 | WEBSTER-WILKINSON LTD | C4016 REV F | N/A | N/A
Common Engineering Materials | Tapes | TAPE ISULN BLK PATCH | N/A | ELASTOMERIC BASED TAPE 230MM X 7.3M BLACK/BROWN. BLACK INSULATING PATCH TAPE | 34978 | TOOLOUT LTD T/A JOINTING TECHNOLOGIES | TRP ELASTOMERIC | 109 | Richard Summers
Overhead Materials | Insulators - Polymeric | 11KV PIN INS PORCCST | 11kV | 11KV PORCELAIN WIDE GROOVE INSULATOR HIGH POLLUTION 92MM NECK, 425MM CREEPAGE, 10KN, 50KV WET WITHSTAND, 125KV DRY IMPULSE, BROWN OR GREY WITH SEMI CONDUCTING GLAZE | 35099 | ALLIED INSULATORS GROUP LIMITED | 11234 | 59 | Mike Chapman
Overhead Materials | Insulators - Polymeric | 11KV PIN INS PORCCST | 11kV | 11KV PORCELAIN WIDE GROOVE INSULATOR HIGH POLLUTION 92MM NECK, 425MM CREEPAGE, 10KN, 50KV WET WITHSTAND, 125KV DRY IMPULSE, BROWN OR GREY WITH SEMI CONDUCTING GLAZE | 35099 | MOSDORFER CCL SYSTEMS LTD | 269077 | 59 | Mike Chapman
Building Services & Products | Consumable Common Eng Materials | RAGS-WHITE-10KG BX | N/A | RAGS-WHITE-10KG BOX | 35102 | JAMES BOYLAN SAFETY (NI) LTD | B060105 | N/A | N/A
Overhead Materials | Steelwork | ANTI CLIMB GUARD | N/A | ANTI CLIMB GUARD TO ESI DRAWING 439516 | 35105 | BB PRICE LTD | BBP9068 | N/A | N/A
Plant Accessories | Locks | TRANSFORMER PAD | N/A | TRANSFORMER PAD 1.2M X 100MM X 12.5MM PRICE INCLUDES CARRIAGE. PADS TO BE PACKED 20 TO A BOX TOTAL WEIGHT 25 KILOS PER BOX. | 35318 | TIFLEX LIMITED | TP-031069 | N/A | N/A
Underground Materials | Joint Kits and Jointing | CABLETILE240X1000X10 | 11kV | CABLE (33KV) PROTECTION TILE,RED,INTERLOCKING 240MM X 1000MM X 10MM - CLASS 2 (INCLUDING PEGS) PALLET QUANTITY = 450 | 35369 | ALLIED CONDUCTORS LTD |  | 120 | Richard Summers
Overhead Materials | Connectors - Compression (Overhead) | TEN CON 150AAAC/ACSR | N/A | FULL TENSION (MID SPAN) CONNECTOR 150MM AAAC / ACSR (ASH / DINGO) | 35402 | CEMBRE LTD | RF150 | N/A | N/A
Underground Materials | Pipes, Ducts and Valves | 38MM ALKATHENE - 25M COIL | N/A | 38MM ALKATHENE TUBING-BLK (25MTR COIL) | 35422 | POLYPIPE CIVILS LTD | PD3844X25BEPE | 113 | Richard Summers
Metering | Metering Accessories | STR BAR ZINC PLATED | N/A | STRAIGHT BAR BRIGHT ZINC PLATED | 35783 | DKM SHEET METAL COMPANY LIMITED | STR BAR BZP | 37 | Richard Brady
Common Engineering Materials | Tapes | SCOTCH 88 BLACK | N/A | SCOTCH 88 ALL WEATHER TAPE - BLK | 35830 | TOOLOUT LTD T/A JOINTING TECHNOLOGIES | SCOTCH 88 | 109 | Richard Summers
Overhead Materials | Steelwork | ANTI-CLIMB GUARD - PAIR | 11kV | ANTI-CLIMBING GUARD FOR STEEL/CONCRETE POLES ESI DRAWING NUMBER 439617. SUPPLIED AS A PAIR AS ONLY USED IN PAIRS | 35852 | BB PRICE LTD | BBP9069 | N/A | N/A
Fuses | LV | 16A FUSE NIT TYPE | LV | 16A FUSE LINK SLOTTED TAG NIT TYPE TO BS88 PT6 REF. A1 NITD16 | 35858 | EATON ELECTRICAL PRODUCTS LIMITED | NITD16 | 52 | Phil Hooper
Fuses | LV | 10A FUSE NIT TYPE | LV | 10A FUSE LINK SLOTTED TAG NIT TYPE TO BS88 PT6 REF. A1 10A 415 VAC FUSE LINK WITH OFFSET BOLTED TAG BS88 PART BS REF: A1 (AKA MIT TYPE) | 35859 | EATON ELECTRICAL PRODUCTS LIMITED | NITD10 | 52 | Phil Hooper
Fuses | LV | 6A FUSE NIT TYPE | LV | 6A FUSE LINK SLOTTED TAG NIT TYPE TO BS88 PT6 REF. A1 6A 415 VAC FUSE LINK WITH OFFSET BOLTED TAG BS88 PART 1&2, BS REF: A1 (AKA NIT TYPE) | 35860 | EATON ELECTRICAL PRODUCTS LIMITED | NITD6 | 52 | Phil Hooper
Fuses | LV | 4A FUSE NIT TYPE | LV | 4A FUSE LINK SLOTTED TAG NIT TYPE TO BS88 PT6 REF. A1 4A 415 VAC FUSE LINK WITH OFFSET BOLTED TAG BS88 PART 1&2, BS REF: A1 (AKA NIT TYPE) | 35861 | EATON ELECTRICAL PRODUCTS LIMITED | NITD4 | 52 | Phil Hooper
Fuses | LV | 2A FUSE NIT TYPE | LV | 2A FUSE LINK SLOTTED TAG NIT TYPE TO BS88 PT6 REF. A1 2A 415 VAC FUSE LINK WITH OFFSET BOLTED TAG BS88 PART 1&2, BS REF: A1 (AKA NIT TYPE) | 35862 | EATON ELECTRICAL PRODUCTS LIMITED | NITD2 | 52 | Phil Hooper
Fuses | LV | SOLID LINK NIT TYPE | LV | SOLID LINK SLOTTED TAG NIT TYPE TO BS88 PT6 REF. A1 SOLID LINK BOLTED TAG NIT TYPE. | 35866 | EATON ELECTRICAL PRODUCTS LIMITED | 32CMLC | 52 | Phil Hooper
Fuses | Fuse Holders | 400A FUSE CARRIER | N/A | REPLACEMENT FUSE CARRIER FOR 400A POLE MOUNTED SERVICE CUT OUT. SUITABLE FOR ACCEPTING J TYPE FUSE LINK WITH 82.5MM FIXING CENTRES VENDOR PART NUMBER 58424-14 | 35965 | WT HENLEY DIV OF SICAME UK LTD | 58424-14 | N/A | N/A
Underground Materials | Connectors - Mechanical (Underground) | SOLIDL LUG 600-740MM | LV | SOLIDAL LUG 600-740MM2 (400-630 STRANDED) PART NO BAH-024030181. | 36078 | SICAME ELECTRICAL DEVELOPMENTS LTD | HMFMLML10 | 107 | Richard Summers
Overhead Materials | Connectors - Compression (Overhead) | NT BM 100AAAC-70CU | N/A | NON TENSION BI METAL CONNECTOR 100MM AAAC / ACSR (OAK / DOG) TO 70MM HARD DRAWN COPPER | 36185 | CEMBRE LTD | BMRP100-CU70 | N/A | N/A
Overhead Materials | Connectors - Compression (Overhead) | TEN CON 100AAAC | N/A | FULL TENSION (MID SPAN) CONNECTOR 100MM AAAC (OAK) | 36186 | CEMBRE LTD | DF100 | N/A | N/A
Metering | Meter Boards | FIRE RETARDANT BOARD | LV | FIRE REDARDANT METER BOARD 565MM X 365MM | 36200 | WOOTTON & CO LTD | SW5636 | N/A | N/A
Fuses | TLF Fuses | 3A TLF (XF3) | N/A | 3A TLF (XF3) TO EATS 12-6 | 36263 | EATON ELECTRICAL PRODUCTS LIMITED | XF3 | 52 | Phil Hooper
Fuses | TLF Fuses | 12.5A TLF (XF12.5) | N/A | 12.5 AMP FUSE TLF-FOR USE WITH SF6 SWITCHGEAR. | 36264 | EATON ELECTRICAL PRODUCTS LIMITED | XF12-5 | 52 | Phil Hooper
Fuses | TLF Fuses | 15A TLF (XF15) | N/A | 15 AMP FUSE TLF-FOR USE WITH SF6 SWITCHGEAR. | 36265 | EATON ELECTRICAL PRODUCTS LIMITED | XF15 | 52 | Phil Hooper
Overhead Materials | Steelwork | CROSSARM | 33kV | CROSSARM 33KV CABLE SUPPORT TO SWEB DRG 43-95/9 | 36353 | BB PRICE LTD | S641/055 | N/A | N/A
Overhead Materials | Steelwork | TROUGHING 33KV CABLE | 33kV | TROUGHING FOR 33KV CABLES 'H' POLE ARRANGEMENT TO SWEB DRAWING 43-95/11. | 36410 | BB PRICE LTD | S641/056 | N/A | N/A
Overhead Materials | Steelwork | MTG BRKT 33KV-160MM | 33kV | STAND OFF BRACKET TYPE'A' FOR CABLE CLEAT - (160MM) DRAWING 43-95/17. | 36411 | BB PRICE LTD | S641/057 | N/A | N/A
Overhead Materials | Steelwork | MTG BRKT 33KV-60MM | 33kV | STAND OFF BRACKET TYPE'B'FOR CABLE CLEAT - (60MM) TO SWEB DRAWING 43-95/17. | 36412 | BB PRICE LTD | S641/058 | N/A | N/A
Common Engineering Materials | Cable Accessories | KEVLAR STRING 1KG | N/A | KEVLAR STRING 3/3/1670 DTEX KEVLAR TYPE 956, 47TPMZ/47T TO BE SUPPLIED IN ONE KILO REELS (APPROX 600 METRES) | 36499 | BIBBY FACTORS NORTHWEST LTD |  | N/A | N/A
Underground Materials | Connectors - Mechanical (Underground) | UST300 BOLTS -M22UTB | LV | UST300 BOLTS - M22UTB | 36501 | SICAME ELECTRICAL DEVELOPMENTS LTD | HMFMCLKAG015/WPD | 107 | Richard Summers
Overhead Materials | Wood Blocks and Planks | LID ONLY 33KV CABLE | 33KV | LID ONLY FOR 33KV CABLE TO SWEB DRG 43-89120 | 36507 | SCANPOLE BBH LTD |  | 129 | Richard Summers
Overhead Materials | Wood Blocks and Planks | LID ONLY 33KV CABLE | 33KV | LID ONLY FOR 33KV CABLE TO SWEB DRG 43-89120 | 36507 | POWER POLES LTD |  | 129 | Richard Summers
Overhead Materials | Wood Blocks and Planks | LID ONLY 33KV CABLE | 33KV | LID ONLY FOR 33KV CABLE TO SWEB DRG 43-89120 | 36507 | CALDERS & GRANDIDGE |  | 129 | Richard Summers
Overhead Materials | Wood Blocks and Planks | BACKBOARD & LID | 33KV | BACKBOARD AND LID FOR 33KV CABLE TO SWEB DRWING 43-89/20. | 36508 | SCANPOLE BBH LTD | DRG 43-89/20 | 129 | Richard Summers
Overhead Materials | Wood Blocks and Planks | BACKBOARD & LID | 33KV | BACKBOARD AND LID FOR 33KV CABLE TO SWEB DRWING 43-89/20. | 36508 | POWER POLES LTD |  | 129 | Richard Summers
Overhead Materials | Wood Blocks and Planks | BACKBOARD & LID | 33KV | BACKBOARD AND LID FOR 33KV CABLE TO SWEB DRWING 43-89/20. | 36508 | CALDERS & GRANDIDGE |  | 129 | Richard Summers
Overhead Materials | Steelwork | TROUGHING 33KV POLE | 33KV | TROUGHING FOR 33KV CABLES-SINGLE POLE ARRANGEMENT TO SWEB DRAWING 43-95/20. | 36510 | BB PRICE LTD | S641/059 | N/A | N/A
Overhead Materials | Steelwork | LV EAVES BRACKET | LV | LV EAVES EXTENSION BRACKET-MODIFIED 250MM WIDE. | 36585 | BB PRICE LTD | BBP9299 | N/A | N/A
Underground Materials | Connectors - Mechanical (Underground) | FERRULE MF7 | LV | MECHANICAL FERRULE MF7 WITH 2 PIECES BRASS GAUZE | 36615 | SICAME ELECTRICAL DEVELOPMENTS LTD | MF7 | 107 | Richard Summers
Underground Materials | Heat-shrink | 1PH STRAIGHT JOINT | LV | STRAIGHT JOINT SINGLE PHASE 16-35MM2 XLPE CNE PART NO RHLJU16-35 CNE-1. | 36656 | REPL INTERNATIONAL LTD |  | 108 | Richard Summers
Underground Materials | Heat-shrink | 3 PH STRAIGHT JOINT | LV | STRAIGHT JOINT THREE PHASE 16-35MM2 XLPE CNE PART NO RHLJU 16-35 CNE 3. | 36657 | REPL INTERNATIONAL LTD |  | 108 | Richard Summers
Underground Materials | Heat-shrink | ST JNT 1PH XLPE/PILC | LV | ST JNT 1 PH 16-35 XLPE CNE TO 16-35 PILCSMOE 81860 PART NO RHLJU 16-35 CNE/PILC-1. | 36658 | REPL INTERNATIONAL LTD |  | 108 | Richard Summers
Underground Materials | Heat-shrink | 3 PHASE XLPE-PILC | LV | STRAIGHT JOINT 3 PHASE 16-35 XLPE CNE TO 16-35 PILC PART NO RHLJU 16 - 35 CNE/PILC-3. | 36659 | REPL INTERNATIONAL LTD |  | 108 | Richard Summers
Common Engineering Materials | Signs and Plates | LABEL RIGHT PLACE | N/A | LABEL 120 X 180MM RIGHT PLACE,RIGHT SWITCH,RIGHT OPERATION , BLACK ON YELLOW. | 36759 | BRISSCO SIGNS & GRAPHICS |  | N/A | N/A
Overhead Materials | Steelwork | M16 GALVANISED NUT | N/A | M16 GALVANISED NUT | 36797 | WILLIAMS FASTENERS DIV N POWER TOOLS |  | 60 | Mike Chapman
Overhead Materials | Steelwork | M16 GALVANISED NUT | N/A | M16 GALVANISED NUT | 36797 | BB PRICE LTD | F/C0033 | 60 | Mike Chapman
Fuses | 11kv oil immersed | 12A BAYONET FUSE | 11kV | 12A DUAL ELEMENT BAYONET FUSE FOR PAD MOUNT TRANSFORMER | 36817 | LANGLEY ENGINEERING LTD | 4038108C06B | 52 | Phil Hooper
Fuses | 11kv oil immersed | 12A BAYONET FUSE | 11kV | 12A DUAL ELEMENT BAYONET FUSE FOR PAD MOUNT TRANSFORMER | 36817 | EATON ELECTRICAL PRODUCTS LIMITED | 4038108C06B | 52 | Phil Hooper
Fuses | 11kv oil immersed | 30A 15.5KV ELSP LINK | 11kV | 30A 15.5KV ELSP FUSE FOR PAD MOUNT TRANSFORMER | 36818 | LANGLEY ENGINEERING LTD | CBUC15030C100 | 52 | Phil Hooper
Fuses | 11kv oil immersed | 30A 15.5KV ELSP LINK | 11kV | 30A 15.5KV ELSP FUSE FOR PAD MOUNT TRANSFORMER | 36818 | EATON ELECTRICAL PRODUCTS LIMITED | 3544030M61M | 52 | Phil Hooper
Fuses | 11kv oil immersed | 5A BAYONET FUSE | 11kV | 5A DUAL ELEMENT BAYONET FUSE FOR PAD MOUNT TRANSFORMER | 36819 | LANGLEY ENGINEERING LTD | 4038108C03B | 52 | Phil Hooper
Fuses | 11kv oil immersed | 5A BAYONET FUSE | 11kV | 5A DUAL ELEMENT BAYONET FUSE FOR PAD MOUNT TRANSFORMER | 36819 | EATON ELECTRICAL PRODUCTS LIMITED | 4038108C03B | 52 | Phil Hooper
Fuses | 11kv oil immersed | 40A 15.5KV FUSE | 11kV | 40A 15.5KV ELSP FUSE FOR PAD MOUNT TRANSFORMER | 36820 | LANGLEY ENGINEERING LTD | CBUC15040C100 | 52 | Phil Hooper
Fuses | 11kv oil immersed | 40A 15.5KV FUSE | 11kV | 40A 15.5KV ELSP FUSE FOR PAD MOUNT TRANSFORMER | 36820 | EATON ELECTRICAL PRODUCTS LIMITED | 3544040M61M | 52 | Phil Hooper
Fuses | 11kv air insulated | 355A FUSE 4 SLOT TAG | LV | 355A 660VAC FUSE SPECIAL OFFSET TAG WITH 4 SLOTS 92.5MM CENTRES | 36827 | EATON ELECTRICAL PRODUCTS LIMITED | 355P20 | 52 | Phil Hooper
Fuses | 11kv air insulated | 400A FUSE 4 SLOT TAG | LV | 400A 660VAC FUSE SPECIAL OFFSET TAG WITH 4 SLOTS 92.5MM CENTRES | 36828 | EATON ELECTRICAL PRODUCTS LIMITED | 400P20 | 52 | Phil Hooper
Overhead Materials | Steelwork | M20 X 750 GALV BOLT | N/A | M20 X 750 GALV BOLT & NUT, THREADED TO 150MM | 36943 | WILLIAMS FASTENERS DIV N POWER TOOLS |  | 60 | Mike Chapman
Overhead Materials | Steelwork | M20 X 750 GALV BOLT | N/A | M20 X 750 GALV BOLT & NUT, THREADED TO 150MM | 36943 | BB PRICE LTD | H0013G | 60 | Mike Chapman
Metering | Meter Boards | FIRE RET M/B 490X330 | LV | FIRE RETARDENT METER BOARD TO FIT AUTOPRESS & HAMPTON BOXES IN CLASS 'O'. CHIPBOARD (1 HOUR RESISTANCE) 490MM X 330MM | 36951 | WOOTTON & CO LTD | SW5034HF | N/A | N/A
Overhead Materials | Steelwork | HOOKBOLT+KPR M20X350 | N/A | HOOK BOLT AND KEEPER M20 X 350MM | 36952 | BB PRICE LTD | BBP9310 | N/A | N/A
Common Engineering Materials | Cable Accessories | COVER FOR 2WAY LDB | LV | CONCRETE COVER FOR SICAME 2 WAY LDB | 36955 | PRYSMIAN CABLES AND SYSTEMS LTD | ULB3013 | 114 | Richard Summers
Common Engineering Materials | Cable Accessories | LIFTING KEY | LV | PAVEMENT COVER LIFTING KEY | 36957 | PRYSMIAN CABLES AND SYSTEMS LTD | U88010001 | 114 | Richard Summers
Common Engineering Materials | Cable Accessories | LIFTING KEY | LV | PAVEMENT COVER LIFTING KEY | 36957 | SICAME ELECTRICAL DEVELOPMENTS LTD | HMFTLJTS/3 | 114 | Richard Summers
Common Engineering Materials | Cable Accessories | DISCONTINUED 4C CONV KIT - 2W LDB | LV | 4C CONVERSION KIT FOR SICAME 2WAY LINK BOX | 36958 | PRYSMIAN CABLES AND SYSTEMS LTD | U8208005 | 114 | Richard Summers
Common Engineering Materials | Cable Accessories | 4C CONV KIT - 4W LDB | LV | 4C CONVERSION KIT FOR SICAME 4WAY LINK BOX | 36959 | PRYSMIAN CABLES AND SYSTEMS LTD | U8208004 | 114 | Richard Summers
Common Engineering Materials | Cable Accessories | CHAMBER&COVER 2W SIC | LV | GRP ACCESS CHAMBER & COVER FOR SICAME 2WAY LDB | 36968 | PRYSMIAN CABLES AND SYSTEMS LTD | U8209001 | 114 | Richard Summers
Conductors - OH | PVC Copper 600 - 1,000V | 35MM CU PVC GRN/YLW | LV | 35MM2 CU PVC GREEN/YELLOW PVC INSULATED SINGLE CORE GENERAL PURPOSE CABLE | 36969 | TRATOS LIMITED | 45229 | 73 | Richard Summers
Underground Materials | Joint Kits and Jointing | 150 GRIT ALOXIDETAPE | N/A | 150 GRIT TAPE ALUM OXIDE ABRASIVE ROLL 25MM X 50M | 36970 | TW ENGINEERING CO LTD |  | N/A | N/A
Underground Materials | Joint Kits and Jointing | 320 GRIT ALOXIDETAPE | N/A | 320 GRIT TAPE ALUM OXIDE ABRASIVE ROLL 25MM X 50M | 36971 | TW ENGINEERING CO LTD |  | N/A | N/A
Underground Materials | Joint Kits and Jointing | 400 GRIT ALOXIDETAPE | N/A | 400 GRIT TAPE ALUM OXIDE ABRASIVE ROLL 25MM X 50M | 36972 | TW ENGINEERING CO LTD |  | N/A | N/A
Cables | Multi Pair and Multi Core Cables | SCADA 5PR CABLE | LV | SCADA 5 PAIR MULTIPAIR ARMOURED CABLES TO EATS 09-6, SECTION 4 AND WPD SPECIFICATION U/GC-13, ISSUE 1, 500 METRE DRUMS. | 36979 | TRATOS LIMITED |  | 79 | Richard Summers
Cables | Multi Pair and Multi Core Cables | SCADA 5PR CABLE | LV | SCADA 5 PAIR MULTIPAIR ARMOURED CABLES TO EATS 09-6, SECTION 4 AND WPD SPECIFICATION U/GC-13, ISSUE 1, 500 METRE DRUMS. | 36979 | TELE-FONIKA KABLE GROUP | G-035578 | 79 | Richard Summers
Cables | Multi Pair and Multi Core Cables | SCADA 10PR CABLE | LV | SCADA 10 PAIR MULTIPAIR ARMOURED CABLES TO EATS 09-6, SECTION 4 AND WPD SPECIFICATION U/GC-13, ISSUE 1, 500 METRE DRUMS. | 36980 | TRATOS LIMITED |  | 79 | Richard Summers
Cables | Multi Pair and Multi Core Cables | SCADA 10PR CABLE | LV | SCADA 10 PAIR MULTIPAIR ARMOURED CABLES TO EATS 09-6, SECTION 4 AND WPD SPECIFICATION U/GC-13, ISSUE 1, 500 METRE DRUMS. | 36980 | TELE-FONIKA KABLE GROUP | G-035579 | 79 | Richard Summers
Cables | Multi Pair and Multi Core Cables | SCADA 20PR CABLE | LV | SCADA 20 PAIR MULTIPAIR ARMOURED CABLES TO EATS 09-6, SECTION 4 AND WPD SPECIFICATION U/GC-13, ISSUE 1, 500 METRE DRUMS. | 36981 | TRATOS LIMITED |  | 79 | Richard Summers
Cables | Multi Pair and Multi Core Cables | SCADA 20PR CABLE | LV | SCADA 20 PAIR MULTIPAIR ARMOURED CABLES TO EATS 09-6, SECTION 4 AND WPD SPECIFICATION U/GC-13, ISSUE 1, 500 METRE DRUMS. | 36981 | TELE-FONIKA KABLE GROUP | G-035580 | 79 | Richard Summers
Conductors - OH | Steel Reinforced Aluminium (ACSR) | 150MM BARE ACSR COND | 11kV | 150SQMM ACSR DINGO CONDUCTOR. 18/3.35 AL, 1/3.35 STEEL FOR USE ON 33KV. GREASED TO L38, CATAGORY 4 . | 36987 | CABELTE - CABOS ELECTRICOS E TELEFONICOS |  | 85 | Mike Chapman
Fuses | LV | 4A FUSE SS TYPE | LV | 4A FUSE LINK OFFSET TAG SS TYPE TO BS88 PT6 REF. E1 | 36992 | EATON ELECTRICAL PRODUCTS LIMITED | SSD4 | 52 | Phil Hooper
Fuses | LV | 10A FUSE SS TYPE | LV | 10A FUSE LINK OFFSET TAG SS TYPE TO BS88 REF. E1 | 36994 | EATON ELECTRICAL PRODUCTS LIMITED | SSD10 | 52 | Phil Hooper
Fuses | LV | 20A FUSE NS TYPE | LV | 20A FUSE LINK OFFSET TAG NS TYPE TO BS88 PT6 REF. F1 | 37000 | EATON ELECTRICAL PRODUCTS LIMITED | NSD20 | 52 | Phil Hooper
Common Engineering Materials | Lubricants | RUST INHIBITOR LPS3 | N/A | RUST INHIBITOR (LUCY) LPS 3 | 37006 | JAMES BOYLAN SAFETY (NI) LTD | M130491 | N/A | N/A
Switchgear | Switchgear Accessories | SF6 ID LABEL | N/A | TRIANGULAR IDENTIFICATION LABEL SF6 COMPLETE WITH KEYLINE PRINTED BLACK ON YELLOW BACKGROUND ON 895 SERIES SELF ADHESIVE VINYL.SIZE 100MM X 100MM | 37037 | BRISSCO SIGNS & GRAPHICS |  | N/A | N/A
Overhead Materials | Helical Fittings | DIST TIE CARACAL | 33KV | DOUBLE DISTRIBUTION TIES FOR CARACAL (33KV INSULATORS) PLP REF DDT 5071434RP OUR CONTRACT REF M617 | 37039 | PREFORMED LINE PRODUCTS (GB) LTD | DDT5071434RP | 138 | Mike Chapman
Common Engineering Materials | Signs and Plates | TOWER DANGER NOTICE | N/A | TOWER DANGER NOTICE SIZE 385MM X 300MM DANGER OF DEATH SWALEC DRAWING A30734 BI LINGUAL PRINTED BLACK ON YELLOW BACKGROUND 3MM ABS. | 37043 | BRISSCO SIGNS & GRAPHICS |  | N/A | N/A
Overhead Materials | Helical Fittings | DTBN TIE .017CAD | 11kV | DISTRIBUTION TIE FOR .017SQ IN CADMIUM COPPER COLOUR CODE BLUE OUR CONTRACT REF. M617 | 37045 | PREFORMED LINE PRODUCTS (GB) LTD | DT5670714RP | 138 | Mike Chapman
Overhead Materials | Helical Fittings | SINGLE TIE RAB/HAZ | 11kV | DISTRIBUTION TIE FOR RABBIT COLOUR CODE YELLOW PLP DT5070724RP OUR CONTRACT REF. M617 | 37047 | PREFORMED LINE PRODUCTS (GB) LTD | DT5070724RP | 138 | Mike Chapman
Overhead Materials | Helical Fittings | DTBN TIE GOPHER | 11kV | DISTRIBUTION TIE FOR GOPHER COLOUR CODE PURPLE PLP REF DT5070720RP OUR CONTRACT REF. M617 | 37048 | PREFORMED LINE PRODUCTS (GB) LTD | DT5070720RP | 138 | Mike Chapman
Overhead Materials | Helical Fittings | D/END 0.017 COPPER | 11kV | D/ENN FOR 0.017 CADMIUM COPPER (BLUE) | 37050 | PREFORMED LINE PRODUCTS (GB) LTD | DDE4611811R | 138 | Mike Chapman
Overhead Materials | Helical Fittings | SIDE TIE .017 CU | 11kV | SIDE TIE FOR .017SQ IN CADMIUM COPPER.COLOUR CODE ORANGE PLP REF GFT5680714-RP OUR CONTRACT REF. M617 | 37052 | PREFORMED LINE PRODUCTS (GB) LTD | GFST5680714RP | 138 | Mike Chapman
Overhead Materials | Helical Fittings | SIDE TIE RABBIT | 11kV | SIDE TIE FOR RABBIT COLOUR CODE BLACK PLP GFST5080724RP OUR CONTRACT REF. M617 | 37053 | PREFORMED LINE PRODUCTS (GB) LTD | GFST5080724RP | 138 | Mike Chapman
Overhead Materials | Helical Fittings | 100ACSR SNG TOP TIE | 11kV | DISTRIBUTION TIES FOR DOG PLP REF DT5070730RP COLOUR CODE: RED CON/M617 | 37059 | PREFORMED LINE PRODUCTS (GB) LTD | DT5070730RP | 138 | Mike Chapman
Common Engineering Materials | Signs and Plates | SUB DANGER NOTICE BILINGUAL | N/A | DANGER NOTICE SUBSTATION ENCLOSURE BILINGUAL | 37061 | BRISSCO SIGNS & GRAPHICS |  | N/A | N/A
Common Engineering Materials | Signs and Plates | DANGER NOTICE TRANS | N/A | TRANSFORMER DANGER NOTICE BILINGUAL SELF ADHESIVE DRAWING A 38736 REFERS. CONTRACT REF. M697 | 37063 | BRISSCO SIGNS & GRAPHICS |  | N/A | N/A
Common Engineering Materials | Signs and Plates | BI-LING DoD CAMPSITE | N/A | BILINGUAL DANGER OF DEATH NOTICE FOR CAMPING SITES ETC. | 37064 | BRISSCO SIGNS & GRAPHICS |  | N/A | N/A
Overhead Materials | Steelwork | INS BRACKET SWE216 | 11kV | INSULATOR BRACKET (STOOL) TO SWE DRG A10216 MANUFACTURE MILD STEEL 28/33 TONS/SQ.IN QUALITY BS4360/79 | 37072 | BB PRICE LTD | S660/062 | N/A | N/A
Overhead Materials | Connectors - Compression (Overhead) | LUG 50AL 1XM12 | N/A | LUG 50MM AAC (ANT) WITH 1 X M12 HOLE | 37088 | CEMBRE LTD | A050-S12 | N/A | N/A
Overhead Materials | Connectors - Compression (Overhead) | LUG 100AAAC/AC 2XM10 | N/A | LUG 100MM AAAC / ACSR (OAK / DOG) WITH 2 X M10 HOLE WITH RECESSED HOLE TO ACCEPT PVC | 37090 | CEMBRE LTD | R100D12 | N/A | N/A
Common Engineering Materials | Cable Accessories | FRAME&COVER750X600 | N/A | MILD STEEL SINGLE FOOTPATH FRAMES AND COVERS SUITABLE FOR 3 TONNES SLOW MOVING WHEEL LOAD. COVERS TO BE SUPPLIED CONCRETE FILL | 37097 | FRAZER | HWGJ9999/830974 | N/A | N/A
Common Engineering Materials | Cable Accessories | FRAME &COVER 916X446 | N/A | MILD STEEL SINGLE FOOTPATH FRAMES AND COVERS SUITABLE FOR 3 TONNES SLOW MOVING WHEEL LOAD. COVERS TO BE SUPPLIED CONCRETE FILL | 37101 | FRAZER |  | N/A | N/A
Fuses | 11kv expulsion | ASL ACTUATOR | 11kV | ASL CHEMICAL ACTUATOR E2906 | 37107 | EATON ELECTRICAL PRODUCTS LIMITED | 4772968BS | N/A | N/A
Conductors - OH | PVC Copper 600 - 1,000V | 35MM CU PVC BLK | LV | 35MM2 CU PVC BLACK (6701X) PVC INSULATED SINGLE CORE GENERAL PURPOSE CABLE | 37116 | TRATOS LIMITED | 94743 | 73 | Richard Summers
Conductors - OH | Steel Reinforced Aluminium (ACSR) | 100MM BARE ACSR COND | 11kV | ACSR BARE CONDUCTOR BS215 PT2 1970. GREASED TO ENG. REC. L38 CATEGORY 4 100SQ MM 7/4.72MM & 7/1.5MM | 37123 | CABELTE - CABOS ELECTRICOS E TELEFONICOS |  | 85 | Mike Chapman
Conductors - OH | Steel Reinforced Aluminium (ACSR) | 100MM BARE ACSR COND | 11kV | ACSR BARE CONDUCTOR BS215 PT2 1970. GREASED TO ENG. REC. L38 CATEGORY 4 100SQ MM 7/4.72MM & 7/1.5MM | 37123 | TELE-FONIKA KABLE GROUP |  | 85 | Mike Chapman
Conductors - OH | Steel Reinforced Aluminium (ACSR) | 175MM BARE ACSR COND | 11kV | ACSR BARE CONDUCTOR BS215 PT2 1970.GREASED TO CATEGORY 4, AS PER EE85 175SQ MM 19/3.61 | 37126 | TELE-FONIKA KABLE GROUP |  | 85 | Mike Chapman
Overhead Materials | Steelwork | PLATE POLE STEP | N/A | POLE STEP PLATES TO SWE DRG A10164 MANUFACTURE MILD STEEL 28/33 TONS/SQ.IN QUALITY BS4360/79 | 37131 | BB PRICE LTD | BBP0103 | N/A | N/A
Fuses | 11kv oil immersed | 25A OFS FUSE 359MM | 11kV | 25A 12KV OFS FUSE 359MM TO BS 2692 | 37137 | EATON ELECTRICAL PRODUCTS LIMITED | 120HGMA25 | 52 | Phil Hooper
Overhead Materials | Steelwork | BOLT & NUT M10X25MM | N/A | M10 X 25 ISOMETRIC BLACK STEEL HEXAGON HEADED BOLT C/W HEXAGON NUT TO BS4190:1971 DIPPED SPUN | 37138 | WILLIAMS FASTENERS DIV N POWER TOOLS |  | 60 | Mike Chapman
Overhead Materials | Steelwork | BOLT & NUT M10X25MM | N/A | M10 X 25 ISOMETRIC BLACK STEEL HEXAGON HEADED BOLT C/W HEXAGON NUT TO BS4190:1971 DIPPED SPUN | 37138 | BB PRICE LTD | H0058G | 60 | Mike Chapman
Fuses | 11kv oil immersed | 31.5A OFS FUSE 359MM | 11kV | 31.5A 12KV OFS FUSE 359MM TO BS 2692 | 37139 | EATON ELECTRICAL PRODUCTS LIMITED | 120HGMA31-5 | 52 | Phil Hooper
Common Engineering Materials | Signs and Plates | PLATE POLE CURV DNGR | N/A | WOOD POLE DANGER NOTICE CURVED PLASTIC DANGER OF DEATH TO SWALEC DRG A38737 CONTRACT REF: M697 | 37140 | BRISSCO SIGNS & GRAPHICS |  | N/A | N/A
Fuses | 11kv oil immersed | 50A OFS FUSE 359MM | 11kV | 50A 12KV OFS FUSE 359MM TO BS 2692 | 37141 | EATON ELECTRICAL PRODUCTS LIMITED | 120HGMA50 | 52 | Phil Hooper
Common Engineering Materials | Tapes | BI-LIN CBL MARK TAPE | N/A | BILINGUAL CABLE MARKER TAPE 250M LENGTH | 37145 | FIBERWEB GEOSYNTHETICS LTD | 164936 | 121 | Richard Summers
Fuses | 11kv oil immersed | 80A OFS FUSE 359MM | 11kV | 80A 12KV OFS FUSE 359MM TO BS 2692 | 37148 | EATON ELECTRICAL PRODUCTS LIMITED | 120HGMA80 | 52 | Phil Hooper
Overhead Materials | Steelwork | PLATE GUSSET A10220 | 11kV | GUSSET PLATE TO SWE DRG A10220 MANUFACTURE MILD STEEL 28/33 TONS/SQ.IN QUALITY BS4360/79 GRADE 43A.GALVANISED BS729/71 | 37149 | BB PRICE LTD | S660/005 | N/A | N/A
Overhead Materials | Steelwork | BRACKET PILOT PIN | 11kV | BRACKET : PILOT INSULATOR TO SWE DRG A10461 MANUFACTURE MILD STEEL 28/33 TONS/SQ.IN QUALITY BS4360/79 | 37153 | BB PRICE LTD | S660/086 | N/A | N/A
Fuses | Fuse Cutouts | 5A C/O FUSE TYPE 11A | LV | 5A CUTOUT FUSE TYPE 11A TO BS1361 | 37157 | EATON ELECTRICAL PRODUCTS LIMITED | 5KR85 | 52 | Phil Hooper
Fuses | Fuse Cutouts | 45A C/O FUSE TYPE11A | LV | 45A CUTOUT FUSE TYPE 11A TO BS1361 | 37159 | EATON ELECTRICAL PRODUCTS LIMITED | 45KR85 | 52 | Phil Hooper
Fuses | Fuse Holders | 63A J TYPE FUSE 82MM | LV | 63A J TYPE SLOTTED FUSE 82MM CENTRES TO BS 88 PT5 | 37161 | EATON ELECTRICAL PRODUCTS LIMITED | 63MJ30-8 | 52 | Phil Hooper
Fuses | Fuse Holders | 100A J TYPE FUSE92MM | LV | 100A J TYPE SLOTTED FUSE 92MM CENTRES TO BS88 PT5 | 37162 | EATON ELECTRICAL PRODUCTS LIMITED | 100MJ31-7 | 52 | Phil Hooper
Fuses | LV O/H Fuses and accessories | 63A LV O/H FUSE CYL | LV | 63A LV OVERHEAD FUSE CYLINDRICAL J TYPE TO BS88 PT5 | 37164 | EATON ELECTRICAL PRODUCTS LIMITED | 63MJ25-6 | 52 | Phil Hooper
Overhead Materials | Steelwork | POLE STEP - SCREW IN | N/A | POLE STEPS TO SWE DRG A10160 MANUFACTURE MILD STEEL 28/33 TONS/SQ.IN QUALITY BS4360/79 GRADE 43A.GALVANISED BS729/71 | 37165 | BB PRICE LTD | BBP0101 | N/A | N/A
Fuses | Fuse Cutouts | 15A C/O FUSE TYPE11A - @ 20 CHECK | LV | 15A CUTOUT FUSE TYPE 11A TO BS1361 WHEN STOCK REACHES 20 CHECK WITH PHIL HOOPER BEFORE ORDERING ANYMORE | 37168 | EATON ELECTRICAL PRODUCTS LIMITED | 15KR85 | 52 | Phil Hooper
Fuses | LV | 6A FUSE BS88 REF A2 | LV | 6A FUSE CENTRE BOLTED TAG BS88 REF. A2 | 37171 | EATON ELECTRICAL PRODUCTS LIMITED | AA06 | 52 | Phil Hooper
Fuses | LV | 16A FUSE BS88 REF A2 | LV | 16A FUSE CENTRE BOLTED TAG BS88 REF. A2 | 37173 | EATON ELECTRICAL PRODUCTS LIMITED | AA016 | 52 | Phil Hooper
Underground Materials | Glands | GLAND O/DOOR M/C 2/4 | LV | BRASS CABLE GLANDS BS6121/1973 FOR USE WITH 2.5MM2 STRANDED COPPER CONDUCTOR 600/1000V 2/4 CORE OUTDOOR COMPLETE WITH | 37193 | PRYSMIAN CABLES AND SYSTEMS LTD | U422AA52 | N/A | N/A
Underground Materials | Glands | GLAND INDOOR M/CORE | LV | BRASS CABLE GLANDS BS6121/1973 FOR USE WITH 2.5MM2 STRANDED COPPER CONDUCTOR 600/1000V 2/4 CORE INDOOR COMPLETE WITH | 37197 | PRYSMIAN CABLES AND SYSTEMS LTD | AWCO REF 20 SBW | N/A | N/A
Underground Materials | Glands | GLAND INDOOR M/CORE | LV | BRASS CABLE GLANDS BS6121/1973 FOR USE WITH 2.5MM2 STRANDED COPPER CONDUCTOR 600/1000V 12/19 CORE INDOOR COMPLETE | 37199 | PRYSMIAN CABLES AND SYSTEMS LTD | AWCO REF 25 SBW | N/A | N/A
Fuses | 11kv expulsion | WEDGE LINK JW4 | 11kV | CONVERSION LINK GEC LIST NO 58401-01 BOLTED TYPE SOLID LINK SUITABLE FOR FITTING INTO 3 5/8TH INCH | 37212 | WT HENLEY DIV OF SICAME UK LTD | 58401-01 | 52 | Phil Hooper
Fuses | 11kv expulsion | SOLID LNK-PLR3.1/4 | 11kV | 400 AMP BOLTED TYPE SOLID LINK, SUITABLE FOR FITTING INTO 3.25 INCH CENTRE FOR FEEDER PILLAR. GEC HENLEY PART NO. 30258. | 37214 | WT HENLEY DIV OF SICAME UK LTD | 58483-29 | 52 | Phil Hooper
Overhead Materials | Helical Fittings | SPACER PLASTIC BLACK | LV | LV PLASTIC SPACERS 229MM SPACING DISTANCE PLP REF PS3710404-0 BLACK OUR CONTRACT REF M999 | 37230 | PREFORMED LINE PRODUCTS (GB) LTD | PS3710404R | N/A | N/A
Common Engineering Materials | Lubricants | GREASE COPASLIP | N/A | GREASE COPASLIP ANTI SEIZE | 37244 | JAMES BOYLAN SAFETY (NI) LTD |  | N/A | N/A
Switchgear | 11KV Fuse Switches (New) | PILLAR FP5 2IN/5OUT | LV | PILLAR FP5 2 INCOMERS, 5 OUTGOERS -1600A | 37249 | SCHNEIDER ELECTRIC LTD | EP37 | 16 | Richard Summers
Switchgear | 11KV Fuse Switches (New) | PILLAR FP3 1IN/3OUT | LV | FP3 LOW VOLTAGE FEEDER PILLARS TO SWAE SPEC.FP1 ISSUE 2 | 37255 | SCHNEIDER ELECTRIC LTD | EP36 | 16 | Richard Summers
Overhead Materials | Helical Fittings | DE UNI 175ACSR & LG | 11kV | UNITERM DEAD END TENSION CONNECTOR 175MM ACSR (CARACAL)CW DROP PLATES AND 1 LUG | 37260 | MOSDORFER CCL SYSTEMS LTD | 400117 | N/A | N/A
Overhead Materials | Connectors - Compression (Overhead) | TEN CON 25AAAC/ACSR | N/A | FULL TENSION (MID SPAN) CONNECTOR 25MM AAAC / ACSR (ALMOND / GOPHER) | 37264 | CEMBRE LTD | RF025 | N/A | N/A
Overhead Materials | Connectors - Compression (Overhead) | TEN CON 50AAAC/ACSR | N/A | FULL TENSION (MID SPAN) CONNECTOR 50MM AAAC / ACSR (HAZEL / RABBIT) | 37267 | CEMBRE LTD | RF050 | N/A | N/A
Overhead Materials | Connectors - Compression (Overhead) | NT BM 175ACSR-.2CU | N/A | NON TENSION BI METAL CONNECTOR 175MM ACSR (CARACAL) TO 120MM (.2) HARD DRAWN COPPER | 37289 | CEMBRE LTD | BMRP1752-CU125 | N/A | N/A
Overhead Materials | Connectors - Compression (Overhead) | LUG BM 50AAAC 1XM16 | N/A | BI METALIC LUG 40 / 50 AAAC / ACSR (HAZEL / RABBIT) RAKED WITH 1 X M16 HOLE | 37297 | CEMBRE LTD | BMR050-M16 | N/A | N/A
Overhead Materials | Connectors - Compression (Overhead) | LUG BM 50AAAC 1XM20 | N/A | BI METALIC LUG 40 / 50 AAAC / ACSR (HAZEL / RABBIT) WITH 1 X M20 HOLE | 37298 | CEMBRE LTD | BMR050-M20 | N/A | N/A
Overhead Materials | Connectors - Compression (Overhead) | LUG BM 100AAAC 1XM12 | N/A | BI METALIC LUG 100 AAAC / ACSR (OAK / DOG) WITH 1 X M12 HOLE | 37300 | CEMBRE LTD | BMR100-M12 | N/A | N/A
Overhead Materials | Connectors - Compression (Overhead) | LUG BM 100AAAC 1XM16 | N/A | BI METALIC LUG 100 AAAC / ACSR (OAK / DOG) RAKED WITH 1 X M16 HOLE | 37301 | CEMBRE LTD | BMR100-M16/30 | N/A | N/A
Overhead Materials | Connectors - Compression (Overhead) | LUG BM 100AAAC 1XM20 | N/A | BI METALIC LUG 100 AAAC / ACSR (OAK / DOG) WITH 1 X M20 HOLE | 37303 | CEMBRE LTD | BMR100-M20 | N/A | N/A
Overhead Materials | Connectors - Compression (Overhead) | TEN CON 100AAAC/ACSR | N/A | FULL TENSION (MID SPAN) CONNECTOR 100MM AAAC / ACSR (OAK / DOG) | 37304 | CEMBRE LTD | RF100 | N/A | N/A
Overhead Materials | Connectors - Compression (Overhead) | LUG 50CU 1XM16 | N/A | LUG 50MM HARD DRAWN COPPER WITH 1 X M16 HOLE WITH RECESSED HOLE TO ACCEPT PVC | 37310 | CEMBRE LTD | C050-S16H | N/A | N/A
Overhead Materials | Connectors - Compression (Overhead) | LUG 50CU 1XM12 | N/A | LUG 50MM HARD DRAWN COPPER WITH 1 X M12 HOLE WITH RECESSED HOLE TO ACCEPT PVC | 37312 | CEMBRE LTD | C050-S12H | N/A | N/A
Common Engineering Materials | Signs and Plates | FIXING STRAP | N/A | FIXING STRAP FOR SAFETY SIGNS | 37313 | BB PRICE LTD | S660/147 | N/A | N/A
Common Engineering Materials | Lubricants | CHAIN SAW OIL 5LTR | N/A | CHAIN SAW OIL HUSQVANA 5LTR.CAN | 37320 | JAMES BOYLAN SAFETY (NI) LTD | M270109 | N/A | N/A
Metering | Meter boxes - Fibre Glass | SMALL PERMALI DOOR | LV | SMALL PERMALI METER CABINET DOOR SIZE 365MM WIDE X 557MM HIGH DOOR HAS A PLASTIC LATCH WITH EB STEEL FITTING, ONE X FIXED & ONE X SPRUNG PIN HING | 37322 | CUBIS INDUSTRIES | M00039 | 37 | Richard Brady
Overhead Materials | ABC Fittings | PIGTAIL M20X200MM | 11KV | PIGTAIL HOOK BOLT FOR ABC M20 X 200MM TO DRG 431401 CONTRACT M706 | 37328 | BB PRICE LTD | BBP9251 | N/A | N/A
Overhead Materials | ABC Fittings | OFFSET PIGTAIL M20 | 11kV | OUTRIGGER PIGTAIL HOOK TAPPED FOR M20 TO DRG 431403 CONTRACT M706 | 37329 | BB PRICE LTD | BBP9031 | N/A | N/A
Overhead Materials | ABC Fittings | ABC IP CONN 95/50 | LV | CONNECTOR ABC INS 95/50 50/95 | 37330 | SICAME ELECTRICAL DEVELOPMENTS LTD | TTD201-F | 135 | Richard Summers
Overhead Materials | Connectors - Compression (Overhead) | TEN CON 25AL | N/A | FULL TENSION (MID SPAN) CONNECTOR 25MM AAC (HDA)(MIDGE) | 37333 | CEMBRE LTD | AF022 | N/A | N/A
Overhead Materials | Connectors - Compression (Overhead) | NT BM 50AAAC-16CU | N/A | NON TENSION BI METAL CONNECTOR 50MM AAAC / ACSR (HAZEL / RABBIT) TO 16MM HARD DRAWN COPPER | 37334 | CEMBRE LTD | BMRP050-CU16 | N/A | N/A
Overhead Materials | Connectors - Compression (Overhead) | NT BM 50AAAC-32CU | N/A | NON TENSION BI METAL CONNECTOR 50MM AAAC / ACSR (HAZEL / RABBIT) TO 32MM HARD DRAWN COPPER | 37335 | CEMBRE LTD | BMRP050-CU32 | N/A | N/A
Overhead Materials | Connectors - Compression (Overhead) | NT BM 100AAAC-32CU | N/A | NON TENSION BI METAL CONNECTOR 100MM AAAC / ACSR (OAK / DOG) TO 32MM HARD DRAWN COPPER | 37336 | CEMBRE LTD | BMRP100-CU32 | N/A | N/A
Common Engineering Materials | Lubricants | LPS1 LUBRICANT | N/A | LPS1 GREASELESS LUBRICANT-AEROSOL. 400ML SIZE LPS PART NO. E01400.PACK QNTY 12 | 37343 | JAMES BOYLAN SAFETY (NI) LTD | M130492 | N/A | N/A
Metering | Meter Boards | METER BOARD 460X255 | LV | METER BOARD 460MMX255MM WOOD CHIPBOARD TO B.S. 5669 1979 TYPE 1,THICKNESS 12MM. TO BE CUT AND FABRICATED TO DRAWING | 37351 | WOOTTON & CO LTD | SW4625 | N/A | N/A
Metering | Meter Boards | METER BOARD 610X 510 | LV | METER BOARD 610MM X 510MM 12MM THICK CHIPBOARD TO BS5669 1979 TYPE 1. TO SWE DRAWING A10245 FRONT EDGES AND CORNERS TO BE ROUND | 37353 | WOOTTON & CO LTD | SW6151 | N/A | N/A
Building Services & Products | Building & Site Maintenance | PADLOCK BRASS CLY731 | N/A | YALE 731 PADLOCK WITH BRASS SHACKLES ALIKE.CHANGE RKS324 LOCKS NOT TO BE MARKED WITH KEY NUMBER | 37356 | ABLOY UK | 690731008024 | N/A | N/A
Overhead Materials | Helical Fittings | 100MM DDT | 11kV | PREFORMED DOUBLE DISTRIBUTION TIE (LAPP INSULATOR). 100ACSR/AAAC INSULATOR NECK 120MM FITTING COLOUR CODE RED CONDUCTOR OAK DOG MONGREL PLP REF: DDT5071430 | 37366 | PREFORMED LINE PRODUCTS (GB) LTD | DDT5071430RP | 138 | Mike Chapman
Overhead Materials | Helical Fittings | 150AAAC D/E GRIP | 11kV | 150AAAC ASH DEAD END GRIP PART NO. DDE5011722 (RED) | 37367 | PREFORMED LINE PRODUCTS (GB) LTD | DDE5011722R | 138 | Mike Chapman
Overhead Materials | Helical Fittings | DOUBLE TIE RABBIT | 11kV | DOUBLE TIE RABBIT/HAZEL | 37370 | PREFORMED LINE PRODUCTS (GB) LTD | DDT5070724RP | 138 | Mike Chapman
Common Engineering Materials | Lubricants | SPRAY CHAIN DRIVE | N/A | SPRAY ROCOL CHAIN DRIVE 16 OZREF880234 | 37388 | JAMES BOYLAN SAFETY (NI) LTD | M170112 | N/A | N/A
Transformers | 11KV Pole Mounted (New) | TRANS 315KVA 3P PM c/w Class 2 Surge Arr | 11kV | TRANS 315KVA 3P PM C/W CLASS 2 SURGE ARRESTER - 'TO NEW ECO LOSSES'. | 37415 | CG POWER SYSTEMS IRELAND LTD |  | 5 | Andrew Reynolds
Transformers | 11KV Pole Mounted (New) | TRANS 315KVA 3P PM c/w Class 2 Surge Arr | 11kV | TRANS 315KVA 3P PM C/W CLASS 2 SURGE ARRESTER - 'TO NEW ECO LOSSES'. | 37415 | ABB LIMITED |  | 5 | Andrew Reynolds
Overhead Materials | Steelwork | XARM TX SUPPORT | 11kV | SUPPORT STEELWORK FOR TRANSFORMER TO SWE DRG A10512 MANUFACTURE MILD STEEL 28/33 TONS/SQ.IN QUALITY BS4360/79 | 37478 | BB PRICE LTD | S660/139 | N/A | N/A
Overhead Materials | ABC Fittings | ANCHOR CLMP 2X95/50 | LV | ANCHOR CLAMP 2X95/50 ABC FOR 2 CORE | 37482 | SICAME ELECTRICAL DEVELOPMENTS LTD | PA11-17-2 | 135 | Richard Summers
Underground Materials | Connectors - Mechanical (Underground) | OD END LUG 185 2 BOLT | 11kV | BRASS 2 BOLT END LUG 185MM VETB21-OHUTB | 37606 | TYCO ELECTRONICS UK LIMITED | BAH-024030075 | 111 | Richard Summers
Switchgear | Switchgear Accessories | 800A MONO BLOC BUSH ASSY | LV | BUSHING ASSEMBLY LV 800A(MONO BLOCK) | 38750 | WEBSTER-WILKINSON LTD | B1886-4 | 16 | Anthony Smith
Common Engineering Materials | Tapes | SCOTCH 35 TAPE BLUE | N/A | SCOTCH 35 PVC INSULATING TAPE 19MM WIDE X 0.18MM THICK X 20M LONG - BLUE PACKS OF 20 (1=1) | 38953 | TOOLOUT LTD T/A JOINTING TECHNOLOGIES | SCOTCH35 | 109 | Richard Summers
Common Engineering Materials | Tapes | SCOTCH 35 TAPEBROWN | N/A | SCOTCH 35 PVC INSULATING TAPE 19MM WIDE X 0.18MM THICK X 20M LONG - BROWN PACKS OF 20 (1=1) | 38954 | TOOLOUT LTD T/A JOINTING TECHNOLOGIES | SCOTCH35 | 109 | Richard Summers
Common Engineering Materials | Tapes | SCOTCH 35 TAPE WHITE | N/A | SCOTCH 35 PVC INSULATING TAPE 19MM WIDE X 0.18MM THICK X 20M LONG - WHITE PACKS OF 20 (1=1) | 38955 | TOOLOUT LTD T/A JOINTING TECHNOLOGIES | SCOTCH35 | 109 | Richard Summers
Underground Materials | Connectors - Mechanical (Underground) | PIERCNG CONN MSIP185 | LV | MSIP 95-185 INSUL INSULATION PIERCING CONNECTOR | 38961 | TYCO ELECTRONICS UK LIMITED | BAH-021500032 | 107 | Richard Summers
Underground Materials | Connectors - Mechanical (Underground) | PIERCNG CONN MSIP300 | LV | MSIP 185-300 INSUL INSULATION PIERCING CONNECTOR | 38962 | TYCO ELECTRONICS UK LIMITED | BAH-021500033 | 107 | Richard Summers
Underground Materials | Heat-shrink | THINWALL TUBING 6MM | LV | THINWALL TUBING - 6MM DIAMETER BLACK (100MTR COIL). PART NO 2:1-6/3-100M (BK) | 38963 | REPL INTERNATIONAL LTD |  | 108 | Richard Summers
Metering | Meter Boxes - Metal | SMALL MTR BOX DOOR | N/A | DOOR & ARCHITRAVE REPLACEMENT 650MM X 464MM X 65MM GREY | 39008 | DKM SHEET METAL COMPANY LIMITED | EPFS (S/L) | 37 | Richard Brady
Underground Materials | Joint Kits and Jointing | PARAFFIN WAX | N/A | PARAFFIN WAX PELLETS FOR MOISTURE TESTING PAPERS | 39009 | BODDINGTONS ELECTRICAL LIMITED | 135/140 | N/A | N/A
Plant Accessories | Insultation Oil | TX OIL 25LTR TUB/CAN | All voltages | TRANSFORMER OIL 25L RECLAIMED 'PRICE INCLUDES COLLECTION AND ENVIRONMENTAL DISPOSAL CHARGE'. | 39010 | HALTERMANN CARLESS UK LTD |  | N/A | N/A
Transformers | 11KV Pole Mounted (New) | 200KVA 3PH PADMNT TX | 11kV | PADMOUNT TRANSFORMER 200KVA,THREE PHASE,2LV WAY TO ECO LOSSES AND BELOW 3% IMPEDANCE | 39012 | CG POWER SYSTEMS IRELAND LTD |  | 5 | Andrew Reynolds
Underground Materials | Pipes, Ducts and Valves | WHITE PVC DUCT 38X6M | N/A | SMOOTH WHITE PVC DUCT 38MM X 6MTR | 39021 | POLYPIPE CIVILS LTD | PV017X6/E | 113 | Richard Summers
Overhead Materials | Wood Blocks and Planks | CABLE BACKBOARD 6.0M | 11kV | CABLE BACKBOARD 6.0M TO A10223 | 39023 | SCANPOLE BBH LTD | A10223 | 129 | Richard Summers
Overhead Materials | Wood Blocks and Planks | CABLE BACKBOARD 6.0M | 11kV | CABLE BACKBOARD 6.0M TO A10223 | 39023 | POWER POLES LTD |  | 129 | Richard Summers
Overhead Materials | Wood Blocks and Planks | CABLE BACKBOARD 6.0M | 11kV | CABLE BACKBOARD 6.0M TO A10223 | 39023 | CALDERS & GRANDIDGE |  | 129 | Richard Summers
Overhead Materials | Wood Blocks and Planks | CABLE BACKBOARD 5.1M | 11kV | CABLE BACKBOARD 5.1M TO A10223 | 39024 | SCANPOLE BBH LTD | A10223 | 129 | Richard Summers
Overhead Materials | Wood Blocks and Planks | CABLE BACKBOARD 5.1M | 11kV | CABLE BACKBOARD 5.1M TO A10223 | 39024 | POWER POLES LTD |  | 129 | Richard Summers
Overhead Materials | Wood Blocks and Planks | CABLE BACKBOARD 5.1M | 11kV | CABLE BACKBOARD 5.1M TO A10223 | 39024 | CALDERS & GRANDIDGE |  | 129 | Richard Summers
Transformers | Transformer Repairs & Accessories | BILINGUAL LABEL S/S | N/A | GROUND MOUNTED SUBSTATION DOOR LABEL BILINGUAL FOR SUBSTATIONS IN SOUTH WALES DRAWING NO G4083. | 39028 | BRISSCO SIGNS & GRAPHICS |  | N/A | N/A
Fuses | 11kv oil immersed | 25A OFS FUSE 254MM | 11kV | 25A 12KV OFS FUSE 354MM TO BS 2692 | 39032 | EATON ELECTRICAL PRODUCTS LIMITED | 120EFMA25 | 52 | Phil Hooper
Fuses | 11kv oil immersed | 20A OFS FUSE 359MM | 11kV | 20A 12KV OFS FUSE 359MM TO BS 2692 | 39033 | EATON ELECTRICAL PRODUCTS LIMITED | 120HGMA20 | 52 | Phil Hooper
Fuses | 11kv oil immersed | 63A OFS FUSE 359MM | 11kV | 63A 12KV OFS FUSE 359MM TO BS 2692 | 39034 | EATON ELECTRICAL PRODUCTS LIMITED | 120HGMA63 | 52 | Phil Hooper
Fuses | 11kv expulsion | 15A F BLOW DTBH FUSE | 11kV | 15A HV COMBINED DOUBLE TAIL & REMOVABLE BUTTON HEAD (FAST BLOW) MATERIAL CHANGE 2017 -34 | 39035 | EATON ELECTRICAL PRODUCTS LIMITED | 15KU15 | 52 | Phil Hooper
Fuses | 11kv expulsion | 10A F BLOW DTBH FUSE | 11kV | 10A HV COMBINED DOUBLE TAIL & REMOVABLE BUTTON HEAD (FAST BLOW) | 39037 | EATON ELECTRICAL PRODUCTS LIMITED | 15KU10 | 52 | Phil Hooper
Fuses | 11kv oil immersed | 100A ELSP FUSE | 11kV | 100A 1505KV ELSP FUSE FOR PAD MOUNT TRANSFORMER | 39038 | LANGLEY ENGINEERING LTD | CBUC15100C100 | 52 | Phil Hooper
Fuses | 11kv oil immersed | 100A ELSP FUSE | 11kV | 100A 1505KV ELSP FUSE FOR PAD MOUNT TRANSFORMER | 39038 | EATON ELECTRICAL PRODUCTS LIMITED | 3544100M51M | 52 | Phil Hooper
Fuses | 11kv oil immersed | 25A BAYONET FUSE | 11kV | 25A DUAL ELEMENT BAYONET FUSE | 39039 | LANGLEY ENGINEERING LTD | 4038108C09B | 52 | Phil Hooper
Fuses | 11kv oil immersed | 25A BAYONET FUSE | 11kV | 25A DUAL ELEMENT BAYONET FUSE | 39039 | EATON ELECTRICAL PRODUCTS LIMITED | 4038108C09B | 52 | Phil Hooper
Underground Materials | Joint Shells | JOINT SHELL 1580-12 | LV | JOINT SHELL FOR 185/300 PILC/CONSAC/4C WCON MAINS PACK OF 5 (1=1) | 39048 | TYCO ELECTRONICS UK LIMITED | BAH-0280000474 | 106 | Richard Summers
Underground Materials | Joint Shells | JOINT SHELL 1581-08 | LV | JOINT SHELL 1581-08 PACK OF 5 (1=1) | 39049 | TYCO ELECTRONICS UK LIMITED | BAH-0280000475 | 106 | Richard Summers
Underground Materials | Joint Shells | JOINT SHELL 1582-08 | LV | JOINT SHELL 1582-08 PACK OF 5 (1=1) | 39050 | TYCO ELECTRONICS UK LIMITED | BAH-0280000476 | 106 | Richard Summers
Underground Materials | Joint Shells | JOINT SHELL 1583-08 | LV | JOINT SHELL 1583-08 PACK OF 5 (1=1) | 39051 | TYCO ELECTRONICS UK LIMITED | BAH-0280000477 | 106 | Richard Summers
Underground Materials | Joint Shells | JOINT SHELL 1584-12 | LV | JOINT SHELL 300MM STRAIGHT WCON PILC CONSAC PACK OF 5 (1=1) | 39052 | TYCO ELECTRONICS UK LIMITED | BAH-0280000478 | 106 | Richard Summers
Underground Materials | Joint Shells | JOINT SHELL 1585-12 | LV | JOINT SHELL 185MM STRAIGHT WCON PILC CONSAC | 39053 | TYCO ELECTRONICS UK LIMITED | BAH-0280000479 | 106 | Richard Summers
Underground Materials | Joint Shells | JOINT SHELL 1586-08 | LV | JOINT SHELL 95MM STRAIGHT WCON PILC CONSAC PACK OF 5 (1=1) | 39054 | TYCO ELECTRONICS UK LIMITED | BAH-0280000480 | 106 | Richard Summers
Underground Materials | Joint Shells | JOINT SHELL 1587-12 | LV | JOINT SHELL 300MM BRANCH WCON PILC CONSAC PACK OF 5 (1=1) | 39055 | TYCO ELECTRONICS UK LIMITED | BAH-0280000481 | 106 | Richard Summers
Underground Materials | Joint Shells | JOINT SHELL 1588-12 | LV | JOINT SHELL 185MM BRANCH WCON PILC CONSAC PACK OF 5 (1=1) | 39056 | TYCO ELECTRONICS UK LIMITED | BAH-0280000482 | 106 | Richard Summers
Underground Materials | Joint Shells | JOINT SHELL 1589-08 | LV | JOINT SHELL 95MM BRANCH WCON PILC CONSAC 1=1 BUT SUPPLIED IN PACKS OF 5 | 39057 | TYCO ELECTRONICS UK LIMITED | BAH-0280000483 | 106 | Richard Summers
Underground Materials | Joint Shells | JOINT SHELL 1046 NEW | LV | JOINT SHELL 1046 NEW PACK OF 5 (1=1) | 39058 | TYCO ELECTRONICS UK LIMITED | BAH-028000048 | 106 | Richard Summers
Underground Materials | Joint Shells | JOINT SHELL 1048NEW | LV | JOINT SHELL 1048 NEW PACK OF 5 (1=1) | 39060 | TYCO ELECTRONICS UK LIMITED | BAH-028000050 | 106 | Richard Summers
Underground Materials | Joint Shells | JOINT SHELL SUPPT BL | LV | JOINT SHELL SUPPORT BLOCK(SUPPLIED IN PAIRS) | 39062 | TYCO ELECTRONICS UK LIMITED | BAH-028000487 | 106 | Richard Summers
Underground Materials | Glands | CABLEGLAND KIT/600MM | LV | CABLE GLAND KIT 600MM CW LOCK NUT,EARTH TAG,SHROUD | 39071 | PRYSMIAN CABLES AND SYSTEMS LTD | U422AL58 | 107 | Richard Summers
Underground Materials | Glands | CABLEGLAND KIT/740MM | LV | CABLE GLAND KIT 740MM CW LOCK NUT,EARTH TAG/SHROUD | 39072 | PRYSMIAN CABLES AND SYSTEMS LTD | U422AL59 | 107 | Richard Summers
Overhead Materials | Steelwork | SERVICE BRACKET | LV | SERVICE BRACKET TO 43-95/26 (WAS A30637) | 39075 | BB PRICE LTD | S660-070 | N/A | N/A
Underground Materials | Heat-shrink | POLE TERM KIT 95/3C | LV | POLE TERMINATION KIT 3 CORE 95MMWAVECON | 39081 | REPL INTERNATIONAL LTD | RHLTU95-3 | 108 | Richard Summers
Underground Materials | Heat-shrink | POLE TERM KIT 185/3C | LV | POLE TERMINATION KIT 3 CORE 185MM WAVECON | 39082 | REPL INTERNATIONAL LTD | RHLLTU185-3 | 108 | Richard Summers
Underground Materials | Heat-shrink | POLE TERM KIT 300/3C | LV | POLE TERMINATION KIT 3 CORE 300MMS | 39083 | REPL INTERNATIONAL LTD | RHLTU300-3 | 108 | Richard Summers
Underground Materials | Heat-shrink | POLE TERM KIT 95/4C | LV | POLE TERMINATION KIT 4C 95MM WAVECON | 39084 | REPL INTERNATIONAL LTD | RHLTU 95-4 | 108 | Richard Summers
Underground Materials | Heat-shrink | POLE TERM KIT185/4C | LV | POLE TERMINATION KIT 4 CORE 185MM2 | 39085 | REPL INTERNATIONAL LTD | RHLTU185-4 | 108 | Richard Summers
Underground Materials | Heat-shrink | POLE TERMKIT 300/4C | LV | POLE TERMINATION KIT 4 CORE 300MM2 | 39086 | REPL INTERNATIONAL LTD | RHLTU300-4 | 108 | Richard Summers
Fuses | 11kv expulsion | TALON HOOK | 11kV | TALON HOOK - S & C FUSES | 39088 | S&C ELECTRIC UK HOLDINGS LTD | 4440-50 | N/A | N/A
Underground Materials | Connectors - Mechanical (Underground) | BRASS NEUTRAL CONN | LV | BRASS NEUTRAL CONNECTOR WITH RANGE TAKING BOLT BCNE-3 UTB | 39089 | SICAME ELECTRICAL DEVELOPMENTS LTD | HMFMCNE31 | 107 | Richard Summers
Underground Materials | Connectors - Mechanical (Underground) | DOUBLE CONN 95SQMM | LV | DOUBLE BRANCH CONNECTOR 95SQMM | 39090 | TYCO ELECTRONICS UK LIMITED | BAH-021500040 | 107 | Richard Summers
Underground Materials | Connectors - Mechanical (Underground) | DOUBLE CONN 185SQMM | LV | DOUBLE BRANCH CONNECTOR 185SQMM | 39091 | TYCO ELECTRONICS UK LIMITED | BAH-021500043 | 107 | Richard Summers
Underground Materials | Connectors - Mechanical (Underground) | DOUBLE CONN 300SQMM | LV | DOUBLE BRANCH CONNECTOR 300SQMM | 39092 | TYCO ELECTRONICS UK LIMITED | BAH-021500048 | 107 | Richard Summers
Underground Materials | Connectors - Mechanical (Underground) | CONSAC CONN TA3G | LV | CONSAC SHEATH CONNECTOR TA3G | 39095 | TYCO ELECTRONICS UK LIMITED | BAH-035050013 | 107 | Richard Summers
Underground Materials | Connectors - Mechanical (Underground) | SERVICE TOPINSERT 95 | LV | SERVICE TOP INSERT CONNECTOR 95MM | 39096 | TYCO ELECTRONICS UK LIMITED | BAH-037100071 | 107 | Richard Summers
Underground Materials | Connectors - Mechanical (Underground) | SERV TOPINSERT 185 | LV | SERVICE TOP INSERT CONNECTOR 185MM | 39097 | TYCO ELECTRONICS UK LIMITED | BAH-037100072 | 107 | Richard Summers
Underground Materials | Connectors - Mechanical (Underground) | SERV TOPINSERT 300MM | LV | SERVICE TOP INSERT CONNECTOR 300MM | 39098 | TYCO ELECTRONICS UK LIMITED | BAH-037100073 | 107 | Richard Summers
Underground Materials | Connectors - Mechanical (Underground) | MAINS EARTHBOND CONN | LV | MAINS EARTHBOND CONNECTOR | 39099 | TYCO ELECTRONICS UK LIMITED | BAH-035030033 | 107 | Richard Summers
Underground Materials | Connectors - Mechanical (Underground) | SERV EARTHBOND CONN | LV | SERVICE EARTH BOND CONNECTOR | 39100 | TYCO ELECTRONICS UK LIMITED | BAH-035040024 | 107 | Richard Summers
Underground Materials | Connectors - Mechanical (Underground) | EARTH ELECTRODE KIT | LV | EARTH ELECTRODE KIT | 39101 | TYCO ELECTRONICS UK LIMITED | BAH-035030029 | 107 | Richard Summers
Underground Materials | Connectors - Mechanical (Underground) | BRASS LUG 3/4C 35MM2 | LV | BRASS END LUG FOR AL/CU 35MM NEUTRAL 12MM PALMHOLE | 39108 | TYCO ELECTRONICS UK LIMITED | BAH-024020006 | 107 | Richard Summers
Underground Materials | Connectors - Mechanical (Underground) | BRASS LUG 3/4C 60MM2 | LV | BRASS END LUG FOR AL/CU 60MM NEUTRAL 12MM PALMHOLE | 39109 | SICAME ELECTRICAL DEVELOPMENTS LTD | HMLMLML4/14/16-12 | 107 | Richard Summers
Underground Materials | Connectors - Mechanical (Underground) | BRASS LUG 3/4C 120MM | LV | BRASS END LUG FOR AL/CU 120MM NEUTRAL 12MM PLMHOLE | 39110 | SICAME ELECTRICAL DEVELOPMENTS LTD | HMLMLML4/13/16-10 | 107 | Richard Summers
Common Engineering Materials | Cable Accessories | CTWIST 3C70-3C120BAR | N/A | CORE TWISTER 3C 70MM BARE TO 3C 120MM BARE SMALL | 39114 | ELLIS PATENTS LTD | 110-120C | N/A | N/A
Common Engineering Materials | Cable Accessories | CTWIST 3C70-3C120INS | N/A | CORE TWISTER 3C 70MM INS TO 3C 120MM INS SMALL | 39115 | ELLIS PATENTS LTD | 110-1201C | N/A | N/A
Common Engineering Materials | Cable Accessories | CTWIST 3C95-3C185INS | N/A | CORE TWISTER 3C 95MM INS TO 3C 185MM INS LARGE | 39116 | ELLIS PATENTS LTD | 110-X11C | N/A | N/A
Common Engineering Materials | Cable Accessories | CTWIST 4C95-4C185BAR | N/A | CORE TWISTER 4C 95MM BARE TO 4C 185MM BARE LARGE | 39117 | ELLIS PATENTS LTD | 110-X14C | N/A | N/A
Common Engineering Materials | Cable Accessories | CTWIST 4C95-4C185INS | N/A | CORE TWISTER 4C 95MM INS TO 4C 185MM INS LARGE | 39118 | ELLIS PATENTS LTD | 110-X15C | N/A | N/A
Common Engineering Materials | Cable Accessories | CTWIST 3C95-3C185BAR | N/A | CORE TWISTER 3C 95MM BARE TO 3C 185MM BARE LARGE | 39119 | ELLIS PATENTS LTD | 110-X10C | N/A | N/A
Common Engineering Materials | Cable Accessories | CTWIST 3C300-3C300BA | N/A | CORE TWISTER 3C 300MM BARE TO 4C 300MM BARE LARGE | 39120 | ELLIS PATENTS LTD | 110-X12C | N/A | N/A
Common Engineering Materials | Cable Accessories | CTWIST 3C300-3C300IS | N/A | CORE TWISTER 3C 300MM INS TO 4C 300MM INS LARGE | 39121 | ELLIS PATENTS LTD | 110-X13C | N/A | N/A
Common Engineering Materials | Tapes | MASTIC TAPE 20MM | N/A | PREFORMED SEALANT STRIP SCOTCH SEAL 5313,20MM X 2MTR. | 39124 | TOOLOUT LTD T/A JOINTING TECHNOLOGIES | SCOTCHSEAL 5313 | 109 | Richard Summers
Transformers | 11kv Ground Mounted (New) | 100KVA 3PH PADMNT TX | 11kV | PADMOUNT TRANSFORMER 100KVA, THREE PHASE, 2LV WAY TO ECO LOSSES AND BELOW 3% IMPEDANCE | 39333 | CG POWER SYSTEMS IRELAND LTD |  | 5 | Andrew Reynolds
Fuses | VT Fuses | 3.15A 33KV VT FUSE | 11kV | 3.15A 33KV VT FUSE 360BGN223.15 | 39557 | EATON ELECTRICAL PRODUCTS LIMITED | 36OBGN223-15 | 52 | Phil Hooper
Fuses | VT Fuses | 3.15A 11KV VT FUSE | 11kV | 3.15A 11KV VT FUSE | 39558 | EATON ELECTRICAL PRODUCTS LIMITED | 12ABCNA3-15 | 52 | Phil Hooper
Fuses | VT Fuses | 3.15A 11KV VT FUSE | 11kV | 3.15A 11KV VT FUSE 120BCNA3.15 | 39559 | EATON ELECTRICAL PRODUCTS LIMITED | 120BCNA3.15 | 52 | Phil Hooper
Common Engineering Materials | Signs and Plates | DANGER NTCE LIVE APP | N/A | DANGER LIVE APPARATUS 110X90MM MAGNETIC BLACK/YLW | 39822 | BRISSCO SIGNS & GRAPHICS |  | N/A | N/A
Common Engineering Materials | Signs and Plates | DANGER NTCE LIVE APP | N/A | DANGER LIVE APPARATUS 420X300MM BLACK/YELLOW | 39823 | BRISSCO SIGNS & GRAPHICS |  | N/A | N/A
Common Engineering Materials | Signs and Plates | DANGER NTCE LIVE APP | N/A | DANGER LIVE APPARATUS 180X130MM BLACK/YELLOW | 39824 | BRISSCO SIGNS & GRAPHICS |  | N/A | N/A
Common Engineering Materials | Signs and Plates | DANGER NOTICE | N/A | DANGER NOTICE LIVE OVERHEAD CONDUCTOR 420X300MM | 39825 | BRISSCO SIGNS & GRAPHICS |  | N/A | N/A
Common Engineering Materials | Signs and Plates | DoD CAMP SITE | N/A | ENGLISH DANGER OF DEATH NOTICE FOR CAMP SITES AND AMENITIES | 39866 | BRISSCO SIGNS & GRAPHICS |  | N/A | N/A
Overhead Materials | Insulators - Polymeric | 11KV TENS INSUL 70KN | 11kV | 11KV COMPOSITE TENSION BALL- SOCKET INSULATOR 70KN, 280MM COUPLING LENGTH, TAUT STRING 185MM, 300MM CREEPAGE, 45KV WET WITHSTAND, 95MM DRY IMPULSE. | 39875 | ALLIED INSULATORS GROUP LIMITED | FAS4008A | 59 | Mike Chapman
Overhead Materials | Insulators - Polymeric | 11KV TENS INSUL 70KN | 11kV | 11KV COMPOSITE TENSION BALL- SOCKET INSULATOR 70KN, 280MM COUPLING LENGTH, TAUT STRING 185MM, 300MM CREEPAGE, 45KV WET WITHSTAND, 95MM DRY IMPULSE. | 39875 | MOSDORFER CCL SYSTEMS LTD | X110701801 | 59 | Mike Chapman
Overhead Materials | Insulators - Polymeric | 11KV TENS INSUL 20KN | 11kV | IIKV COMPOSITE TENSION PIGTAIL INSULATOR 20KN, 375MM COUPLING LENGTH, 300MM CREEPAGE, 45KV WET WITHSTAND 95KV DRY IMPULSE. | 39876 | ALLIED INSULATORS GROUP LIMITED | FAS4006A | 59 | Mike Chapman
Overhead Materials | Insulators - Polymeric | 11KV TENS INSUL 20KN | 11kV | IIKV COMPOSITE TENSION PIGTAIL INSULATOR 20KN, 375MM COUPLING LENGTH, 300MM CREEPAGE, 45KV WET WITHSTAND 95KV DRY IMPULSE. | 39876 | MOSDORFER CCL SYSTEMS LTD | X330201601 | 59 | Mike Chapman
Metering | Metering Accessories | 100A 4PL ISOLATOR SW | LV | ISOLATING SWITCH 100A 4 POLE SINGLE PHASE TYPE B | 39880 | PROTEUS SWITCH GEAR | WPD2 | 27 | Richard Summers
Switchgear | LV Fuse Cabinets (New) | LV INTAKE PANEL 800A | LV | UNIT FITTED WITH NS800N MCCB AND MICROLOGIC 5.0 TRIP UNIT.ALSO WITH FULL SIZE NEUTRAL COPPERWORK. (TO BE ORDERED DIRECT AS PER OUR BOB LANG) | 39885 | SCHNEIDER ELECTRIC LTD | EPC08 | 16 | Richard Summers
Switchgear | LV Fuse Cabinets (New) | LV INTAKE PANEL 1250A | LV | UNIT FITTED WITH NS1250N MCCB AND MICROLOGIC 5.0 TRIP UNIT.ALSO WITH FULL SIZE NEUTRAL COPPERWORK. | 39886 | SCHNEIDER ELECTRIC LTD | EPC12 | 16 | Richard Summers
Switchgear | LV Fuse Cabinets (New) | BUSBAR EXTENSION | LV | BUSBAR EXTENSION CHAMBER SUITABLE FOR 800A AND 1250A INTAKE PANELS | 39887 | SCHNEIDER ELECTRIC LTD | EP12CK1 | 16 | Richard Summers
Cables | 11kv | EPR 630 1CORE 11KV | 11kV | 630MM2 WATER BLOCKED STRANDED CU CONDUCTOR SINGLE CORE EPR CWS MDPE OVERSHEATH | 40043 | TRATOS LIMITED | 83970 | 82 | Richard Summers
Cables | 11kv | EPR 630 1CORE 11KV | 11kV | 630MM2 WATER BLOCKED STRANDED CU CONDUCTOR SINGLE CORE EPR CWS MDPE OVERSHEATH | 40043 | PRYSMIAN CABLES AND SYSTEMS LTD | 20144099 | 82 | Richard Summers
Common Engineering Materials | Signs and Plates | DANGER LIVE APPARATS | N/A | DANGER LIVE APPARATUS MAGNETIC 420 X 300. | 40088 | BRISSCO SIGNS & GRAPHICS |  | N/A | N/A
Common Engineering Materials | Cable Accessories | RULLE 2 TAPE 5.5M RL | N/A | RULLE 2 TAPE 5.5M ROLL CABLE SHEATH REPAIR BANDAGE | 40232 | TOOLOUT LTD T/A JOINTING TECHNOLOGIES | ABB RULLE EPDM | 109 | Richard Summers
Underground Materials | Joint Kits and Jointing | BUSHING WELL INSERT | 11kV | BUSHING WELL INSERT - FOR PADMOUNT TX | 40234 | NEXANS POWER ACCESSORIES (UK)LTD | 1601A4 | 112 | Richard Summers
Underground Materials | Joint Kits and Jointing | LOAD BREAK ELBOW | 11kV | LOAD BREAK ELBOWS PART 95MM EPR | 40235 | NEXANS POWER ACCESSORIES (UK)LTD | 162LR-B | 112 | Richard Summers
Underground Materials | Joint Kits and Jointing | BASIC MODULE M85 | 11kV | LOVINK BASIC MODULE FOR JOINTING 95 OR 185MM2,11KV EPR PICAS OR PILC - STRAIGHT JOINT- BM M85. | 40370 | LOVINK ENERTECH BV | 003710M | 112 | Richard Summers
Underground Materials | Joint Kits and Jointing | BASIC MODULE M105 | 11kV | LOVINK BASIC MODULE FOR JOINTING 185 OR 300MM2,11KV, EPR,PICAS OR PILC - STRAIGHT JOINT - BM M05. | 40371 | LOVINK ENERTECH BV | 003717M | 112 | Richard Summers
Underground Materials | Joint Kits and Jointing | UNI CABLE MODULE KX85 | 11KV/33KV | UNIVERSAL CM 85 3X1 12 95-185 EPR | 40374 | LOVINK ENERTECH BV | 003712MK | 129 & 112 | Richard Summers
Underground Materials | Joint Kits and Jointing | UNI CABLE MODULE KG85 | 11KV/33KV | UNIVERSAL CM 85 1X3 12 95 PICAS K | 40375 | LOVINK ENERTECH BV | 003713MK | 129 & 112 | Richard Summers
Underground Materials | Joint Kits and Jointing | UNI CABLE MODULE KG85 | 11KV/33KV | UNIVERSAL CM 85 G 1X3 12 185 PICAS | 40376 | LOVINK ENERTECH BV | 003714MK | 129 & 112 | Richard Summers
Underground Materials | Joint Kits and Jointing | UNI CABLE MODULE KX95 | 11KV/33KV | UNIVERSAL CM105 X 12 400-300 EPR/XL | 40378 | LOVINK ENERTECH BV | 003719MK | 129 & 112 | Richard Summers
Underground Materials | Joint Kits and Jointing | UNI CABLE MODULE KG95 | 11KV/33KV | UNIVERSAL CM105 G 1X3 12 300 PIC/PI | 40379 | LOVINK ENERTECH BV | 003720MK | 129 & 112 | Richard Summers
Underground Materials | Joint Kits and Jointing | UNI CM 85 STOP K | Discontinued | UNIVERSAL CM 85 STOP K DISC 17/4/18 AS PER R SUMMERS/C FRIEND. FOLLOW ON CODE 61539.. | 40380 | LOVINK ENERTECH BV | 003716MK | Discontinued | N/A
Underground Materials | Joint Kits and Jointing | UNI CM 105 STOP K | Discontinued | UNIVERSAL CM 105 STOP K DISC 17/4/18 AS PER R SUMMERS/C FRIEND. FOLLOW ON CODE 61540. | 40381 | LOVINK ENERTECH BV | 003721MK | Discontinued | N/A
Underground Materials | Joint Kits and Jointing | ARMOURBONDING MODULE | 11KV/33KV | ARMOUR BONDING MODULE FOR PILC STA/SWA (TO BE LABELLED ABM STA/SWA) | 40382 | LOVINK ENERTECH BV | 003723M | 129 & 112 | Richard Summers
Underground Materials | Heat-shrink | SEALING SLEEVE -SET | LV | SEALING SLEEVE SMOE 82003 -SET OF 3 RIMTA 52/16MM X 130(MASTIC). | 40395 | REPL INTERNATIONAL LTD |  | 108 | Richard Summers
Underground Materials | Connectors - Mechanical (Underground) | END LUG 95-120MM | LV | END LUG FOR UP TO 120 SQ.MM 3 OR 4 CORE W/CON. 16MM HOLE WITH REDUCING BUSHES. | 40404 | TYCO ELECTRONICS UK LIMITED | BAH-024020094 | 107 | Richard Summers
Underground Materials | Connectors - Mechanical (Underground) | END LUG 185 SQ.MM. | LV | END LUG FOR UP TO 185MM 3 OR 4 CORE WAVECON 16MM HOLE WITH REDUCING BUSHES | 40405 | TYCO ELECTRONICS UK LIMITED | BAH-024020095 | 107 | Richard Summers
Underground Materials | Connectors - Mechanical (Underground) | END LUG 300 SQ.MM. | LV | END LUG FOR UP TO 300MM 3 OR 4 CORE WAVECON 16MM HOLE WITH REDUCING BUSHES | 40406 | TYCO ELECTRONICS UK LIMITED | BAH-024020096 | 107 | Richard Summers
Underground Materials | Connectors - Mechanical (Underground) | 35-300 CU/AL CONN | 11kV | 35-300SQMM CU/AL CONECTOR MSFE-0010-0035/0300 | 40407 | TYCO ELECTRONICS UK LIMITED | BAH-022060002 | 111 | Richard Summers
Underground Materials | Connectors - Mechanical (Underground) | 35-185 CU/AL CONN | 11kV | 35-185SQMM CU/AL CONECTOR MSFE-0009-0035/0185 | 40408 | TYCO ELECTRONICS UK LIMITED | BAH-022060001 | 111 | Richard Summers
Underground Materials | Connectors - Mechanical (Underground) | MV BRASSEND T 95-185 | 11kV | MV BRASS END TERMINATON 95-185MM TO BAH024030127 | 40409 | TYCO ELECTRONICS UK LIMITED | BAH-024030127 | 111 | Richard Summers
Underground Materials | Connectors - Mechanical (Underground) | MV BRASSEND TERM 300 | 11kV | MV BRASS END TERMINATON 300MM TO BAH02 403 0100 | 40410 | TYCO ELECTRONICS UK LIMITED | BAH-024030100 | 111 | Richard Summers
Underground Materials | Connectors - Mechanical (Underground) | O/H END TERM LUG 300 | 11kV | BRASS OVERHEAD END TERMINATION LUGS,2 HOLE VERSION FOR 300 SQMM TO DRAWING BAH 02-403-0129. | 40411 | TYCO ELECTRONICS UK LIMITED | BAH-024030129 | 111 | Richard Summers
Underground Materials | Connectors - Mechanical (Underground) | BJ(SPLIT)95-185 CONN | 11kV | BRANCH JOINT (SPLIT) CONNECTOR FOR 95-185 | 40412 | TYCO ELECTRONICS UK LIMITED | BAH-023040016 | 111 | Richard Summers
Underground Materials | Connectors - Mechanical (Underground) | BJ(SPLIT)300 CONN | 11kV | BRANCH JOINT (SPLIT) CONNECTOR FOR 300 | 40413 | TYCO ELECTRONICS UK LIMITED | BAH-023040030 | 111 | Richard Summers
Underground Materials | Connectors - Mechanical (Underground) | LOOP JNT CON 95-185 | 11kV | LOOP JOINT(SOLID) CONNECTOR FOR 95-185MM | 40414 | TYCO ELECTRONICS UK LIMITED | BAH-023040010 | 111 | Richard Summers
Underground Materials | Connectors - Mechanical (Underground) | LOOP JNT CON 300 | 11kV | LOOP JOINT(SOLID) CONNECTOR FOR 300MM | 40415 | TYCO ELECTRONICS UK LIMITED | BAH-023040025 | 111 | Richard Summers
Underground Materials | Connectors - Mechanical (Underground) | STRAIGHT CONN 630 | 11kV | STRAIGHT CONNECTOR FOR 630/645MM VTPC36UTB | 40416 | TYCO ELECTRONICS UK LIMITED | BAH-022110055 | 111 | Richard Summers
Underground Materials | Connectors - Mechanical (Underground) | O/D ENDTRM LUG 630 | 11kV | OUTDOOR END TERMINATION LUG BRASS FOR 630MM VETC33-12 OHUTB | 40417 | TYCO ELECTRONICS UK LIMITED | BAH-024030126 | 111 | Richard Summers
Underground Materials | Connectors - Mechanical (Underground) | STRAIGHT CONN 120-400 | 11kV | STRAIGHT CONNECTOR FOR 240 SQMM VTPC28UTB (300MM) | 40418 | TYCO ELECTRONICS UK LIMITED | BAH-022110048 | 111 | Richard Summers
Underground Materials | Connectors - Mechanical (Underground) | O/H ENDTRM LG 95-185 | 11kV | BRASS OVERHEAD END TERMINATION LUGS,2 HOLE VERSION FOR 95-185.TO DRAWING BAH 02-403-0128. | 40419 | TYCO ELECTRONICS UK LIMITED | BAH-024030128 | 111 | Richard Summers
Overhead Materials | Steelwork | POLESTEP DETACHABLE | N/A | POLESTEP DETACHABLE | 40421 | BB PRICE LTD | BBP0102 | N/A | N/A
Overhead Materials | Steelwork | CU EARTHING KIT EPR | 11kV | CU EARTHING STRIP+BOLTS FOR 11KV EPR CRUCIFIX (40423) | 40422 | BB PRICE LTD | S641/088 | N/A | N/A
Overhead Materials | Steelwork | BRCKT 11KV EPR TERM | 11kV | BRACKET 11KV CABLE TERM EPR-WPD 43-95/5,ISS5 MAY02 | 40423 | BB PRICE LTD | S641\089 | N/A | N/A
Underground Materials | Connectors - Mechanical (Underground) | 11KV AL STR V CONN | 11kV | 11KV ALUMINIUM STRAIGHT VE TYPE 400MM CONNECTOR | 40434 | TYCO ELECTRONICS UK LIMITED | BAH-022110098 | 111 | Richard Summers
Common Engineering Materials | Cable Accessories | EMPEROR CLEAT 95MM | N/A | EMPEROR CABLE CLEAT EC27 95MM TRIPLEX EPR | 40438 | ELLIS PATENTS LTD | ER23-28 (EC27) | N/A | N/A
Common Engineering Materials | Cable Accessories | EMPEROR CLEAT 185MM | N/A | EMPEROR CABLECLEAT EC32 185MM TRIPLEX EPR | 40439 | ELLIS PATENTS LTD | ER30-35 (EC32) | N/A | N/A
Common Engineering Materials | Cable Accessories | EMPEROR CLEAT 300MM | N/A | EMPEROR CABLECLEAT EC37 300MM TRIPLEX EPR | 40440 | ELLIS PATENTS LTD | ER33-38 (EC37) | N/A | N/A
Switchgear | Air Break Switches | VERTICAL DRIVE ROD | 11kV | 4750MM VERTICAL DRIVE ROD FOR USE WITH 11KV ABI | 40621 | MORRIS LINE ENGINEERING |  | 10 | Mike Chapman
Underground Materials | Joint Kits and Jointing | BASE MODULE M75 SC 630MM | 11KV/33KV | LOVINK M75 BASE MODULE FOR 630MM SC. TO BE LABELLED BM M75. | 40633 | LOVINK ENERTECH BV | 003792M | 129 & 112 | Richard Summers
Underground Materials | Joint Kits and Jointing | STRESS CONES FOR M75 | 11KV/33KV | STRESS CONES FOR USE WITH M75 MODULE (630 SC) PACK OF 3 | 40634 | LOVINK ENERTECH BV | 003786M | 129 & 112 | Richard Summers
Common Engineering Materials | Lubricants | PENETRATING SPRAY | N/A | ROCOL PENETRATING SPRAY 300ML | 40681 | JAMES BOYLAN SAFETY (NI) LTD | M170112 | N/A | N/A
Underground Materials | Joint Kits and Jointing | BREAKOUT 11KV BOX | LV | BREAKOUT BOOT FOR 11KV TRIPLEX CABLE BOX PART NO EB3 - 110 - 35. | 40694 | REPL INTERNATIONAL LTD | EB3-110-35 | 108 | Richard Summers
Underground Materials | Connectors - Mechanical (Underground) | TRIPLE BOND TCC/WPD | 11kV | TRIPLEX EARTH CONTINUITY BOND HMFTCTCC/K/WPD SHORTER LENGTH 3-WAY BOND FOR TRIPLEX CABLES | 40726 | SICAME ELECTRICAL DEVELOPMENTS LTD | HMFTCTCC/K/WPD | N/A | N/A
Switchgear | Air Break Switches | ABI HOOK STICK MECH | 11kV | ABI HOOK STICK MECHANISM SUPPLIED COMPLETE WITH 3/4 AND 1 CLEVIS FOR RETRO FITTING TO MLE M, R AND RX TYPE ABIS | 40736 | MORRIS LINE ENGINEERING |  | 10 | Mike Chapman
Underground Materials | Joint Kits and Jointing | UNI FOAMTAPE 4M ROLL | 11KV/33KV | UNIVERSAL FOAM BUILD UP TAPE 50MM | 40753 | LOVINK ENERTECH BV | 003833MK | 129 & 112 | Richard Summers
Underground Materials | Joint Kits and Jointing | RESIN MODULE PACK D | 11KV/33KV | RESIN MODULE KB85 D 95-185 BRANCH JOINT LOVINK (TO BE LABELLED RM-D). | 40955 | LOVINK ENERTECH BV | 003885 | 129 & 112 | Richard Summers
Underground Materials | Joint Kits and Jointing | BRANCH JOINT KB85 | 11KV/33KV | BRANCH JOINT 95-185 USE RESIN MODULES B (40372) D (40955) TO BE LABELLED BM KB85. | 40957 | LOVINK ENERTECH BV | 003887 | 129 & 112 | Richard Summers
Underground Materials | Joint Kits and Jointing | BRANCH JOINT KB95 | 11kV | BRANCH JOINT 185-300 USE RESIN MODULES 2 X B (40372) AND E (40956) TO BE LABELLED BM KB95. | 40958 | LOVINK ENERTECH BV | 003886 | 112 | Richard Summers
Switchgear | 11KV Ring Main Units (New) | CN2-RELAY TX NO ACT | 11kV | CN2-T1 TX.MOUNTED-CB - RELAY- NON EXTENSIBLE-NO ACT. | 40961 | SCHNEIDER ELECTRIC LTD | CN2-T1 | 2 | Anthony Smith
Switchgear | 11KV Ring Main Units (New) | CE2 EXT CB - RELAY N | 11kV | CE2-T7 - 200A EXTENSIBLE CB-RELAY-NO ACTUATOR | 40962 | SCHNEIDER ELECTRIC LTD | CE2-T2 | 2 | Anthony Smith
Switchgear | 11KV Ring Main Units (New) | CE6 EXT VIP NO ACT | 11kV | CE6 EXT CB VIP RLY 630A NO ACT CE6-T8 | 40963 | SCHNEIDER ELECTRIC LTD | CE6-T8 | 2 | Anthony Smith
Switchgear | 11KV Ring Main Units (New) | CE6 EXT BS -RELAY NO | 11kV | CE6-B3 - 630A EXTENSIBLE CB BUS-SECTION+RELAY | 40964 | SCHNEIDER ELECTRIC LTD | CE6-B3 | 2 | Anthony Smith
Switchgear | 11KV Ring Main Units (New) | TM12/1A(100/50/5) | 11kV | TM12/1A (100/50/5) 11/6.6KV MU2-N9 | 40965 | SCHNEIDER ELECTRIC LTD | MU2-N9 | 2 | Anthony Smith
Switchgear | 11KV Ring Main Units (New) | TM12/1A(200/50/5) | 11kV | TM12/1A (200/50/5) 11/6.6KV MU2-N9 | 40967 | SCHNEIDER ELECTRIC LTD | MU2-N9 | 2 | Anthony Smith
Switchgear | 11KV Ring Main Units (New) | SWITCH ACTUATORRN2C | 11kV | RMR-A507 RINGMASTER RN2C ACTUATOR | 40976 | SCHNEIDER ELECTRIC LTD | RMR A507 | 2 | Anthony Smith
Switchgear | 11KV Ring Main Units (New) | SWITCH ACTUATORRMR | 11kV | RMR-A67-RINGMASTER EXTENSIBLE ACTUATOR | 40977 | SCHNEIDER ELECTRIC LTD | RMR A67 | 2 | Anthony Smith
Overhead Materials | Connectors - Compression (Overhead) | B/M C/F 16CU/35TAIL | LV | BI-METAL COMPRESSION FITTING 16SQMM COPPER WITH 35SQMM ABC TAIL 200MM LONG ALL INSULATED. | 41006 | SICAME ELECTRICAL DEVELOPMENTS LTD | WPOHL3516 | 135 | Richard Summers
Overhead Materials | Connectors - Compression (Overhead) | B/M C/F 25CU/35TAIL | LV | BI-METAL COMPRESSION FITTING 25SQMM COPPER WITH 35SQMM ABC TAIL 200MM LONG ALL INSULATED. | 41007 | SICAME ELECTRICAL DEVELOPMENTS LTD | WPOHL3525 | 135 | Richard Summers
Underground Materials | Joint Kits and Jointing | UNI CDM K85/K95-A 16-50 | 11kV | UNIVERSAL CM85 G 1X3 12 16-50 K PILC | 41009 | LOVINK ENERTECH BV | 003938MK | 112 | Richard Summers
Underground Materials | Joint Kits and Jointing | CDM K95-G PILC185-33 | 11kV | CABLE DEPENDANT MODULE FOR PILC 185SQMM,33KV (TO BE LABELLED CDM K95-G). | 41010 | LOVINK ENERTECH BV | 003937 | 112 | Richard Summers
Underground Materials | Joint Kits and Jointing | CDM K95-H PICAS 400 | 11kV | CABLE DEPENDANT MODULE FOR PICAS 400SQMM (TO BE LABELLED CDM K95-H). | 41011 | LOVINK ENERTECH BV | 003936 | 112 | Richard Summers
Underground Materials | Joint Kits and Jointing | STRESS CONE 300(PK3) | 11kV | STRESS CONE 300(PACK OF 3) (TO BE LABELLED SCM 300). | 41013 | LOVINK ENERTECH BV | 003949M | 112 | Richard Summers
Underground Materials | Joint Kits and Jointing | STRESS CONE 95/185 | 11kV | STRESS CONE 95/185 (PACK OF 3) (TO BE LABELLED SCM95/185). | 41014 | LOVINK ENERTECH BV | 003948M | 112 | Richard Summers
Underground Materials | Joint Kits and Jointing | JERRY CAN STAND | 11kV | JERRY CAN STAND FOR LOVINK BRANCH JOINT | 41017 | LOVINK ENERTECH BV | 003923 | 112 | Richard Summers
Conductors - OH | Bare Aluminium | 50MM ACSR RABBIT | 11kV | 50MM STEEL REINFORCED ALUMINIUM CONDUCTOR RABBIT | 41020 | CABELTE - CABOS ELECTRICOS E TELEFONICOS |  | 85 | Mike Chapman
Conductors - OH | Bare Aluminium | 50MM ACSR RABBIT | 11kV | 50MM STEEL REINFORCED ALUMINIUM CONDUCTOR RABBIT | 41020 | TELE-FONIKA KABLE GROUP |  | 85 | Mike Chapman
Underground Materials | Connectors - Mechanical (Underground) | MSIP SPECIAL BOLT | LV | MSIP SPECIAL BOLT | 41022 | TYCO ELECTRONICS UK LIMITED | BAH-017090002 | 107 | Richard Summers
Overhead Materials | Steelwork | U LINK 66KV POLES | 66kV | U LINK FOR SUSPENSION INSULATORS ON 66KV WOOD POLE LINES | 41031 | BB PRICE LTD | S660/090 | N/A | N/A
Overhead Materials | Steelwork | SOCKET CLEVIS 15/31 | 11kV | SOCKET CLEVIS BS3288 15/31 | 41033 | BB PRICE LTD | BBP9572 | N/A | N/A
Underground Materials | Joint Kits and Jointing | BUILD UP MODULE | 11kV | BUILD UP MODULE FOR 70SQMM TRIPLEX EPR CABLE VENDOR PART NUMBER CSJ-BUILDUPKITC | 41107 | TYCO ELECTRONICS UK LIMITED |  | 112 | Richard Summers
Overhead Materials | Connectors - Compression (Overhead) | TEN CON .06 CAD CU | N/A | FULL TENSION (MID SPAN) CONNECTOR .06 (7/.113) OR (3/.173) CAD COPPER | 41108 | CEMBRE LTD | CFR3 | N/A | N/A
Overhead Materials | Connectors - Compression (Overhead) | TEN CON 55 CAD CU | N/A | FULL TENSION (MID SPAN) CONNECTOR 55MM CAD COPPER OR 50-70MM HDC | 41109 | CEMBRE LTD | CFR4 | N/A | N/A
Overhead Materials | Connectors - Compression (Overhead) | TEN CON 150AAAC | N/A | FULL TENSION (MID SPAN) CONNECTOR 150MM AAAC (ASH) | 41110 | CEMBRE LTD | DF150 | N/A | N/A
Overhead Materials | Connectors - Compression (Overhead) | TEN CON 40ACSR | N/A | FULL TENSION (MID SPAN) CONNECTOR 40MM ACSR (FERRET) | 41112 | CEMBRE LTD | RF040 | N/A | N/A
Underground Materials | Joint Kits and Jointing | STRESSCONE APP(70MM) | 11kV | STRESS CONE APPLICATOR 70MM FOR LOVINK JOINTS | 41116 | LOVINK ENERTECH BV | 003227 | 112 | Richard Summers
Switchgear | 11KV Ring Main Units (New) | RN2C-TLF TX.ACT(2) | 11kV | RMUF 12A/A RN2C T/F MOUNTED WITH TLF FITTED WITH ACTUATORS ON BOTH RING SWITCHES AND CT KIT (RMR-F310) FITTED TO LHS | 41118 | SCHNEIDER ELECTRIC LTD | RN2C-T1 | 2 | Anthony Smith
Common Engineering Materials | Tapes | SCOTCH 70 25MMX9.1MT | N/A | SCOTCH 70 SELF FUSING SILICON RUBBERTAPE REPLACES 43390 AS PER CHANGE REF 2013-16 | 41194 | TOOLOUT LTD T/A JOINTING TECHNOLOGIES | SCOTCH SELF FUS | 109 | Richard Summers
Common Engineering Materials | Tapes | SCOTCH 35 GREY | N/A | SCOTCH 35 TAPE GREY 19MM X 20M REPLACES 51720 PER CHANGE REF 2013-16 BOX OF 20 (1=1) | 41195 | TOOLOUT LTD T/A JOINTING TECHNOLOGIES | SCOTCH 35 | 109 | Richard Summers
Underground Materials | Joint Kits and Jointing | STRESS CONE APP 630 | 11kV | 11KV STRESS CONE APPLICATOR 630MM. | 41197 | BODDINGTONS ELECTRICAL LIMITED | B100630 | N/A | N/A
Underground Materials | Joint Kits and Jointing | STRESS CONE APP 185 | 11kV | 11KV STRESS CONE APPLICATOR 95/185/300MM. | 41198 | BODDINGTONS ELECTRICAL LIMITED | B100095 | N/A | N/A
Underground Materials | Joint Kits and Jointing | LOVISIL TOP UP 500GR | 11kV | LOVISIL TOP UP RESIN 500GR BOTTLE | 41253 | LOVINK ENERTECH BV | 001626 | 112 | Richard Summers
Underground Materials | Glands | HAWKE CABLEGLAND 19C | LV | HAWKE BRASS CABLE TERMINAL CABLE GLAND SIZE M32, COMPLETE WITH LOCKNUT, EARTH TAG, WASHERAND SHROUD SUITABLE FOR 19 CORE 2.5 SQMM MULTICORE. | 41254 | THORNE & DERRICK BARNBURY ENT LTD | 153RAC-C | N/A | N/A
Switchgear | Switchgear Accessories | TRANS CABLE BOX 4WAY | LV | CABLE BOX SUITABLE FOR 4 SINGLE CORES FITTED WITH BAKELITE BASE PLATE AND PREDRILLED WITH PILOT HOLES. | 41259 | WEBSTER-WILKINSON LTD | C8041/A | 16 | Anthony Smith
Switchgear | Switchgear Accessories | TRANS CBL BOX 8W (WPU) | LV | CABLE BOX SUITABLE FOR 8 SINGLE CORES FITTED WITH BAKELITE BASE PLATE AND PREDRILLED WITH PILOT HOLES. | 41260 | WEBSTER-WILKINSON LTD | C8041/B | 16 | Anthony Smith
Switchgear | Switchgear Accessories | TRAN CABLE BOX 12WAY | LV | CABLE BOX SUITABLE FOR 12 SINGLE CORES FITTED WITH BAKELITE BASE PLATE AND PREDRILLED WITH PILOT HOLES. | 41261 | WEBSTER-WILKINSON LTD | C8041/C | 16 | Anthony Smith
Switchgear | Switchgear Accessories | LV MBLK 1700A(8WAY | LV | LV MONO-BLOC 1700A- 2 CABLES PER PH AND NEUTRAL | 41262 | WEBSTER-WILKINSON LTD | B1886-8 | 16 | Anthony Smith
Switchgear | Switchgear Accessories | LV MBLK 1700A(12WAY) | LV | LV MONO BLOC 1700A 3 CABLES PER PH &3 CABLE NEUTRL | 41263 | WEBSTER-WILKINSON LTD | B1886-12 | 16 | Anthony Smith
Underground Materials | Glands | CABLE GLAND AL630MM | LV | ALUMINIUM CABLE GLAND FOR S/C 630SQMM EPR SET OF THREE. | 41266 | TYCO ELECTRONICS UK LIMITED | EAKT1608 | 107 | Richard Summers
Metering | Meter boxes - Fibre Glass | FLUSH MTRBX DOOR SML | LV | SPARE METER BOX DOOR TO FIT MITRAS STANDARD SMALL FLUSHONLY (31861). 550 X 383 M00033 | 41269 | CUBIS INDUSTRIES | M00033 | 37 | Richard Brady
Metering | Meter boxes - Fibre Glass | NEW SURFACE BOX DOOR | LV | METER BOX DOOR FOR NEW STYLE SURFACE METER BOX. METAL/PLASTIC TURN LATCH,INTEGRAL PIN HINGES. FITTED WITH DOOR RESTRAINER. 600 X 400 | 41270 | CUBIS INDUSTRIES | M30022 | 37 | Richard Brady
Metering | Meter boxes - Fibre Glass | DOOR FOR STD FR BOX | LV | SPARE METER BOX DOOR FOR MITRAS STANDARD SMALL FLUSH FIRE RETARDANT BOX (32066). 600 X 400 M35062 | 41271 | CUBIS INDUSTRIES | M35062 | 37 | Richard Brady
Switchgear | LV Fuse Cabinets (New) | INTAKE PANEL 1600A | LV | 1600A LOW VOLTAGE INTAKE PANEL. UNIT FITTED WITH NS1250MCCB AND MICROLOGIC 6.0 TRIP UNIT.ALSO WITH FULL SIZE NEUTRAL COPPERWORK. | 41272 | SCHNEIDER ELECTRIC LTD | EPC16 | 16 | Richard Summers
Common Engineering Materials | Lubricants | SLICK SWITCH GREASE | N/A | SLICK SWITCH GREASE 400ML AEROSOL | 41279 | JAMES BOYLAN SAFETY (NI) LTD |  | N/A | N/A
Overhead Materials | Connectors - Compression (Overhead) | LUG BACK PLATE 2 BLT | 11kV | 2 BOLT LUG BACK PLATE | 41292 | PRYSMIAN CABLES AND SYSTEMS LTD | CGBUBP3 | N/A | N/A
Common Engineering Materials | Signs and Plates | DANGER OF DEATH KITE | N/A | BILINGUAL DANGER OF DEATH SIGN DO NOT FLY KITES | 41294 | BRISSCO SIGNS & GRAPHICS |  | N/A | N/A
Metering | Meter Boxes - Metal | DOOR&ARCHITRAVE | N/A | REPLACEMENT DOOR AND ARCHITRAVE FOR HAMPTON SLIMLINE BOX, OVERALL SIZE 835MMH X 285MMW X 67MMD.WHITE, STAINLESS STEEL. | 41298 | DKM SHEET METAL COMPANY LIMITED | EPF S/T (S/L) | 37 | Richard Brady
Overhead Materials | Conectors - Mechanical (Overhead) | SPIRAL VIBRATION | 11kV | SPIRAL VIBRATION DAMPERS FOR 50MM | 41320 | PREFORMED LINE PRODUCTS (GB) LTD | SVD5224110R | 138 | Mike Chapman
Common Engineering Materials | Tapes | PHASEMARKING TAPE L1 | N/A | PHASEMARKING TAPE L1, TEMFLEX 1700P,15MM X 10M . | 41322 | TOOLOUT LTD T/A JOINTING TECHNOLOGIES | SCOTCH TEMFLEX | 109 | Richard Summers
Common Engineering Materials | Tapes | PHASEMARKING TAPE L2 | N/A | PHASEMARKING TAPE L2, TEMFLEX 1700P,15MM X 10M . | 41323 | TOOLOUT LTD T/A JOINTING TECHNOLOGIES | SCOTCH TEMFLEX | 109 | Richard Summers
Common Engineering Materials | Tapes | PHASEMARKING TAPE L3 | N/A | PHASEMARKING TAPE L3, TEMFLEX 1700P,15MM X 10M . | 41324 | TOOLOUT LTD T/A JOINTING TECHNOLOGIES | SCOTCH TEMFLEX | 109 | Richard Summers
Common Engineering Materials | Tapes | PHASEMARKING TAPE N | N/A | PHASEMARKING TAPE N, TEMFLEX 1700P,15MM X 10M . | 41325 | TOOLOUT LTD T/A JOINTING TECHNOLOGIES | SCOTCH TEMFLEX | 109 | Richard Summers
Common Engineering Materials | Tapes | PHASE MARKING TAPE L | N/A | PHASE MARKING TAPE L FOR SINGLE PHASE TEMFLEX 1700P,15MM X 10M . | 41327 | TOOLOUT LTD T/A JOINTING TECHNOLOGIES | SCOTCH TEMFLEX | 109 | Richard Summers
Common Engineering Materials | Lubricants | AC-90 LUBRICANT | N/A | AC-90 LUBRICANT 500ML AEROSOL | 41330 | JAMES BOYLAN SAFETY (NI) LTD | M010120 | N/A | N/A
Common Engineering Materials | Lubricants | AC-90 CONCENTRATED | N/A | AC-90 CONCENTRATED LUBRICANT 5LTR CAN | 41331 | JAMES BOYLAN SAFETY (NI) LTD | M010121 | N/A | N/A
Cables | Multi Pair and Multi Core Cables | 2.5MM 4C MULTI CABLE | LV | 2.5MM 4C STD CU CONDUCTOR WITH WHITE NUMBERD CORES | 41335 | TRATOS LIMITED |  | 80 | Richard Summers
Cables | Multi Pair and Multi Core Cables | 2.5MM 4C MULTI CABLE | LV | 2.5MM 4C STD CU CONDUCTOR WITH WHITE NUMBERD CORES | 41335 | TELE-FONIKA KABLE GROUP | G-008525 | 80 | Richard Summers
Cables | Waveform | WAVEFORM 4C 300MM | LV | 300MM 4C CU WAVEFORM WITH HARMONISED COLOURS | 41336 | WASKONIG+WALTER | 353262 | 74 | Richard Summers
Cables | Waveform | WAVEFORM 4C 300MM | LV | 300MM 4C CU WAVEFORM WITH HARMONISED COLOURS | 41336 | PRYSMIAN CABLES AND SYSTEMS LTD | 20143873 | 74 | Richard Summers
Cables | 11kv | EPR 95 TRIPLEX 11KV | 11kV | 95MM2 SAC TRIPLEX EPR CWS MDPE OVERSHEATH | 41337 | TRATOS LIMITED | 12805 | 82 | Richard Summers
Cables | 11kv | EPR 95 TRIPLEX 11KV | 11kV | 95MM2 SAC TRIPLEX EPR CWS MDPE OVERSHEATH | 41337 | PRYSMIAN CABLES AND SYSTEMS LTD | 20143990 | 82 | Richard Summers
Cables | 11kv | EPR 185 TRIPLEX 11KV | 11kV | 185MM2 SAC TRIPLEX EPR CWS MDPE OVERSHEATH | 41338 | TRATOS LIMITED | 12801 | 82 | Richard Summers
Cables | 11kv | EPR 185 TRIPLEX 11KV | 11kV | 185MM2 SAC TRIPLEX EPR CWS MDPE OVERSHEATH | 41338 | PRYSMIAN CABLES AND SYSTEMS LTD | 20143993 | 82 | Richard Summers
Cables | 11kv | EPR 300 TRIPLEX 11KV | 11kV | 300MM2 SAC TRIPLEX EPR CWS MDPE OVERSHEATH | 41339 | TRATOS LIMITED | 133449 | 82 | Richard Summers
Cables | 11kv | EPR 300 TRIPLEX 11KV | 11kV | 300MM2 SAC TRIPLEX EPR CWS MDPE OVERSHEATH | 41339 | PRYSMIAN CABLES AND SYSTEMS LTD | 20143996 | 82 | Richard Summers
Cables | 11kv | EPR 300 TRIPLEX CU 11KV | 11kV | 300MM2 WATER BLOCKED STRANDED CU CONDUCTOR TRIPLEX EPR CWS MDPE OVERSHEATH | 41340 | TRATOS LIMITED | 83968 | 82 | Richard Summers
Cables | 11kv | EPR 300 TRIPLEX CU 11KV | 11kV | 300MM2 WATER BLOCKED STRANDED CU CONDUCTOR TRIPLEX EPR CWS MDPE OVERSHEATH | 41340 | PRYSMIAN CABLES AND SYSTEMS LTD | 20144096 | 82 | Richard Summers
Cables | Waveform | 185MM 4C WAVEFORM CU | LV | 185MM 4C COPPER WAVEFORM CABLE WITH HARMONISED COLOURS | 41341 | WASKONIG+WALTER | 353187 | 74 | Richard Summers
Cables | Waveform | 185MM 4C WAVEFORM CU | LV | 185MM 4C COPPER WAVEFORM CABLE WITH HARMONISED COLOURS | 41341 | PRYSMIAN CABLES AND SYSTEMS LTD | 20143868 | 74 | Richard Summers
Cables | Waveform | 95MM 4C WAVEFORM CU | LV | 95MM 4C COPPER WAVEFORM CABLE WITH HARMONISED COLOURS | 41342 | WASKONIG+WALTER | 353149 | 74 | Richard Summers
Cables | Waveform | 95MM 4C WAVEFORM CU | LV | 95MM 4C COPPER WAVEFORM CABLE WITH HARMONISED COLOURS | 41342 | PRYSMIAN CABLES AND SYSTEMS LTD | 20143865 | 74 | Richard Summers
Cables | Waveform | 300MM 3C CU WAVEFORM | LV | 300MM 3C COPPER WAVEFORM WITH HARMONISED COLOURS | 41343 | WASKONIG+WALTER | 299539 | 74 | Richard Summers
Cables | Waveform | 300MM 3C CU WAVEFORM | LV | 300MM 3C COPPER WAVEFORM WITH HARMONISED COLOURS | 41343 | PRYSMIAN CABLES AND SYSTEMS LTD | 20143862 | 74 | Richard Summers
Cables | Waveform | 185MM 3C CU WAVEFORM | LV | 185MM 3C COPPER WAVEFORM WITH HARMONISED COLOURS | 41344 | WASKONIG+WALTER | 299423 | 74 | Richard Summers
Cables | Waveform | 185MM 3C CU WAVEFORM | LV | 185MM 3C COPPER WAVEFORM WITH HARMONISED COLOURS | 41344 | PRYSMIAN CABLES AND SYSTEMS LTD | 20143859 | 74 | Richard Summers
Cables | Waveform | 95MM 3C CU WAVEFORM | LV | 95MM 3C COPPER WAVEFORM CABLE WITH HARMONISED COLOURS | 41345 | WASKONIG+WALTER | 300242 | 74 | Richard Summers
Cables | Waveform | 95MM 3C CU WAVEFORM | LV | 95MM 3C COPPER WAVEFORM CABLE WITH HARMONISED COLOURS | 41345 | PRYSMIAN CABLES AND SYSTEMS LTD | 20143857 | 74 | Richard Summers
Cables | Concentric Service | 1CORE 16MM CU CNE | LV | 1 CORE 16MM2 CU CNE SERVICE CABLE CABLE ONLY TO BE USED TO RECTIFY SERVICE SPAN CLEARANCEISSUES MAXIMUM SERVICE LENGTH INCLUDING SPAN =18M | 41346 | TRATOS LIMITED | 42789 | 74 | Richard Summers
Cables | Concentric Service | 1C 25MM CU CNE 250M | LV | 1 CORE 25MM2 CU CNE SERVICE CABLE SUPPLIED ON 250M DRUM | 41347 | TRATOS LIMITED | 42793 | 74 | Richard Summers
Cables | Concentric Service | 1C 35MM SAC CNE 250M | LV | 1 CORE 35MM2 SAC CNE SERVICE CABLE SUPPLIED ON 250M DRUM | 41348 | TRATOS LIMITED | 42782 | 74 | Richard Summers
Cables | Concentric Service | 1 CORE 35MM CU CNE | LV | 1 CORE 35MM2 CU CNE SERVICE CABLE SUPPLIED ON 250M DRUM | 41349 | TRATOS LIMITED | 42822 | 74 | Richard Summers
Cables | Concentric Service | 3 CORE 16MM CU CNE | LV | 3 CORE 16MM2 CU CNE SERVICE CABLE | 41350 | TRATOS LIMITED | 43208 | 74 | Richard Summers
Cables | Concentric Service | 3 CORE 25MM CU CNE | LV | 3 CORE 25MM2 CU CNE SERVICE CABLE | 41351 | TRATOS LIMITED | 42795 | 74 | Richard Summers
Cables | Concentric Service | 1 CORE 16MM CU SNE | LV | 1 CORE 16MM2 CU SNE SERVICE CABLE CABLE ONLY TO BE USED TO RECTIFY SERVICE SPAN CLEARANCEISSUES MAXIMUM SERVICE LENGTH INCLUDING SPAN =18M | 41352 | TRATOS LIMITED | 42825 | 74 | Richard Summers
Cables | Concentric Service | 1 CORE 25MM CU SNE | LV | 1 CORE 25MM2 CU SNE SERVICE CABLE SUPPLIED ON 250M DRUM | 41353 | TRATOS LIMITED | 42829 | 74 | Richard Summers
Cables | Concentric Service | 3 CORE 25MM CU SNE | LV | 3 CORE 25MM2 CU SNE SERVICE CABLE | 41354 | TRATOS LIMITED | 43210 | 74 | Richard Summers
Cables | Concentric Service | 1C 25MM SAC CNE 250M | LV | 1 CORE 25MM2 SAC CNE SERVICE CABLE SUPPLIED ON 250M DRUM | 41355 | TRATOS LIMITED | 42780 | 74 | Richard Summers
Cables | Concentric Service | 3 CORE 25MM SAC CNE | LV | 3 CORE 25MM2 SAC SNE SERVICE CABLE | 41356 | TRATOS LIMITED | 42783 | 74 | Richard Summers
Cables | Concentric Service | 3 CORE 35MM SAC CNE | LV | 3 CORE 35MM2 SAC CNE SERVICE CABLE | 41357 | TRATOS LIMITED | 42786 | 74 | Richard Summers
Cables | Concentric Service | 1C 25MM CU CNE 100M | LV | 1 CORE 25MM2 CU CNE SERVICE CABLE SUPPLIED ON 100M DRUM | 41361 | TRATOS LIMITED | 42793 | 74 | Richard Summers
Cables | Concentric Service | 1C 25MM SAC CNE 100M | LV | 1 CORE 25MM2 SAC CNE SERVICE CABLE SUPPLIED ON 100M DRUM | 41362 | TRATOS LIMITED | 42780 | 74 | Richard Summers
Cables | Concentric Service | 1C 35MM SAC CNE 100M | LV | 1 CORE 35MM2 SAC SNE SERVICE CABLE SUPPLIED ON 100M DRUM | 41363 | TRATOS LIMITED | 42782 | 74 | Richard Summers
Metering | Metering Accessories | C/O PLUGS 6MM BLACK | LV | CUTOUT PLUGS BLACK 5MM DIA X 70MM, HEAD 16MM DIA X 2MM. 1 = 1 PLUG. SUPPLIED IN BAGS OF 200. | 41369 | CUSTOM DESIGN MOULDINGS LTD |  | N/A | N/A
Conductors - OH | PVC Copper 600 - 1,000V | 2.5MM PVC/PVC BR/GRY | LV | 2.5MM PVC/PVC BROWN/GREY PVC INSULATED SINGLE CORE GENERAL PURPOSE CABLE | 41376 | TRATOS LIMITED | 43313 | 73 | Richard Summers
Conductors - OH | PVC Copper 600 - 1,000V | 2.5MM PVC/PVC BLU/GRY | LV | 2.5MM2 PVC/PVC BLUE/GREY PVC INSULATED SINGLE CORE GENERAL PURPOSE CABLE | 41377 | TRATOS LIMITED | 43324 | 73 | Richard Summers
Conductors - OH | PVC Copper 600 - 1,000V | 6MM PVC/PVC BR/GRY | LV | 6MM2 PVC/PVC BROWN/GREY PVC INSULATED SINGLE CORE GENERAL PURPOSE CABLE | 41378 | TRATOS LIMITED | 045193 | 73 | Richard Summers
Conductors - OH | PVC Copper 600 - 1,000V | 6MM PVC/PVC BLU/GRY | LV | 6MM2 PVC/PVC BLUE/GREY PVC INSULATED SINGLE CORE GENERAL PURPOSE CABLE | 41379 | TRATOS LIMITED | 142375 | 73 | Richard Summers
Conductors - OH | PVC Copper 600 - 1,000V | 16MM PVC/PVC BR/GRY | LV | 16MM2 PVC/PVC BROWN/GREY PVC INSULATED SINGLE CORE GENERAL PURPOSE CABLE | 41380 | TRATOS LIMITED | 43314 | 73 | Richard Summers
Conductors - OH | PVC Copper 600 - 1,000V | 16MM PVC/PVC BLUE/GRY | LV | 16MM2 PVC/PVC BLUE/GREY PVC INSULATED SINGLE CORE GENERAL PURPOSE CABLE | 41381 | TRATOS LIMITED | 43329 | 73 | Richard Summers
Conductors - OH | PVC Copper 600 - 1,000V | 10MM PVC/PVC BR/GRY | LV | 10MM2 PVC/PVC BROWN/GREY PVC INSULATED SINGLE CORE GENERAL PURPOSE CABLE | 41382 | TRATOS LIMITED | 121806 | 73 | Richard Summers
Conductors - OH | PVC Copper 600 - 1,000V | 10MM PVC/PVC BLU/GRY | LV | 10MM2 PVC/PVC BLUE/GREY PVC INSULATED SINGLE CORE GENERAL PURPOSE CABLE | 41383 | TRATOS LIMITED | 93027 | 73 | Richard Summers
Conductors - OH | PVC Copper 600 - 1,000V | 25MM PVC/PVC BR/GRY | LV | 25MM2 PVC/PVC BROWN/GREY PVC INSULATED SINGLE CORE GENERAL PURPOSE CABLE | 41384 | TRATOS LIMITED | 45210 | 73 | Richard Summers
Conductors - OH | PVC Copper 600 - 1,000V | 25MM PVC/PVC BLU/GRY | LV | 25MM2 PVC/PVC BLUE/GREY PVC INSULATED SINGLE CORE GENERAL PURPOSE CABLE | 41385 | TRATOS LIMITED | 93038 | 73 | Richard Summers
Conductors - OH | PVC Copper 600 - 1,000V | 4MM CU PVC BR/WH | LV | 4MM2 CU PVC/PVC BROWN/WHITE PVC INSULATED SINGLE CORE GENERAL PURPOSE CABLE | 41386 | TRATOS LIMITED | 140434 | 73 | Richard Summers
Conductors - OH | PVC Copper 600 - 1,000V | 35MM PVC/PVC BRN/GRY | LV | 35MM2 PVC/PVC BROWN/GREY PVC INSULATED SINGLE CORE GENERAL PURPOSE CABLE | 41388 | TRATOS LIMITED | 130754 | 73 | Richard Summers
Conductors - OH | PVC Copper 600 - 1,000V | 35MM PVC/PVC BLU/GRY | LV | 35MM2 PVC/PVC BLUE/GREY PVC INSULATED SINGLE CORE GENERAL PURPOSE CABLE | 41389 | TRATOS LIMITED | 130752 | 73 | Richard Summers
Conductors - OH | PVC Copper 600 - 1,000V | 70MM PVC/PVC BR/GRY | LV | 70MM2 PVC/PVC BROWN/GREY PVC INSULATED SINGLE CORE GENERAL PURPOSE CABLE | 41390 | TRATOS LIMITED | 121557 | 73 | Richard Summers
Conductors - OH | PVC Copper 600 - 1,000V | 70MM PVC/PVC BLU/GRY | LV | 70MM2 PVC/PVC BLUE/GREY PVC INSULATED SINGLE CORE GENERAL PURPOSE CABLE | 41391 | TRATOS LIMITED | 113339 | 73 | Richard Summers
Conductors - OH | PVC Copper 600 - 1,000V | 120MM PVC/XLPE BR/GRY | LV | 120MM2 PVC/XLPE BROWN/GREY PVC INSULATED SINGLE CORE GENERAL PURPOSE CABLE | 41392 | TRATOS LIMITED | 105357 | 73 | Richard Summers
Conductors - OH | PVC Copper 600 - 1,000V | 120MM CU PVC/XLPE BLU/GY | LV | 120MM2 CU PVC/XLPE BLUE/GREY PVC INSULATED SINGLE CORE GENERAL PURPOSE CABLE | 41393 | TRATOS LIMITED | 105358 | 73 | Richard Summers
Common Engineering Materials | Heavy Duty Cut outs | H/D CUTOUT 200A | LV | 200AMP HDC LINKABLE CNE OR SNE BOXS TO BE SUPPLIED AS PER THIS DESCRIPTION AND WPD CODE LUCY REF THM0016539 | 41394 | LUCY ELECTRIC UK LIMITED | THM0016539 | 117 | Richard Summers
Common Engineering Materials | Heavy Duty Cut outs | 400A HEAVY DUTY C/0 | LV | 400AMP HEAVY DUTY CUTOUT LINKABLE CNE OR SNE BOXS TO BE LABELLED AS PER THIS DESCRIPTION AND WPD CODE LUCY REF THM0002800 | 41395 | LUCY ELECTRIC UK LIMITED | THM002800 | 117 | Richard Summers
Common Engineering Materials | Heavy Duty Cut outs | H/D CUTOUT 600A | LV | 600AMP HEAVY DUTY CUTOUT LINKABLE CNE OR SNE BOXES TO BE LABELLED AS PER THIS DESCRIPTION AND WPD CODE LUCY REF THM0002802 | 41396 | LUCY ELECTRIC UK LIMITED | THM0002802 | 117 | Richard Summers
Switchgear | Switchgear Accessories | S/GEAR TUBE GLAND | N/A | SWITCHGEAR TUBE GLAND REF NO.IA82750CG REPLACES ITEM NO. 37205 | 41400 | THE BRIGHT SCREW COMPANY LTD | IA82750CG | N/A | N/A
Fuses | 11kv expulsion | ACTUATOR 2924 | 11kV | ASL CHEMICAL ACTUATOR J+P TYPE | 41404 | EATON ELECTRICAL PRODUCTS LIMITED | 2924 | N/A | N/A
Plant Accessories | 33/11KV Cable Boxes | EARTH STUD ASSEMBLY | 11kV | 11KV CABLE BOX EARTH STUD ASSEMBLY AS PER DRAWING PACKAIN POLYTHENE BAGS WITH REFERENCE NUMBER. | 41409 | WESTERN FABRICATIONS LTD | RN/AS WSM 561 | N/A | N/A
Transformers | 11KV Pole Mounted (New) | 50KV 1PH PADMOUNT TX | 11kV | PADMOUNT TRANSFORMER 50KVA SINGLE PHASE, 1 LV WAY TO ECO LOSSES AND BELOW 3% IMPEDANCE | 41415 | CG POWER SYSTEMS IRELAND LTD |  | 5 | Andrew Reynolds
Switchgear | Switchgear Accessories | HIZORB WIPES-PK 400 | N/A | HIZORB 606 FLAT SHEET WIPES (PACK OF 400) | 41459 | JAMES BOYLAN SAFETY (NI) LTD | B060124 | N/A | N/A
Common Engineering Materials | Cable Accessories | RAYGEL-PLUS-1 | LV | RAYGEL-PLUS-1 | 41471 | TYCO ELECTRONICS UK LIMITED | CH6880 - 000 | N/A | N/A
Fuses | LV | 40A DUAL ELEMENT | 11kV | DUAL ELEMENT BAYONET FUSE FOR 315KVA PADMOUNT TRANSFORMERS | 41487 | LANGLEY ENGINEERING LTD | 4038108C11B | 52 | Phil Hooper
Fuses | LV | 40A DUAL ELEMENT | 11kV | DUAL ELEMENT BAYONET FUSE FOR 315KVA PADMOUNT TRANSFORMERS | 41487 | EATON ELECTRICAL PRODUCTS LIMITED | 4038108C11 | 52 | Phil Hooper
Metering | Metering Accessories | COMPACT 7WAY MSDB | LV | COMPACT 7 WAY DISTRIBUTION BOARD LUCY REF THM0034339 | 41491 | LUCY ELECTRIC UK LIMITED | THM0034339 | 118 | Richard Summers
Common Engineering Materials | Lubricants | TWO STROKE OIL - 1LT | N/A | 1 LITRE TWO STROKE OIL | 41581 | JAMES BOYLAN SAFETY (NI) LTD | M270108 | N/A | N/A
Fuses | VT Fuses | 36KV VT FUSE 3.15A | 11kV | 36KV VT FUSE 3.15A WITHOUT STRIKER -AS PER PHIL HOOPER REPLEN FROM EMER UNTIL ALL STOCK USED UP THEN ORDER AS USUAL RE PHIL HOOPER 21/02/18 | 41683 | EATON ELECTRICAL PRODUCTS LIMITED | 360BGNA3-15 | 52 | Phil Hooper
Underground Materials | Heat-shrink | EC4 COLDSHRINK CAP | All voltages | EC4 COLDSHRINK CAP 45.5 - 84.3MM | 41690 | 3M UNITED KINGDOM PLC | XA003894921 | 108 | Richard Summers
Underground Materials | Heat-shrink | EC3 COLDSHRINK CAP | All voltages | EC3 COLDSHRINK ENDCAP 26 - 49.2MM | 41691 | 3M UNITED KINGDOM PLC | XA003894913 | 108 | Richard Summers
Underground Materials | Heat-shrink | EC2 COLDSHRINK CAP | All voltages | EC2 COLDSHRINK CAP 15.91 - 30.07MM | 41692 | 3M UNITED KINGDOM PLC | XA003894905 | 108 | Richard Summers
Underground Materials | Heat-shrink | EC1 COLDSHRINK CAP | All voltages | EC1 COLDSHRINK CAP 11.6 - 20.9MM | 41693 | 3M UNITED KINGDOM PLC | XA003894897 | 108 | Richard Summers
Metering | Metering Accessories | 12 WAY SERVICE PANEL | LV | 12 WAY SERVICE PANEL MSDB 1J12 GROUP INCLUDING SICAME CONNECTORS 12 WAY 100AMP LUCY REF THM0034495 | 41696 | LUCY ELECTRIC UK LIMITED | THM0034495 | 118 | Richard Summers
Metering | Metering Accessories | 18 WAY SERVICE PANEL | LV | 18 WAY SERVICE PANEL MSDB 1J18 GROUP INCLUDING FITTED SICAME CONNECTORS 18 WAY 100AMP LUCY REF THM0034737 | 41697 | LUCY ELECTRIC UK LIMITED | THM0034737 | 118 | Richard Summers
Common Engineering Materials | Earthing Equipment | EARTHSTRIP CLIP 50X4 | N/A | EARTHSTRIP CLIP 50MM X 4MM | 41699 | ELLIS PATENTS LTD | 70-08 B | N/A | N/A
Cables | Mains 600-1000v Aluminium | 600MM SOLIDAL PVCAS | LV | 600 SQMM SINGLE CORE 600/1000V, SOLID ALUMINIUM CONSISTING OF 4X150SQMM SOLID SECTORED CONDUCTOR, XLPE INSULATED ALUMINIUM WIRE ARMOURED, PVC SHEATHED TO BS 6343 WITH HARMONISED COLOURS. | 41734 | PRYSMIAN CABLES AND SYSTEMS LTD | 20144252 | 75 | Richard Summers
Cables | Mains 600-1000v Aluminium | 740MM AL/PVC/ASA CBL | LV | 740 SQ MM 1 CORE 600/1000V SOLID ALUMINIUM, PVC INSULATED AND ALUMINIUM WIRE ARMOURED, PVC SHEATHED TO BS 6346 WITH HARMONISED COLOURS. | 41735 | PRYSMIAN CABLES AND SYSTEMS LTD | 20144254 | 75 | Richard Summers
Building Services & Products | Building & Site Maintenance | PADLOCK XJK700 HS | N/A | PADLOCK WITH CLOSED HARDENED STEEL SHACKLE TO PASS XJK700 - WITHOUT KEYS JS3142 | 41736 | ABLOY UK | JS3142 | N/A | N/A
Overhead Materials | Steelwork | LOCKING OFF POINT | 11kV | ABSD LOCKING OFF POINT DRG WPD 43-95/39 | 41775 | BB PRICE LTD | S641/106 | N/A | N/A
Underground Materials | Heat-shrink | REPL BY 43455 BARRIER BOOT KIT | Discontinued | 11KV BARRIER BOOT KIT COLD APPLIED VENDOR PART NUMBER SMOE 62803 | 41786 | 3M UNITED KINGDOM PLC | 92-EE717-1 | Discontinued | N/A
Underground Materials | Heat-shrink | REPL BY 43455 BARRIER BOOT KIT | Discontinued | 11KV BARRIER BOOT KIT COLD APPLIED VENDOR PART NUMBER SMOE 62803 | 41786 | TYCO ELECTRONICS UK LIMITED |  | Discontinued | N/A
Underground Materials | Heat-shrink | REPL BY 43455 BUILD UP KIT | Discontinued | BUILD KIT BARRIER BOOT 3M | 41787 | 3M UNITED KINGDOM PLC | 92-EE717-1-BSK- | Discontinued | N/A
Common Engineering Materials | Cable Accessories | CHAMBER/COVER 2W PRY | LV | CHAMBER & CONCRETE COVER PRYSMIAN 2W BOX 30809 | 41788 | PRYSMIAN CABLES AND SYSTEMS LTD | CGBU8209001 | 114 | Richard Summers
Common Engineering Materials | Cable Accessories | CHAMBER/COVER 4W PRY | LV | GRP ACCESS CHAMBER AND CONCRETE COVER FOR 4W BOX (PRYSMIAN). | 41789 | PRYSMIAN CABLES AND SYSTEMS LTD | CGBU8209002 | 114 | Richard Summers
Common Engineering Materials | Cable Accessories | CONCRETE COVER 2WAY | LV | CONCRETE COVER FOR 2W LINK BOX. | 41790 | PRYSMIAN CABLES AND SYSTEMS LTD | CGBULB3013 | 114 | Richard Summers
Common Engineering Materials | Cable Accessories | CONCRETE COVER 2WAY | LV | CONCRETE COVER FOR 2W LINK BOX. | 41790 | SICAME ELECTRICAL DEVELOPMENTS LTD | HBRCG6957/6958 | 114 | Richard Summers
Common Engineering Materials | Cable Accessories | CONCRETE COVER 4WAY | LV | CONCRETE COVER FOR 4W LINK BOX. | 41791 | PRYSMIAN CABLES AND SYSTEMS LTD | CGBULB3039 | 114 | Richard Summers
Common Engineering Materials | Cable Accessories | CONCRETE COVER 4WAY | LV | CONCRETE COVER FOR 4W LINK BOX. | 41791 | SICAME ELECTRICAL DEVELOPMENTS LTD | HBRCG6959/6960 | 114 | Richard Summers
Common Engineering Materials | Cable Accessories | 4C CONV KIT 2W LDB | LV | 4 CORE CONVERSION KIT FOR PRYSMIAN 2WAY LINK BOX | 41792 | PRYSMIAN CABLES AND SYSTEMS LTD | CGBU8208005 | 114 | Richard Summers
Common Engineering Materials | Cable Accessories | 4C CONV KIT 2W LDB | LV | 4 CORE CONVERSION KIT FOR PRYSMIAN 2WAY LINK BOX | 41792 | SICAME ELECTRICAL DEVELOPMENTS LTD | HMFLBLVD/2/MK3/CK | 114 | Richard Summers
Common Engineering Materials | Cable Accessories | 4C CONVERSION KIT 4W | LV | 4 CORE CONVERSION KIT FOR PRYSMIAN 4WAY LINK BOX | 41793 | PRYSMIAN CABLES AND SYSTEMS LTD | CGBU8208004 | 114 | Richard Summers
Common Engineering Materials | Cable Accessories | 4C CONVERSION KIT 4W | LV | 4 CORE CONVERSION KIT FOR PRYSMIAN 4WAY LINK BOX | 41793 | SICAME ELECTRICAL DEVELOPMENTS LTD | HMFLBLVD/4/MK3/CK | 114 | Richard Summers
Common Engineering Materials | Cable Accessories | INSULATED LINK TOOL | LV | INSULATED LINK REMOVAL TOOL FOR PRYSMIAN LDB'S. | 41796 | PRYSMIAN CABLES AND SYSTEMS LTD | U88010002 | 114 | Richard Summers
Underground Materials | Connectors - Mechanical (Underground) | 11KV TRIPLEX CONN | 11kV | 11KV TRIPLEX 185SQ MM TRUNCATED SEPERABLE CONNECTOR REF : K430TB-18-95-240-14.5/VD SUPPLIED IN SETS OF THREE. THANKYOU | 41826 | NEXANS POWER ACCESSORIES (UK)LTD | K430TB | 112 | Richard Summers
Overhead Materials | Helical Fittings | SIDE TIES 33KV | 33kV | SIDE TIES FOR 33KV CONDUCTOR DOG ACSR | 41830 | PREFORMED LINE PRODUCTS (GB) LTD | GFST 5081430RP | 138 | Mike Chapman
Overhead Materials | Helical Fittings | SIDE TIES 33KV | 33kV | SIDE TIES FOR 33KV CONDUCTOR CARACAL CAN ALSO BE USED ON 150 ACSR WOLF CONDUCTOR | 41831 | PREFORMED LINE PRODUCTS (GB) LTD | GFST5081434 | 138 | Mike Chapman
Underground Materials | Joint Shells | 1049 SHELL LARGER | LV | 1049 JOINTSHELL FOR SSIP35 | 41833 | TYCO ELECTRONICS UK LIMITED | BAH-028000051 | 106 | Richard Summers
Common Engineering Materials | Cable Accessories | RAYGEL 24 BOX | LV | RAYGEL 24 BOX | 41836 | TYCO ELECTRONICS UK LIMITED | EH9930-000 | N/A | N/A
Overhead Materials | Insulators - Polymeric | 33KV TENSION INSULATOR | 33KV | 33KV COMPOSITE TENSION BALL-SOCKET INSULATOR 70KN 420MM COPLING LENGTH, TAUT STRING 385MM, 900MM CREEPAGE, 90KV WET WITHSTAND, 200KV DRY IMPULSE. | 41848 | ALLIED INSULATORS GROUP LIMITED | FAS4010A | 59 | Mike Chapman
Overhead Materials | Insulators - Polymeric | 33KV TENSION INSULATOR | 33KV | 33KV COMPOSITE TENSION BALL-SOCKET INSULATOR 70KN 420MM COPLING LENGTH, TAUT STRING 385MM, 900MM CREEPAGE, 90KV WET WITHSTAND, 200KV DRY IMPULSE. | 41848 | MOSDORFER CCL SYSTEMS LTD | 33201601 | 59 | Mike Chapman
Metering | Metering Accessories | 3PH 4PL ISOLATOR SW | LV | ISOLATING SWITCH 100A 4 POLE THREE PHASE TYPE C | 41854 | PROTEUS SWITCH GEAR | WPD3 | 27 | Richard Summers
Overhead Materials | Connectors - Compression (Overhead) | TEN CON 19MM CAD CU | N/A | FULL TENSION (MID SPAN) CONNECTOR 19MM CAD COPPER | 41862 | CEMBRE LTD | CFR1 | N/A | N/A
Switchgear | 11KV Ring Main Units (New) | RN6C RELAY FS NO.ACT | 11kV | RMU F12 FREESTANDING WITH RELAY (630A TEE OFF) NON EXTENSIBLE RMU INCLUDING VOLTAGE PHASE INDICATORS ON BOTH RING SWITCHES.SINGLE CORE EFI CT'S ON LEFT HANDBOX. | 41873 | SCHNEIDER ELECTRIC LTD | RN6C-T1 | 2 | Anthony Smith
Cables | Waveform | 95MM 3CORE LSF | LV | 95MM 3CORE LSF WAVEFORM CABLE LOW SMOKE TO BS 7870 3.12 | 41883 | WASKONIG+WALTER | 290499 | 74 | Richard Summers
Cables | Waveform | 185MM 3CORE LSF | LV | 185MM 3CORE LSF WAVEFORM CABLE LOW SMOKE TO BS 7870 3.12 | 41884 | WASKONIG+WALTER | 290536 | 74 | Richard Summers
Cables | Waveform | 300MM 3CORE LSF | LV | 300MM 3 CORE LSF WAVEFORM CABLE LOW SMOKE TO BS 7870 3.12 | 41885 | WASKONIG+WALTER | 290574 | 74 | Richard Summers
Cables | Waveform | 95MM 4CORE LSF | LV | 95MM 4 CORE LSF WAVEFORM CABLE LOW SMOKE TO BS 7870 3.12 | 41886 | WASKONIG+WALTER | 290178 | 74 | Richard Summers
Cables | Waveform | 185MM 4 CORE LSF | LV | 185MM 4 CORE LSF WAVEFORM CABLE LOW SMOKE TO BS 7870 3.12 | 41887 | WASKONIG+WALTER | 290413 | 74 | Richard Summers
Cables | Waveform | 300MM 4 CORE LSF | LV | 300MM 4 CORE LSF WAVEFORM CABLE LOW SMOKE TO BS 7870 3.12 | 41888 | WASKONIG+WALTER | 290451 | 74 | Richard Summers
Switchgear | LV Fuse Cabinets (New) | FUSE CAB TYPE XV | LV | FUSE CABINET TYPE XV -1600A | 41889 | SCHNEIDER ELECTRIC LTD | EWP12R4 | 16 | Richard Summers
Cables | 11kv | EPR 185 1CORE 33KV | 33kV | 185MM2 WATER BLOCKED STRANDED CU CONDUCTOR SINGLE CORE EPR CWS MDPE OVERSHEATH | 41940 | TRATOS LIMITED | 83972 | 72 | Richard Summers
Cables | 11kv | EPR 185 1CORE 33KV | 33kV | 185MM2 WATER BLOCKED STRANDED CU CONDUCTOR SINGLE CORE EPR CWS MDPE OVERSHEATH | 41940 | PRYSMIAN CABLES AND SYSTEMS LTD | 20144453 | 72 | Richard Summers
Cables | 11kv | EPR 400 1CORE 33KV | 33kV | 400MM2 WATER BLOCKED STRANDED CU CONDUCTOR SINGLE CORE EPR CWS MDPE OVERSHEATH | 41942 | TRATOS LIMITED | 83984 | 72 | Richard Summers
Cables | 11kv | EPR 400 1CORE 33KV | 33kV | 400MM2 WATER BLOCKED STRANDED CU CONDUCTOR SINGLE CORE EPR CWS MDPE OVERSHEATH | 41942 | PRYSMIAN CABLES AND SYSTEMS LTD | 20144431 | 72 | Richard Summers
Cables | 11kv | EPR 630 1CORE 33KV | 33kV | 630MM2 WATER BLOCKED STRANDED CU CONDUCTOR SINGLE CORE EPR CWS MDPE OVERSHEATH | 41943 | TRATOS LIMITED | 83985 | 72 | Richard Summers
Cables | 11kv | EPR 630 1CORE 33KV | 33kV | 630MM2 WATER BLOCKED STRANDED CU CONDUCTOR SINGLE CORE EPR CWS MDPE OVERSHEATH | 41943 | PRYSMIAN CABLES AND SYSTEMS LTD | 20144434 | 72 | Richard Summers
Overhead Materials | Steelwork | NUT HOOK M20 | LV | M20 NUT HOOK TO ESI 431401 | 41944 | BB PRICE LTD | BBP9015 | N/A | N/A
Overhead Materials | Steelwork | NUT HOOK M16 | LV | M16 NUT HOOK TO ESI 431401 | 41945 | BB PRICE LTD | BBP9014 | N/A | N/A
Cables | Concentric Service | 1C 25MM CU SNE LSF | LV | 1 CORE 25MM2 CU SNE LSF SERVICE CABLE LOW SMOKE TO BS 7870 3.12 | 41966 | TRATOS LIMITED | 140436 | 74 | Richard Summers
Transformers | 11KV Pole Mounted (New) | VOLTAGE TRANSFORMER (USE WITH 42963) | 11kV | PM MID CENTRAL ELECTRIC OIL VOLTAGE TRANSFORMER 1PH,0.5KVA,11KV/110V5.5. WITH ONE LV BUSHINGEARTHED EXTERNALLY, BY A REMVABLE COPPER LINK. | 41974 | LANGLEY ENGINEERING LTD |  | N/A | N/A
Underground Materials | Connectors - Mechanical (Underground) | DEADBREAK 11KV 300MM | 11kV | DEADBREAK INTERFACE 'C' 1KV,300,K400TB/G-25-TMBC120-300PLUS MWS | 42015 | NEXANS POWER ACCESSORIES (UK)LTD | K400TB | 112 | Richard Summers
Underground Materials | Connectors - Mechanical (Underground) | DEADBREAK 11KV 630MM | 11kV | DEADBREAK INTERFACE 11KV,630 (K)440TB/G-37-TMBC-400.630-12-5 + MWS | 42016 | NEXANS POWER ACCESSORIES (UK)LTD | K440TB | 112 | Richard Summers
Underground Materials | Connectors - Mechanical (Underground) | DOUBLE DEADBREAK 630 | 11kV | DBLE DEADBREAK 11KV,1250A,630,K440TB/GP232 TMBC 400-630-12.5 + MWS | 42017 | NEXANS POWER ACCESSORIES (UK)LTD | K440TB | 112 | Richard Summers
Metering | Metering Accessories | GRP CT PANEL 200AMP | LV | 200A GRP PREWIRED METERING PANEL C/W JFUSE LUCY REF THM0043083 | 42018 | LUCY ELECTRIC UK LIMITED | THM0043083 | 119 | Richard Brady
Metering | Metering Accessories | GRP CT PANEL 400AMP | LV | 400A GRP PREWIRED METERING PANEL C/W JFUSE LUCY REF THM0042170 | 42019 | LUCY ELECTRIC UK LIMITED | THM0042170 | 119 | Richard Brady
Metering | Metering Accessories | GRP CT PANEL 600AMP | LV | 600A GRP PREWIRED METERING PANEL C/W JFUSE | 42020 | LUCY ELECTRIC UK LIMITED | THM0043084 | 119 | Richard Brady
Underground Materials | Connectors - Mechanical (Underground) | CONNECTOR LBE95 | 11kV | CONNECTOR LBE95 | 42021 | TYCO ELECTRONICS UK LIMITED | BAH-024030119 | 111 | Richard Summers
Common Engineering Materials | Earthing Equipment | EQPOTENTIAL MAT GALV | All voltages | EQUIPOTENTIAL MATS NON CONCRETE 1000X1000 GALVSED WITH ADDITIONAL FLAT 40X5 WELDED TO SIDE BSEN1461 | 42035 | ALCOMET LTD |  | 132 | Graham Brewster
Common Engineering Materials | Lubricants | LPS F104 DEGREASER | N/A | LPS F104 DEGREASER/SOLVENT AEROSOL 538ML | 42036 | JAMES BOYLAN SAFETY (NI) LTD | M49400 | N/A | N/A
Metering | Meter boxes - Fibre Glass | LARGE SUR METER BOX | LV | LARGE SURFACE METER BOX 780 X 550 X 225. FITTED WITH DOOR RESTRAINER. M00046 | 42082 | CUBIS INDUSTRIES | M00046 | 37 | Richard Brady
Conductors - OH | ABC Conductors | 50MM 2 CORE ABC | LV | 50SQ MM 2 CORE ABC CONDUCTOR | 42098 | CABELTE - CABOS ELECTRICOS E TELEFONICOS |  | 88 | Mike Chapman
Conductors - OH | ABC Conductors | 50MM 2 CORE ABC | LV | 50SQ MM 2 CORE ABC CONDUCTOR | 42098 | TELE-FONIKA KABLE GROUP |  | 88 | Mike Chapman
Conductors - OH | ABC Conductors | 95MM 2 CORE ABC | LV | 95SQ MM 2 CORE ABC CONDUCTOR | 42099 | CABELTE - CABOS ELECTRICOS E TELEFONICOS |  | 88 | Mike Chapman
Conductors - OH | ABC Conductors | 95MM 2 CORE ABC | LV | 95SQ MM 2 CORE ABC CONDUCTOR | 42099 | TELE-FONIKA KABLE GROUP |  | 88 | Mike Chapman
Conductors - OH | ABC Conductors | 50MM 4 CORE ABC | LV | 50SQ MM 4 CORE ABC CONDUCTOR | 42100 | CABELTE - CABOS ELECTRICOS E TELEFONICOS |  | 88 | Mike Chapman
Conductors - OH | ABC Conductors | 50MM 4 CORE ABC | LV | 50SQ MM 4 CORE ABC CONDUCTOR | 42100 | TELE-FONIKA KABLE GROUP |  | 88 | Mike Chapman
Conductors - OH | ABC Conductors | 95MM 4 CORE ABC | LV | 95SQ MM 4 CORE ABC CONDUCTOR | 42101 | CABELTE - CABOS ELECTRICOS E TELEFONICOS |  | 88 | Mike Chapman
Conductors - OH | ABC Conductors | 95MM 4 CORE ABC | LV | 95SQ MM 4 CORE ABC CONDUCTOR | 42101 | TELE-FONIKA KABLE GROUP |  | 88 | Mike Chapman
Conductors - OH | ABC Conductors | 120MM 4 CORE ABC | LV | 120SQ MM 4 CORE ABC CONDUCTOR | 42102 | CABELTE - CABOS ELECTRICOS E TELEFONICOS |  | 88 | Mike Chapman
Conductors - OH | ABC Conductors | 120MM 4 CORE ABC | LV | 120SQ MM 4 CORE ABC CONDUCTOR | 42102 | TELE-FONIKA KABLE GROUP |  | 88 | Mike Chapman
Metering | Metering Accessories | COP3 HV REMOTE PANEL | 11kV | METERING PANEL HV GRP COP3 REMOTE WKS-WP005 | 42115 | BEMCO LIMITED | WKS-WP005 | 119 | Richard Brady
Metering | Metering Accessories | COP5 LV REMOTE PANEL | LV | METERING PANEL LV GRP COP5 REMOTE WKS-WP006 | 42116 | BEMCO LIMITED | WKS-WP006 | 119 | Richard Brady
Common Engineering Materials | Cable Accessories | RAYGEL BOX 25 | LV | RAYGEL BOX 25 TE PART NO: GELBOX-25-GB01 TE PCN: CN3758-000 | 42121 | TYCO ELECTRONICS UK LIMITED | CN3758-000 | N/A | N/A
Common Engineering Materials | Cable Accessories | RAYGEL WRAP 18/4 | LV | RAYGEL WRAP 18/4 250 B6 | 42122 | TYCO ELECTRONICS UK LIMITED | 971920-000 | N/A | N/A
Common Engineering Materials | Cable Accessories | RAYGEL WRAP 33/10 | LV | RAYGEL WRAP 33/10 250B6 | 42123 | TYCO ELECTRONICS UK LIMITED | A36570-000 | N/A | N/A
Common Engineering Materials | Cable Accessories | GEL WRAP 50/20 300 | LV | GEL WRAP 50/20 300 B12 | 42124 | TYCO ELECTRONICS UK LIMITED | 128958-000 | N/A | N/A
Overhead Materials | ABC Fittings | ANCHOR CLAMP ABC 120 | LV | ANCHOR CLAMP ABC 120MM 4C | 42128 | SICAME ELECTRICAL DEVELOPMENTS LTD | PA12-17 | 135 | Mike Chapman
Overhead Materials | ABC Fittings | SUSPENSION CLAMP 120 | LV | SUSPENSION CLAMP ABC 120MM 4C | 42129 | SICAME ELECTRICAL DEVELOPMENTS LTD | PS43PFM | 135 | Mike Chapman
Overhead Materials | ABC Fittings | CONNECTOR SPLICE 120 | LV | CONNECTOR TENSION SPLICE INSULATED 120MM ABC | 42130 | SICAME ELECTRICAL DEVELOPMENTS LTD | MJPT120 | 135 | Mike Chapman
Overhead Materials | ABC Fittings | CONNR PREINS 120 ABC | LV | CONNECTOR PRE INSULATED 120/95MM ABC | 42131 | SICAME ELECTRICAL DEVELOPMENTS LTD | MJPT120-95 | 135 | Mike Chapman
Overhead Materials | ABC Fittings | CONNECTOR BM ABC 120 | LV | COMPRESSION CONNECTOR BI METAL 120MM/ABC 100AL | 42132 | SICAME ELECTRICAL DEVELOPMENTS LTD | MEPCNA 120-100 | 135 | Mike Chapman
Overhead Materials | ABC Fittings | CONNECTOR 120/70 ABC | LV | BI METAL COMPRSSN CONN INSUL 120MM/ABC/70HDC BARE | 42133 | SICAME ELECTRICAL DEVELOPMENTS LTD | MEPCNU120-70 | 135 | Mike Chapman
Overhead Materials | ABC Fittings | LUG BIMETAL 120 ABC | LV | LUG BI METAL FOR 120MM ABC | 42134 | SICAME ELECTRICAL DEVELOPMENTS LTD | CPTAU120 | 135 | Mike Chapman
Overhead Materials | ABC Fittings | BI CONN INS 120/70 | LV | BI METAL CONN INS 120 SQMM ABC/70 CU PVC TAIL 300MM | 42135 | SICAME ELECTRICAL DEVELOPMENTS LTD | MCEPCNU 120-70 | 135 | Mike Chapman
Overhead Materials | ABC Fittings | CONN PIERCNG 120 ABC | LV | CONNECTOR PIERCING 120MM-35MM ABC | 42136 | SICAME ELECTRICAL DEVELOPMENTS LTD | TTD241F | 135 | Mike Chapman
Common Engineering Materials | Cable Accessories | CABLE TILE PEGS | 11kV | CABLE TILE PEGS | 42137 | ALLIED CONDUCTORS LTD |  | 120 | Richard Summers
Cables | Concentric Service | 3C 25MM CU SNE LSF | LV | 3 CORE 25MM2 CU SNE LSF SERVICE CABLE LOW SMOKE TO BS 7870 3.12 | 42144 | TRATOS LIMITED | 84006 | 74 | Richard Summers
Overhead Materials | ABC Fittings | ABC IP CONN 35/120 | LV | CONNECTOR ABC 35/120 MAIN AND SERVICE | 42165 | SICAME ELECTRICAL DEVELOPMENTS LTD | TTD271F | 135 | Mike Chapman
Switchgear | Switchgear Accessories | CONTACT GREASE | N/A | SLICK SWITCH CONTACT GREASE 250ML POTS | 42188 | JAMES BOYLAN SAFETY (NI) LTD |  | N/A | N/A
Switchgear | 11KV Ring Main Units (New) | VRN2A RMU ACTUATOR | 11kV | LUCY VRN2A RMU ACTUATOR. | 42198 | LUCY ELECTRIC UK LIMITED | THM0033016 | 2 | Anthony Smith
Overhead Materials | ABC Fittings | CONN 120ABC INS | LV | CONNECTOR 120ABC INS PIERCING FOR EARTHNG | 42223 | SICAME ELECTRICAL DEVELOPMENTS LTD | TTD3CC | 135 | Mike Chapman
Conductors - OH | PVC Copper 600 - 1,000V | 185MM PVC/XLPE BLU/GY | LV | 185MM2 PVC/XLPE BLUE/GREY PVC INSULATED SINGLE CORE GENERAL PURPOSE CABLE | 42226 | TRATOS LIMITED | 140433 | 73 | Richard Summers
Conductors - OH | PVC Copper 600 - 1,000V | 185MM PVC/XLPE BR/GY | LV | 185MM2 COPPER PVC/PVC BROWN/GREY INSULATION GENERAL PURPOSE CABLE | 42227 | TRATOS LIMITED | 140434 | 73 | Richard Summers
Metering | Meter Boxes - Metal | REPLACE METER DOOR | N/A | REPLACEMENT METER DOOR 672X407X65 DOOR TO BE SECURED TO FRAME USING A FULL LENGTH PIANO HINGE. THE DOOR LOCK TO BE SOFT SPRUNG SLAM LOCK THAT UTILISES THE STANDARD TRI | 42229 | DKM SHEET METAL COMPANY LIMITED | OC2 (S/L) | 37 | Richard Brady
Cables | 11kv | 185MM2 LSF EPRTRIPLE | 11kV | 185MM2 SAC EPR TRIPLEX LSF | 42233 | PRYSMIAN CABLES AND SYSTEMS LTD |  | 82 | Richard Summers
Fuses | LV | 32A NS TYPE FUSE | LV | 32AMP FUSE LINK NS TYPE | 42235 | EATON ELECTRICAL PRODUCTS LIMITED | NSD32 | 52 | Phil Hooper
Overhead Materials | Helical Fittings | SERVICE GRIP-16MMPVC | LV | SERVICE GRIP DEADEND (BABY BLACK) FOR 16MM PVC CU | 42239 | PREFORMED LINE PRODUCTS (GB) LTD | SDE5705454AR | 138 | Mike Chapman
Metering | Metering Accessories | 7W SERVICE PANEL | LV | 7 WAY SERVICE PANEL MSDB 1J17 GROUP WITH 100AMP ISOLATION INCLUSIVE OF 60AMP FUSE LINKS TO R6906 LUCY REF THM0034421 | 42256 | LUCY ELECTRIC UK LIMITED | THM0034421 | 118 | Richard Summers
Switchgear | 11KV Ring Main Units (New) | RN2C-TLF FS ACT(2) | 11kV | RMUF 12 FREESTANDING WITH TLF NON EXTENSIBLE RMU INCLUDACTUATORS AND VOLTAGE PHASE INDICATORS ON BOTH RING SWISINGLE CORE EFI CT'S ON LEFT HAND END BOX AND CABLE BOXREAR TEE OFF. | 42257 | SCHNEIDER ELECTRIC LTD | RN2C-T1 | 2 | Anthony Smith
Switchgear | 11KV Ring Main Units (New) | VRN2A RMU TLF+2 ACTS | 11kV | LUCY VRN2A RMU TLF TX MT 2 ACTUATORS FITTED SPLIT GLANDPLATES ON RING SWITCHES + PG42 GLANDS. | 42261 | LUCY ELECTRIC UK LIMITED | THM0032978 | 2 | Anthony Smith
Common Engineering Materials | Cable Accessories | BUILDUP SECT 2W LDB | LV | PLASTIC BUILDUP PIT SEGMENT 2 WAY LDB | 42303 | PRYSMIAN CABLES AND SYSTEMS LTD | ULB3011 | 114 | Richard Summers
Common Engineering Materials | Cable Accessories | BUILDUP SECT 4W LDB | LV | PLASTIC BUILDUP PIT SEGMENT 4 WAY LDB | 42304 | PRYSMIAN CABLES AND SYSTEMS LTD | ULB3037 | 114 | Richard Summers
Switchgear | 11KV Ring Main Units (New) | T200 FOR RN2C | 11kV | T200 MOUNTING KIT FOR RN2C UNIT. | 42345 | SCHNEIDER ELECTRIC LTD | RMR-A406 | 2 | Anthony Smith
Switchgear | 11KV Ring Main Units (New) | T200E UNIT | 11kV | T200E UNIT RMR-A2079 | 42346 | SCHNEIDER ELECTRIC LTD | RMR-A2079 | 2 | Anthony Smith
Plant Accessories | Gaskets etc. | SILI GASKET 2 | N/A | KENT SILI GASKET 2 | 42350 | JAMES BOYLAN SAFETY (NI) LTD | M010107 | N/A | N/A
Common Engineering Materials | Tapes | SEMI CONDUCTING TAPE | N/A | SCOTCH SEMICONDUCTING TAPE 19MM X 4.5 MTRS LONG REPLACES 43389 AS PER CHANGE REF 2013-16 | 42423 | TOOLOUT LTD T/A JOINTING TECHNOLOGIES | SCOTCH13 | 109 | Richard Summers
Metering | Metering Accessories | R26 ELECTRIC BOX | N/A | R26 ELECTRIC COVER AND FRAME | 42429 | DKM SHEET METAL COMPANY LIMITED |  | 37 | Richard Brady
Switchgear | 11KV Ring Main Units (New) | CORE BALANCE CT | 11kV | CORE BALANCE CT T200 RMR A738 | 42433 | SCHNEIDER ELECTRIC LTD | RMR-A738 | 2 | Anthony Smith
Common Engineering Materials | Earthing Equipment | COPPER TAPE SD 50X4 | All voltages | 50MM X 4MM COPPER TAPE, HIGH CONDUCTIVITY, SOFT DRAWN ANNEALED COPPER AS PER WPD SPECIFICATION 132 JULY 2015. TO BE SUPPLIED IN 14M COILS TO BE EMBOSSED "PROPERTY OF WESTERN POWER DISTRIBUTION". | 42469 | AN WALLIS & CO LTD | TC504/14WPD | 132 | Graham Brewster
Underground Materials | Connectors - Mechanical (Underground) | ANCHOR CLAMP | LV | ANCHOR CLAMP ANC35 | 42475 | SICAME ELECTRICAL DEVELOPMENTS LTD | HMFMCMB21/3 | 107 | Richard Summers
Underground Materials | Joint Kits and Jointing | SEPCONN 185-240MM33K | 33kV | 33KV INTERFACE SEPARABLE CONNECTOR FOR 185MM2 EPR 1250A RATING EUROMOLD 3 X (M430TB-27-95.240-14.5/VD) + MWS. | 42483 | NEXANS POWER ACCESSORIES (UK)LTD | M430TB-27-95.24 | 112 | Richard Summers
Underground Materials | Joint Kits and Jointing | SEPCONN 400MM 33KV | 33kV | 33KV INTERFACE SEPARABLE CONNECTOR FOR 400MM2 EPR 1250A RATING EUROMOLD 3 X M440TB/G-37-TMBC-400.630-12.5+ MWS | 42484 | NEXANS POWER ACCESSORIES (UK)LTD | M440TB/G-37-TMB | 112 | Richard Summers
Underground Materials | Joint Kits and Jointing | SEPCONN 630MM 33KV | 33kV | 33KV INTERFACE SEPARABLE CONNECTOR FOR 630MM2 EPR 1250A RATING EUROMOLD M440TB/G-43-TMBC-400.630-12.5 + MWS | 42485 | NEXANS POWER ACCESSORIES (UK)LTD | M440TB/G-43-TMB | 112 | Richard Summers
Metering | Meter boxes - Fibre Glass | SET M/BOX PIN HINGES | LV | SET M/BOX PIN HINGES KT0004 | 42510 | CUBIS INDUSTRIES | KT0004 | 37 | Richard Brady
Underground Materials | Joint Kits and Jointing | SEALING PUTTY | LV | SEALING PUTTY 250GRAM STICK | 42532 | TYCO ELECTRONICS UK LIMITED | BAH-018070610 | 106 | Richard Summers
Overhead Materials | Steelwork | ABC 1000MM BRACKET | LV | ABC 1000MM EXTENDED SUSPENSION BRACKET | 42536 | BB PRICE LTD | 5641/128 | N/A | N/A
Overhead Materials | Steelwork | ABC 750MM BRACKET | LV | ABC 750MM EXTENDED SUSPENSION BRACKET | 42537 | BB PRICE LTD | 5641/127 | N/A | N/A
Overhead Materials | Steelwork | ABC 500MM BRACKET | LV | ABC 500MM EXTENDED SUSPENSION BRACKET | 42538 | BB PRICE LTD | 5641/126 | N/A | N/A
Conductors - OH | Bare Aluminium | 60MM AAAC COND PINE | 11kV | 60MM ALL ALUMINIUM ALLOY CONDUCTOR PINE | 42568 | TELE-FONIKA KABLE GROUP |  | 85 | Mike Chapman
Conductors - OH | Bare Aluminium | 150MM AAAC COND ASH | 11kV | 150MM ALL ALUMINIUM ALLOY CONDUCTOR ASH | 42569 | CABELTE - CABOS ELECTRICOS E TELEFONICOS |  | 85 | Mike Chapman
Conductors - OH | Bare Aluminium | 150MM AAAC COND ASH | 11kV | 150MM ALL ALUMINIUM ALLOY CONDUCTOR ASH | 42569 | TELE-FONIKA KABLE GROUP |  | 85 | Mike Chapman
Conductors - OH | Bare Aluminium | 175MM AAAC COND ELM | 11kV | 175MM ALL ALUMINIUM ALLOY CONDUCTOR ELM | 42570 | CABELTE - CABOS ELECTRICOS E TELEFONICOS |  | 85 | Mike Chapman
Conductors - OH | Bare Aluminium | 175MM AAAC COND ELM | 11kV | 175MM ALL ALUMINIUM ALLOY CONDUCTOR ELM | 42570 | TELE-FONIKA KABLE GROUP |  | 85 | Mike Chapman
Conductors - OH | Bare Aluminium | 200MM AAAC CONDUCTOR POPLAR | 11kV | 200MM ALL ALUMINIUM ALLOY CONDUCTOR POPLAR | 42571 | CABELTE - CABOS ELECTRICOS E TELEFONICOS |  | 85 | Mike Chapman
Conductors - OH | Bare Aluminium | 200MM AAAC CONDUCTOR POPLAR | 11kV | 200MM ALL ALUMINIUM ALLOY CONDUCTOR POPLAR | 42571 | TELE-FONIKA KABLE GROUP |  | 85 | Mike Chapman
Conductors - OH | Bare Aluminium | 70SQMM BARE CU 250MT | 11kV | 70SQMM BARE COPPER CONDUCTOR (250MTR DRUM) | 42572 | TELE-FONIKA KABLE GROUP |  | 85 | Mike Chapman
Overhead Materials | Steelwork | 33KV CRUCIFIX | 33kV | SURGE ARRESTER CRUCIFORM SUPPORT BRACKET COMPLETE WITH EARTHING STRIP. | 42595 | BB PRICE LTD | S641/131 | N/A | N/A
Overhead Materials | Steelwork | SUPPORT BRACKET | 11kV | SUPPORT STABILIZING BRACKET | 42596 | BB PRICE LTD | S641/132 | N/A | N/A
Switchgear | 11KV Ring Main Units (New) | RN6C VIP300 FS ACT3 | 11kV | RN6C VIP300 RELAY FS ACT(3) | 42597 | SCHNEIDER ELECTRIC LTD | RN6C-T1 | 2 | Anthony Smith
Switchgear | 11KV Ring Main Units (New) | RN2C-RELAY TX.ACT(2) | 11kV | RMUF12 TRANSFORMER MOUNTED WITH RELAY NON EXTENSIBLE RMU INCLUDING VOLTAGE PHASE INDICATORS ON BOTH RING WITH ACTUATORS. | 42598 | SCHNEIDER ELECTRIC LTD | RN2C-T2 | 2 | Anthony Smith
Switchgear | 11KV Ring Main Units (New) | SE6 EXT SWITCH ACT(1 | 11kV | SF6 EXTENSIBLE SWITCH | 42599 | SCHNEIDER ELECTRIC LTD | SE6-S2 | 2 | Anthony Smith
Switchgear | 11KV Ring Main Units (New) | CE6 EXT CB - RELAY - | 11kV | CE6-T8 - 630A EXTENSIBLE CB-RELAY- ACTUATOR(1) | 42600 | SCHNEIDER ELECTRIC LTD | CE6-T8 | 2 | Anthony Smith
Switchgear | 11KV Ring Main Units (New) | MU6-N1(400/200/100) | 11kV | MU6-N1 (400/200/100) METERING UNIT MU6-N1 | 42601 | SCHNEIDER ELECTRIC LTD | MU6-N1 | 2 | Anthony Smith
Overhead Materials | Connectors - Compression (Overhead) | CRMP 25/125-125CU | N/A | NON TENSION 'C' CRIMP 25/125MM TO 125MM CU | 42602 | CEMBRE LTD | C120-C120 | N/A | N/A
Switchgear | 11KV Ring Main Units (New) | VRN2A-RMU TLF NO ACT | 11kV | LUCY VRN2A RMU TLF TX MT NO ACTUATORS FITTED SPLIT GLANPLATES ON RING SWITCHES + PG42 GLANDS. | 42610 | LUCY ELECTRIC UK LIMITED | THM0032981 | 2 | Anthony Smith
Switchgear | 11KV Ring Main Units (New) | VRN2A T OFF EBOX + F | 11kV | LUCY VRN2A T-OFF END BOX - SPLIT GLAND PLATE + PG42 GLA+ LUG BOLTS + FIXINGS. | 42613 | LUCY ELECTRIC UK LIMITED | THM0033014 | 2 | Anthony Smith
Switchgear | 11KV Ring Main Units (New) | VRN2A DBL BOX+GLANDS | 11kV | LUCY VRN2A RMU VRN2A DOUBLE RING CABLE BOX -SPLIT GLANPLATE + PG42 GLANDS AND FIXINGS. | 42614 | LUCY ELECTRIC UK LIMITED | THM0000702 | 2 | Anthony Smith
Building Services & Products | Building & Site Maintenance | PADLOCK SYSTEM LOCK | N/A | SYSTEM PADLOCK LEVEL 3 11 KV/6.6KV SUITE PT1548 NO KEYSBODY - 57MM CHROME PLATED BRASS BODY SHACKLE - 10MM STAINLESS STEEL PL341/25-PT-MK-SS | 42628 | ABLOY UK | PL341/25-PT-MK-SS | N/A | N/A
Common Engineering Materials | Wiring Accessories | CABLE CLEAT 3WAY 185 | N/A | CABLE CLEAT 3 WAY TO SUIT 24MM CABLE | 42688 | ELLIS PATENTS LTD | 3WN05B | N/A | N/A
Building Services & Products | Building & Site Maintenance | RIM CYLINDER ABLOY | N/A | HARDENED STEEL SATIN FINISH RIM CYLINDER BSEN1303 GRADE 2 RESISTANCE TO ATTACK GRADE 6 KEY RELATED SECURITO FIT IN PLACE OF EXISTING YALE & UNION RIM CYLINDERS RE-KEYABLE ABLOY MECHAISM. | 42690 | ABLOY UK | CY403-PT-SC-MK-WPD | N/A | N/A
Overhead Materials | Connectors - Compression (Overhead) | NT BM 50AAAC-25CU | N/A | NON TENSION BI METAL CONNECTOR 50MM AAAC / ACSR (HAZEL / RABBIT) TO 25MM HARD DRAWN COPPER | 42725 | CEMBRE LTD | BMRP050-CU25 | N/A | N/A
Switchgear | Switchgear Accessories | T200B RTU | 11kV | T200B RTU AUTOMATION CONTROL UNIT & 2 SWITCH UNIT PART 457341600 | 42726 | SCHNEIDER ELECTRIC LTD | 457341600 | 2 | Anthony Smith
Building Services & Products | Building & Site Maintenance | SYSTEM LOCK-WPU ONLY | N/A | PADLOCK SYSTEM LOCK LEVEL 4 LV SUITE PT1548 NO KEYS BODY-57MM CHROME PLATED BRASS BODY SHACKLE - 10MM STAINLESS STEEL. PL341/25-PT-MK-SS | 42854 | ABLOY UK | PL341/25-PT-MK-SS | N/A | N/A
Underground Materials | Pipes, Ducts and Valves | 63MMX50MM RIGICOIL | N/A | 63MM X 50MM RIGICOIL POWER DUCT | 42887 | POLYPIPE CIVILS LTD | RC63X50BE | 113 | Richard Summers
Underground Materials | Pipes, Ducts and Valves | 100MM X 1M RIGIDUCT | N/A | 100MM X 1M RIGIDUCT SPLIT DUCT | 42888 | POLYPIPE CIVILS LTD | RB100X1S | 113 | Richard Summers
Underground Materials | Pipes, Ducts and Valves | 125MM X 6M RIGIDUCT | N/A | 125MM X 6M RIGIDUCT SPLIT DUCT | 42889 | POLYPIPE CIVILS LTD | RB125X6 | 113 | Richard Summers
Underground Materials | Pipes, Ducts and Valves | 125MM 22.5 BEND | N/A | 125MM 22.5 DEGREE RIGIDUCT BEND 2.4 RADIUS | 42890 | POLYPIPE CIVILS LTD | RBB125X22X2.4 | 113 | Richard Summers
Underground Materials | Pipes, Ducts and Valves | 125MM 90 BEND | N/A | 125MM 90 DEGREE RIGIDUCT BEND 0.61 RADIUS | 42891 | POLYPIPE CIVILS LTD | RBB125X90X0.61 | 113 | Richard Summers
Switchgear | LV Fuse Cabinets (New) | FUSE CABINET TYPEIII | LV | 1600A/7 WAY CABINET (DEEP DOOR FITTED) | 42935 | SCHNEIDER ELECTRIC LTD | EWP13R4 | 16 | Richard Summers
Switchgear | 11KV Ring Main Units (New) | MU2-M12 200/100/5NVD | 11kV | MU2-M12 200/100/5 NVD | 42951 | SCHNEIDER ELECTRIC LTD | MU2-M12 | 2 | Anthony Smith
Switchgear | 11KV Ring Main Units (New) | MU6-N7/16 | 11kV | MU6-N7/16 | 42952 | SCHNEIDER ELECTRIC LTD | MU6-N7 | 2 | Anthony Smith
Overhead Materials | Helical Fittings | 100ML AAAC/ACSR DTT | 11kV | 100ML AAAC/ACSR DOUBLE TIE TOP | 42953 | PREFORMED LINE PRODUCTS (GB) LTD | DDT5070730RP | 138 | Mike Chapman
Common Engineering Materials | Signs and Plates | INDUSTRIAL CLINGFILM | N/A | INDUSTRIAL CLINGFILM (HEAVY DUTY) 400MM X 300M | 42954 | JAMES BOYLAN SAFETY (NI) LTD |  | N/A | N/A
Common Engineering Materials | Signs and Plates | BLACK CLINGFILM | N/A | INDUSTRIAL CLINGFILM (SECURITY) 25MU 500MM X 250M | 42956 | JAMES BOYLAN SAFETY (NI) LTD |  | N/A | N/A
Underground Materials | Connectors - Mechanical (Underground) | BRSS TUN CON-BTC6130 | LV | INS BRASS TUNNEL CONN 60MM2 BTC6130WINS | 42957 | SICAME ELECTRICAL DEVELOPMENTS LTD | HMFMFMF4/38XL NO SHR | 107 | Richard Summers
Underground Materials | Consumable OH Materials | BRASS TUN CON-BTC360 | LV | INS BRASS TUNNEL CONNECTOR BTC360WINS | 42959 | SICAME ELECTRICAL DEVELOPMENTS LTD | HMFMFMF4/40/SHR | 107 | Richard Summers
Underground Materials | Consumable OH Materials | BRASS TUN CON-BTC145 | LV | INS BRASS TUNNEL CONNECTOR BTC145WINS | 42960 | SICAME ELECTRICAL DEVELOPMENTS LTD | HMFMFMF4/6 NO SHROUD | 107 | Richard Summers
Telecommunications | Remote Automation Equipment | VT TRAFO BOX (USE WITH 41974) | 11kV | VT TRAFO BOX | 42963 | NETCONTROL UK LTD | 52211670 | N/A | N/A
Switchgear | 11KV Ring Main Units (New) | VRN2A CORE BAL KIT | 11kV | LUCY VRN2A RMU CORE BALANCE (SEF) CT KIT (500/1) KIT + MOUNTING BRACKET | 42976 | LUCY ELECTRIC UK LIMITED | THM0027735 | 2 | Anthony Smith
Overhead Materials | Helical Fittings | DEAD END GRIP POPLAR | 11kV | 200AAAC POPLAR DEAD END GRIP 18.80/21.28 | 43236 | PREFORMED LINE PRODUCTS (GB) LTD | DDE 5011723R | 138 | Mike Chapman
Overhead Materials | Helical Fittings | DOUBLE TOP TIE ASH | 11kV | 150MM WOLF OR 175 CARACAL ACSR DOUBLE TOP TIE FOR 78MM PLP REF DDT5070734 | 43238 | PREFORMED LINE PRODUCTS (GB) LTD | DDT 5070734RP | 138 | Mike Chapman
Overhead Materials | Helical Fittings | RL27 RSERIES 11KV POLE | 11kV | RL27 R SERIES 11KV POLE MOUNTED LOAD BREAK SWITCH C/W ADVC, 630A RATING, SF6 UNIT VENDOR PART NO RL27-LBS-FA-SF6-15-12-125 | 43239 | SCHNEIDER ELECTRIC LTD | RL27LBSFASF61512125 | 13 | Anthony Smith
Overhead Materials | Helical Fittings | 150AAAC SIDE TIE | 11kV | 150AAAC ASH SIDE TIE 16.97/19.19 78 NECK | 43240 | PREFORMED LINE PRODUCTS (GB) LTD | GFST 5080734RP | 138 | Mike Chapman
Switchgear | 11KV Ring Main Units (New) | VRN2A+SHUNT+AMU+TBOX | 11kV | VRN2A+SHUNT+AMU+TBOX VRN2A RMU TLF +SHUNT. C/W AMU (100/50/5A+ T BOX) + PG42 GLANDS. | 43247 | LUCY ELECTRIC UK LIMITED | THM0032993 | 2 | Anthony Smith
Telecommunications | Remote Automation Equipment | O/H NULEC RN0501 7M | 11kV | O/H RN0501 RADIO C/W AERIAL KIT (WALES & WEST) FOR NULEC U SERIES C/W 7M COAX (INCLUDES 42963 VT TRAFO BOX) | 43381 | NETCONTROL UK LTD | 52558009(7M) | N/A | N/A
Telecommunications | Remote Automation Equipment | U/G NULEC RN0501 10M | 11kV | U/G RN0501 RADIO C/W AERIAL KIT (WALES & WEST) FOR MERLIN GERIN T200 C/W 10M COAX | 43384 | NETCONTROL UK LTD | 52558016 (10M) | N/A | N/A
Underground Materials | Joint Kits and Jointing | 70 -95MM2 11KV TERM | 11kV | NO BUILD UP KIT REQUIRED FOR 70MM2 TRIPLEX CABLE WITH THIS TERMINATION. VENDOR PART NUMBER CSTO 3121 GB01. 70 TO 95MM2 11KV TRIPLEX OUTDOOR TERM | 43435 | TYCO ELECTRONICS UK LIMITED |  | 112 | Richard Summers
Underground Materials | Joint Kits and Jointing | 185-300 11KV TERM | 11kV | THIS TERMINATION IS CAPABLE OF DOING 300MM2 CU EPR OR XLPE CABLE VENDOR PART NUMBER CST0-3131-GB01 185-300 11KV TRIPLEX OUTDOOR TERM S | 43436 | TYCO ELECTRONICS UK LIMITED |  | 112 | Richard Summers
Underground Materials | Joint Kits and Jointing | 400-630 11KV TERM | 11kV | VENDOR PART NUMBER CSTO-3141-GB01 400-630MM2 11KV CU OUTDOOR TERM SET OF 3 | 43437 | TYCO ELECTRONICS UK LIMITED |  | 112 | Richard Summers
Underground Materials | Joint Kits and Jointing | 300 11KV TRIP TERM | 11kV | VENDOR PART NUMBER CSTI-3131-GB01 185-300MM2 11KV TRIPLEX INDOOR TERM SET OF 3 | 43438 | TYCO ELECTRONICS UK LIMITED |  | 112 | Richard Summers
Underground Materials | Joint Kits and Jointing | 70-95 11KV TRIP TERM | 11kV | VENDOR PART NUMBER CSTI-3121-GB01 70-95MM2 11KV TRIPLEX INDOOR TERM SET OF 3 | 43439 | TYCO ELECTRONICS UK LIMITED |  | 112 | Richard Summers
Underground Materials | Joint Kits and Jointing | 630 11KV SCTRIP TERM | 11kV | VENDOR PART NUMBER CSTI-3141-GB01 400-630MM2 11KV SINGLE CORE CU INDOOR TERM SET OF 3 | 43440 | TYCO ELECTRONICS UK LIMITED |  | 112 | Richard Summers
Underground Materials | Joint Kits and Jointing | 95-185 11KV SC ST JT | 11kV | NOT USED FOR TRIPLEX JOINTING VENDOR PART NUMBER CSJT-12B/1XU-1XU-GB10 INCLUDING CONNECTOR 95-185MM2 11KV SINGLE CORE STRAIGHT | 43441 | TYCO ELECTRONICS UK LIMITED |  | 112 | Richard Summers
Underground Materials | Joint Kits and Jointing | 185-300 11KVSC ST JT | 11kV | NOT USED FOR TRIPLEX JOINTING VENDOR PART NUMBER CSJT-12C/1XU-1XU-GB10 INCLUDING CONNECTOR 185-300MM2 11KV SINGLE CORE STRAIGH | 43442 | TYCO ELECTRONICS UK LIMITED |  | 112 | Richard Summers
Underground Materials | Joint Kits and Jointing | 11KVCA95-185STSHELL | 11kV | FOR USE WITH W MIDLANDS 3 CORE 11KV XLPE CABLES AND CUSTOMERS 11KV 3 CORE XLPE SWA CABLES NICOLA COTTON 14 01 13 | 43447 | LOVINK ENERTECH BV | 005776M | 112 | Richard Summers
Underground Materials | Joint Kits and Jointing | 11KVCA185-300STSHELL | 11kV | FOR USE WITH W MIDLANDS 3 CORE 11KV XLPE CABLES AND CUSTOMERS 11KV 3 CORE XLPE SWA CABLES NICOLA COTTON 14 01 13 | 43448 | LOVINK ENERTECH BV | 005777M | 112 | Richard Summers
Underground Materials | Joint Kits and Jointing | 11kVKB95-185BRSHELL | 11kV | FOR USE WITH W MIDLANDS 3 CORE 11KV XLPE CABLES AND CUSTOMERS 11KV 3 CORE XLPE SWA CABLES NICOLA COTTON 14 01 13 | 43449 | LOVINK ENERTECH BV | 5778 | 112 | Richard Summers
Underground Materials | Joint Kits and Jointing | 11kVKB185-300BRSHELL | 11kV | FOR USE WITH W MIDLANDS 3 CORE 11KV XLPE CABLES AND CUSTOMERS 11KV 3 CORE XLPE SWA CABLES NICOLA COTTON 14 01 13 | 43450 | LOVINK ENERTECH BV | 5779 | 112 | Richard Summers
Underground Materials | Connectors - Mechanical (Underground) | CONSAC NE CONN WMIDS | LV | BTCNE1S/BSM10SER BAH-025000025 NICOLA COTTON 17 01 13 | 43452 | SICAME ELECTRICAL DEVELOPMENTS LTD | HMFMCNET/2 | 107 | Richard Summers
Underground Materials | Joint Kits and Jointing | 11KV 70MM BUILD KIT | 11kV | TYCO PART NO CSJ-BUILDUP-KIT-C-GB10 PACK OF 3 FOR USE WTYCO JOINT TYCO 11KV 70SQMM BUILDUP KIT TRIPLEX EPR | 43453 | TYCO ELECTRONICS UK LIMITED |  | 112 | Richard Summers
Underground Materials | Joint Kits and Jointing | 95-185 SC STOP END | 11kV | TYCO PART NO. CSJ-ENDSEAL-KIT-C-GB10 PACK OF 3 FOR USE WITH TYCO JOINT TYCO 95-185SQMM SC 11KV EPR STOP END | 43454 | TYCO ELECTRONICS UK LIMITED |  | 112 | Richard Summers
Underground Materials | Heat-shrink | BARRIER BOOT KIT | 11kV | 11KV BARRIER BOOT KIT (SUITABLE FOR BUSING DIAMETERS 46-70MM). SET OF 3. SMOE-62803. FOR USE WITH TYCO JOINTVENDOR PART NUMBER BUILDUPC-GB10 | 43455 | TYCO ELECTRONICS UK LIMITED | SMOE-62803 | 112 | Richard Summers
Underground Materials | Joint Kits and Jointing | UNI MODULE PICAS/PILC95 | 11KV/33KV | UNIVERSAL CM 85 G 1X3 12 95 PICAS/PILC | 43473 | LOVINK ENERTECH BV | 005814MK | 129 & 112 | Richard Summers
Underground Materials | Joint Kits and Jointing | UNI MODULE PICAS/PILC185 | 11KV/33KV | UNIVERSAL CM 85 G 1X3 12 185 PICAS/PILC | 43474 | LOVINK ENERTECH BV | 005815MK | 129 & 112 | Richard Summers
Underground Materials | Joint Kits and Jointing | UNI MODULE PICAS/PILC300 | 11KV/33KV | UNIVERSAL CM 105 1X3 12 300 PICAS/PILC | 43475 | LOVINK ENERTECH BV | 005816MK | 129 & 112 | Richard Summers
Underground Materials | Joint Kits and Jointing | UNI MODULE XLPE 95-185 | 11KV/33KV | UNIVERSAL CM 85 X 1X3 12 95-185 XLPE CWS | 43477 | LOVINK ENERTECH BV | 005817MK | 129 & 112 | Richard Summers
Underground Materials | Joint Kits and Jointing | UNI MODULE XLPE 300-400 | 11KV/33KV | UNIVERSAL CM 105 X 1X3 12 300-400 XLPE CWS | 43478 | LOVINK ENERTECH BV | 005818MK | 129 & 112 | Richard Summers
Underground Materials | Joint Kits and Jointing | UNI MODULEXLPE/CTS95-185 | 11KV/33KV | UNIVERSAL CM 85 X 1X3 12 95 CTS XLPE CTS | 43479 | LOVINK ENERTECH BV | 005819MK | 129 & 112 | Richard Summers
Underground Materials | Joint Kits and Jointing | UNI MODULE XLPE/CTS 300 | 11KV/33KV | UNIVERSAL CM105 X 1X3 12 300 XLPE CTS | 43480 | LOVINK ENERTECH BV | 005820MK | 129 & 112 | Richard Summers
Switchgear | Switchgear Accessories | T200 MODBUS CARD | 11kV | T200 MODBUS CARD | 43496 | SCHNEIDER ELECTRIC LTD | RS232485 | 2 | Anthony Smith
Switchgear | Switchgear Accessories | 12/24V DC CONVERTER | 11kV | 12/24V DC CONVERTER 12/24V DC POWER CONVERTER FOR SEPAM USE IN T200 UNIT | 43497 | SCHNEIDER ELECTRIC LTD | EMS58462 | 2 | Anthony Smith
Switchgear | Switchgear Accessories | CURRENT ACQU CARD | 11kV | CURRENT ACQU CARD CURRENT ACQUISITION CARD TYPE A/B FOR T200 UNIT | 43498 | SCHNEIDER ELECTRIC LTD | T200-ASEF | 2 | Anthony Smith
Switchgear | LV Fuse Cabinets (New) | I/D FEEDERBOARD IFB7 | LV | IFB 5 WAY INDOOR FUSE BOARD 7 X 630A FUSEWAYS WPDTYPE IFB7 | 43507 | SCHNEIDER ELECTRIC LTD | EWP14R4 | 16 | Richard Summers
Underground Materials | Joint Kits and Jointing | GAS TRANSITION JOINT | 11kV | GAS TRANSITION JOINT TJNT3-33 TO BE ORDERED IN CONJUNCTION WITH GRP COFFIN (HVGRP03) NICOLA COTTON 15.04.13 | 43520 | GROOVE ASSOCIATES LTD | HVTJJN3 | N/A | N/A
Underground Materials | Joint Kits and Jointing | GAS TRANS JT COFFIN | 11kV | GRP COFFIN FOR GAS TRANSITION JOINT HVGRP03 TO BE ORDERED IN CONJUNCTION WITH GAS TRANSITION JOINT (HVTJJN3) NICOLA COTTON 15.04.13 | 43521 | GROOVE ASSOCIATES LTD | HGVRP03 | N/A | N/A
Overhead Materials | Connectors - Compression (Overhead) | NT CON 150-175 ACSR | N/A | NON TENSION 150MM AAAC / ACSR (ASH / DINGO) AND 175ACSR CARACAL | 43523 | CEMBRE LTD | DP150 | N/A | N/A
Overhead Materials | Connectors - Compression (Overhead) | LUG BM 150AAAC 1XM16 | N/A | BI METALIC LUG 150 AAAC / ACSR (ASH / DINGO) RAKED WITH1 X M16 HOLE | 43524 | CEMBRE LTD | BMR150-M16\30 | N/A | N/A
Overhead Materials | Connectors - Compression (Overhead) | CRMP 150AL | 11kV | NON TENSION 'C' SLEEVE CRIMP 150MM AL | 43525 | SICAME ELECTRICAL DEVELOPMENTS LTD | YPC33R33R | N/A | N/A
Underground Materials | Joint Kits and Jointing | RESIN TOPUP MODULE G | 11kV | RESIN MODULE G - TOPUP FOR ALL EXTERNAL LOVINK SHELLS RESIN TOP-UP MODULE KG85 FOR USE WITH ALL EXTENDED K85 K95 X, KB85 X AND KB95 X JOINT SHELLS | 43526 | LOVINK ENERTECH BV | 005840M | 112 | Richard Summers
Common Engineering Materials | House Service Cut outs | 100A SINGLE POLE FUSE UNIT | LV | 100A SINGLE POLE FUSE UNIT (54132-11) | 43541 | WT HENLEY DIV OF SICAME UK LTD | 54132-11 | 115 | Richard Brady
Common Engineering Materials | House Service Cut outs | 100A BUSBAR (54382-01) | LV | 100A BUSBAR (54382-01) | 43543 | WT HENLEY DIV OF SICAME UK LTD | 54382-01 | 115 | Richard Brady
Common Engineering Materials | House Service Cut outs | DUMMY FUSE CARRIER SERIES 8 | LV | DUMMY FUSE CARRIER - SERIES 8 (54365-20) | 43544 | WT HENLEY DIV OF SICAME UK LTD | 54365-20 | 115 | Richard Brady
Common Engineering Materials | House Service Cut outs | 1PH SNE C/O COVER | LV | SNE CABLE COVER 1PH CUT OUT (54387-08) (INC FR BACKBOARD & LABEL PACK) - 54387-08 1PH SNE CUT OUT | 43545 | WT HENLEY DIV OF SICAME UK LTD | 54387-08 | 115 | Richard Brady
Common Engineering Materials | House Service Cut outs | 3PH SNE C/O COVER | LV | SNE CABLE COVER 3PH CUT OUT (54387-11) (INC FR BACKBOARD & LABEL PACK) | 43546 | WT HENLEY DIV OF SICAME UK LTD | 54387-11 | 115 | Richard Brady
Common Engineering Materials | House Service Cut outs | 1PH CNE C/O COVER | LV | CNE CABLE COVER 1PH CUT OUT (54387-07) (INC FR BACKBOARD & LABEL PACK) 1PH CNE CUT OUT | 43547 | WT HENLEY DIV OF SICAME UK LTD | 54387-07 | 115 | Richard Brady
Common Engineering Materials | House Service Cut outs | 3PH CNE C/O COVER | LV | CNE CABLE COVER 3PH CUT OUT (54387-09)) (INC FR BACKBOARD & LABEL PACK) | 43548 | WT HENLEY DIV OF SICAME UK LTD | 54387-09 | 115 | Richard Brady
Common Engineering Materials | House Service Cut outs | HSCO LABELS - PACK 20 | LV | HSCO LABELS - PACK OF 20 (54387-12) | 43549 | WT HENLEY DIV OF SICAME UK LTD | 54387-12 | 115 | Richard Brady
Common Engineering Materials | House Service Cut outs | CNE NEUTRAL BASEUNIT | LV | 100A CNE 1PH+NEUTRAL BASE UNIT (54138-20) CNE NEUTRAL BASEUNIT | 43550 | WT HENLEY DIV OF SICAME UK LTD | 54138-20 | 115 | Richard Brady
Common Engineering Materials | House Service Cut outs | SNE NEUTRAL BASEUNIT | LV | 100A SNE 1PH+NEUTRAL BASE UNIT (54164-02) | 43551 | WT HENLEY DIV OF SICAME UK LTD | 54164-02 | 115 | Richard Brady
Common Engineering Materials | House Service Cut outs | 5 WAY TERMINAL BLOCK | LV | 5 WAY TERMINAL BLOCK FOR METER TAILS (54347-03) | 43552 | WT HENLEY DIV OF SICAME UK LTD | 54347-03 | 115 | Richard Brady
Common Engineering Materials | House Service Cut outs | 1PH CUTOUT CHANGE | LV | 100A 1PH PILC CUT OUT CHANGE UNIT (INC FR BACKBOARD, EARTH BOND KIT AND LABEL PACK) 54182-16 1PH CUTOUT CHANGE | 43553 | WT HENLEY DIV OF SICAME UK LTD | 54182-16 | 115 | Richard Brady
Common Engineering Materials | House Service Cut outs | EARTH BOND KIT (54302-85) | LV | EARTH BOND KIT (54302-85) | 43554 | WT HENLEY DIV OF SICAME UK LTD | 54302-85 | 115 | Richard Brady
Common Engineering Materials | House Service Cut outs | RED S LINK FUSE CARR | LV | RED SOLID LINK FUSE CARRIER SERIES 8 (54365-18) | 43556 | WT HENLEY DIV OF SICAME UK LTD | 54365-18 | 115 | Richard Brady
Overhead Materials | Helical Fittings | DIST DEAD END GRIP | 11kV | 300MM AAC HELICAL DIST DEAD END GRIP | 43560 | PREFORMED LINE PRODUCTS (GB) LTD | DDE5011724 | 138 | Mike Chapman
Common Engineering Materials | House Service Cut outs | FUSE CARRIER SERIES 8 | LV | FUSE CARRIER 30MM BARREL - SERIES 8 (54365-09) | 43565 | WT HENLEY DIV OF SICAME UK LTD | 54365-09 | 115 | Richard Brady
Fuses | 11kv expulsion | MOUNTING BRACKET | 11kV | MOUNTING BRACKET NEMA TYPE B | 43567 | S&C ELECTRIC UK HOLDINGS LTD | KA-70202-C | N/A | N/A
Conductors - OH | PVC Copper 600 - 1,000V | 70MM CU PVC GRN/YLW | LV | 70MM CU PVC GREEN/YELLOW PVC INSULATED SINGLE CORE GENERAL PURPOSE CABLE | 43583 | TRATOS LIMITED | 112023 | 73 | Richard Summers
Switchgear | LV Fuse Cabinets (New) | BUSBAR EXTENSION | LV | BUSBAR EXTENSION CHAMBER SUITABLE FOR 1600 AMP INTAKE PANELS | 43586 | SCHNEIDER ELECTRIC LTD |  | 16 | Richard Summers
Cables | Concentric Service | 1 CORE 35MM SAC SNE | LV | 1 CORE 35MM2 SAC SNE SERVICE CABLE | 50000 | TRATOS LIMITED | 143173 | 74 | Richard Summers
Cables | Concentric Service | 3 CORE 35MM SAC SNE | LV | 3 CORE 35MM2 SAC SNE SERVICE CABLE | 50003 | TRATOS LIMITED | 43336 | 74 | Richard Summers
Cables | Concentric Service | 1C 35MM SAC CNE LSF | LV | 1 CORE 35MM2 SAC CNE LSF SERVICE CABLE LOW SMOKE TO BS 7870 3.12 | 50004 | TRATOS LIMITED | 83631 | 74 | Richard Summers
Cables | Multi Pair and Multi Core Cables | 2CORE 2.5MM PCV/SWA | LV | 2 CORE 2.5MM2 PVC/SWA PVC INSULATED SINGLE CORE GENERAL PURPOSE CABLE | 50005 | TRATOS LIMITED | 100151 | 80 | Richard Summers
Cables | Multi Pair and Multi Core Cables | 2CORE 2.5MM PCV/SWA | LV | 2 CORE 2.5MM2 PVC/SWA PVC INSULATED SINGLE CORE GENERAL PURPOSE CABLE | 50005 | TELE-FONIKA KABLE GROUP | G-008522 | 80 | Richard Summers
Conductors - OH | Bare Copper | 300MM HDA BARE | 11kV | CONDUCTOR 300MM(19/4.65MM) HARD DRAWN ALUMINIUM TO BS.215 PART 1.TO BE GREASED WITH OCG 100 GREASE IN ACCORDANCE WITH ENGINEERING RECOMMENDATION L38 CAT 4 GREASING. CODE BUTTERFLY | 50013 | CABELTE - CABOS ELECTRICOS E TELEFONICOS |  | 85 | Mike Chapman
Conductors - OH | Bare Aluminium | 25MM AL BARE AAC GNA | LV | AL BARE OH COND-25SQMM AAC GNAT | 50014 | CABELTE - CABOS ELECTRICOS E TELEFONICOS |  | 85 | Mike Chapman
Conductors - OH | PVC Aluminium | 25 AL PVC 0.8 BLK | LV | 25MM AL PVC OH COND 0.8 BLK 250M LENGTH | 50015 | CABELTE - CABOS ELECTRICOS E TELEFONICOS |  | 85 | Mike Chapman
Conductors - OH | PVC Aluminium | 50 AL PVC BK-ANT | LV | 50MM AL OH COND PVC BLK ANT | 50016 | CABELTE - CABOS ELECTRICOS E TELEFONICOS |  | 85 | Mike Chapman
Conductors - OH | PVC Aluminium | 100 AL PVC BK WASP | LV | 100MM AL OH COND PVC BLK WASP | 50017 | CABELTE - CABOS ELECTRICOS E TELEFONICOS |  | 85 | Mike Chapman
Conductors - OH | Bare Aluminium | 50MM AL ALY PVC GN-H | 11kV | 50MM OH COND AL ALY PVC 1.6 GN HAZEL | 50018 | CABELTE - CABOS ELECTRICOS E TELEFONICOS |  | 85 | Mike Chapman
Conductors - OH | PVC Aluminium | 500 AAAC RUBUS CONDU | 11kV | 500AAAC RUBUS CONDUCTOR - LUMPI SUPPLIED ON 1,000M DRUMS | 50019 | CABELTE - CABOS ELECTRICOS E TELEFONICOS |  | 85 | Mike Chapman
Conductors - OH | PVC Aluminium | 500 AAAC RUBUS CONDU | 11kV | 500AAAC RUBUS CONDUCTOR - LUMPI SUPPLIED ON 1,000M DRUMS | 50019 | TELE-FONIKA KABLE GROUP |  | 85 | Mike Chapman
Conductors - OH | Steel Reinforced Aluminium (ACSR) | 100 ACSR MONGREL | 11kV | 100 BARE ACSR MONGREL | 50020 | CABELTE - CABOS ELECTRICOS E TELEFONICOS |  | 85 | Mike Chapman
Conductors - OH | PVC Aluminium | 95 Al Live Line Lead | 11kV | CONDUCTOR 95MM (589/0.45MM) SINGLE CORE HARD DRAWN ALUMINIUM, 0.05MM POLYETHYLENE TEREPHTHALATE TAPE 20/30% OVER LAP, AND BLACK CSP SHEATHED OVERALL MINIMUMWALL THICKNESS 1.2MM. | 50021 | ELAND CABLES |  | Flexible Cable Specification V1.3, August 2017 | N/A
Conductors - OH | PVC Aluminium | 95 Al Live Line Lead | 11kV | CONDUCTOR 95MM (589/0.45MM) SINGLE CORE HARD DRAWN ALUMINIUM, 0.05MM POLYETHYLENE TEREPHTHALATE TAPE 20/30% OVER LAP, AND BLACK CSP SHEATHED OVERALL MINIMUMWALL THICKNESS 1.2MM. | 50021 | TRATOS LIMITED |  | 85 | Mike Chapman
Conductors - OH | PVC Copper 600 - 1,000V | SERVICE NEUTRAL TAIL | LV | SERVICE NEUTRAL TAIL JT 16 CU | 50024 | SICAME ELECTRICAL DEVELOPMENTS LTD |  | 135 | Mike Chapman
Conductors - OH | Bare Copper | 35MM COND HD.BARE CU | 11kV | CONDUCTOR 35MM HD COPPER BARE | 50025 | CABELTE - CABOS ELECTRICOS E TELEFONICOS |  | 85 | Mike Chapman
Conductors - OH | Bare Copper | 25 SERVICE NEUTRAL T | LV | 25MM SERVICE NEUTRAL TAIL CU | 50026 | SICAME ELECTRICAL DEVELOPMENTS LTD |  | 135 | Mike Chapman
Conductors - OH | PVC Copper 600 - 1,000V | 25MM HD CU PVC BLACK | LV | HARD DRAWN PLAIN COPPER 25SQMM CONDUCTOR TO BS 125,BLACK PVC(0.8MM) COVERED,TYPE 8 TO BS6485 (7/2.4MM) ON 100M DRUMS | 50027 | CABELTE - CABOS ELECTRICOS E TELEFONICOS |  | 85 | Mike Chapman
Conductors - OH | PVC Copper 600 - 1,000V | 2.5MM CU PVC GRY (6491X) | LV | 2.5MM2 CU PVC GREY (6491X) PVC INSULATED SINGLE CORE GENERAL PURPOSE CABLE | 50028 | TRATOS LIMITED | 112036 | 73 | Richard Summers
Conductors - OH | PVC Copper 600 - 1,000V | 4MM CU PVC GRN/YLW 6491X | LV | 4MM2 CU PVC GREEN/YELLOW (6491X) PVC INSULATED SINGLE CORE GENERAL PURPOSE CABLE | 50029 | TRATOS LIMITED | 95342 | 73 | Richard Summers
Conductors - OH | PVC Copper 600 - 1,000V | 2.5MM CU PVC BLK 6491X | LV | 2.5MM CU PVC BLACK (6491X) PVC INSULATED SINGLE CORE GENERAL PURPOSE CABLE | 50030 | TRATOS LIMITED | 30816 | 73 | Richard Summers
Conductors - OH | PVC Copper 600 - 1,000V | 16MM CU PVC BLK 6491X | LV | 16MM2 PVC BLACK (6491X) PVC INSULATED SINGLE CORE GENERAL PURPOSE CABLE | 50031 | TRATOS LIMITED | 24682 | 73 | Richard Summers
Conductors - OH | PVC Copper 600 - 1,000V | 50MM CU PVC GRN/YLW | LV | 50MM2 PVC GREEN/YELLOW PVC INSULATED SINGLE CORE GENERAL PURPOSE CABLE | 50032 | TRATOS LIMITED | 112846 | 73 | Richard Summers
Conductors - OH | PVC Copper 600 - 1,000V | 2 CORE 4MM PVC/SWA | LV | 2 CORE 4MM2 PVC/SWA PVC INSULATED SINGLE CORE GENERAL PURPOSE CABLE | 50035 | TRATOS LIMITED | 131703 | 73 | Richard Summers
Conductors - OH | PVC Copper 600 - 1,000V | 120MM CU PVC GRN/YLW | LV | 120MM2 CU PVC GREEN/YELLOW PVC INSULATED SINGLE CORE GENERAL PURPOSE CABLE | 50036 | TRATOS LIMITED | 984311 | 73 | Richard Summers
Conductors - OH | PVC Copper 600 - 1,000V | 50MM CU PVC BLK 6491X | LV | 50MM2 CU PVC BLACK (6491X) PVC INSULATED SINGLE CORE GENERAL PURPOSE CABLE | 50038 | TRATOS LIMITED | 134786 | 73 | Richard Summers
Conductors - OH | Bare Copper | 35 Cu Live Line Lead | 11kV | CONDUCTOR 35MM (1107/0.2MM OR 287/0.4MM) SINGLE CORE TINNED ANNEALED COPPER/ANNEALED COPPER, MULTI- BUNCHED STRANDS 0.05MM POLYETHYLENE TEREPHTHALATE TAPE 20/30% OVERLAP AND | 50040 | ELAND CABLES | 809105 | Flexible Cable Specification V1.3, August 2017 | N/A
Conductors - OH | Bare Copper | 35 Cu Live Line Lead | 11kV | CONDUCTOR 35MM (1107/0.2MM OR 287/0.4MM) SINGLE CORE TINNED ANNEALED COPPER/ANNEALED COPPER, MULTI- BUNCHED STRANDS 0.05MM POLYETHYLENE TEREPHTHALATE TAPE 20/30% OVERLAP AND | 50040 | TRATOS LIMITED |  | 85 | Mike Chapman
Conductors - OH | Bare Aluminium | 50 Al Live Line Lead | 11kV | CONDUCTOR 50MM (315/0.45MM) SINGLE CORE HARD DRAWN ALUMINIUM, 0.05MM POLYETHYLENE TEREPHTHALATE TAPE 20/30% OVER LAP, AND BLACK CSP SHEATHED MINIMUM SHEATH THICKNESS 1.2MM. MAXIMUM OVERALL | 50041 | ELAND CABLES |  | Flexible Cable Specification V1.3, August 2017 | N/A
Conductors - OH | Bare Aluminium | 50 Al Live Line Lead | 11kV | CONDUCTOR 50MM (315/0.45MM) SINGLE CORE HARD DRAWN ALUMINIUM, 0.05MM POLYETHYLENE TEREPHTHALATE TAPE 20/30% OVER LAP, AND BLACK CSP SHEATHED MINIMUM SHEATH THICKNESS 1.2MM. MAXIMUM OVERALL | 50041 | TRATOS LIMITED |  | 85 | Mike Chapman
Conductors - OH | PVC Copper 600 - 1,000V | 70 Cu Live Line Lead | 11kV | CONDUCTOR 70 SQ.MM. (337/0.5MM) SINGLE CORE TINNED ANNEALED COPPER/ANNEALED COPPER, MULTI- BUNCHED STRANDS 0.05MM POLYETHYLENE TEREPHTHALATE TAPE | 50042 | ELAND CABLES | 810065 | Flexible Cable Specification V1.3, August 2017 | N/A
Conductors - OH | PVC Copper 600 - 1,000V | 70 Cu Live Line Lead | 11kV | CONDUCTOR 70 SQ.MM. (337/0.5MM) SINGLE CORE TINNED ANNEALED COPPER/ANNEALED COPPER, MULTI- BUNCHED STRANDS 0.05MM POLYETHYLENE TEREPHTHALATE TAPE | 50042 | TRATOS LIMITED |  | 85 | Mike Chapman
Conductors - OH | ABC Conductors | 35MM 4CORE ABC | LV | 35MM AERIAL BUNDLED CONDUCTOR, COMPRISING 4 X 35MM INSULATED CONDUCTORS TO ESI 43-13 ISSUE 2. | 50043 | CABELTE - CABOS ELECTRICOS E TELEFONICOS |  | 88 | Mike Chapman
Conductors - OH | ABC Conductors | 35MM 4CORE ABC | LV | 35MM AERIAL BUNDLED CONDUCTOR, COMPRISING 4 X 35MM INSULATED CONDUCTORS TO ESI 43-13 ISSUE 2. | 50043 | TELE-FONIKA KABLE GROUP |  | 88 | Mike Chapman
Conductors - OH | ABC Conductors | 35MM 2CORE ABC | LV | 35MM AERIAL BUNDLED CONDUCTOR COMPRISING 2 CORES 35MM CIRCULAR STRANDED COMPACTED HARD DRAWN ALUMINIUM XLPE INSULATED MANUFACTURED IN ACCORDNCE WITH ESI 43-13 ISSUE 2, THE PHASE C | 50044 | CABELTE - CABOS ELECTRICOS E TELEFONICOS |  | 88 | Mike Chapman
Conductors - OH | ABC Conductors | 35MM 2CORE ABC | LV | 35MM AERIAL BUNDLED CONDUCTOR COMPRISING 2 CORES 35MM CIRCULAR STRANDED COMPACTED HARD DRAWN ALUMINIUM XLPE INSULATED MANUFACTURED IN ACCORDNCE WITH ESI 43-13 ISSUE 2, THE PHASE C | 50044 | TELE-FONIKA KABLE GROUP |  | 88 | Mike Chapman
Engineering Services | O/H Line Maintenance Services | WOOD POLE PLUG 22MM | N/A | WOOD POLE PLUG 22MM | 50106 | SCANPOLE BBH LTD |  | 129 | Mike Chapman
Engineering Services | O/H Line Maintenance Services | WOOD POLE PLUG 22MM | N/A | WOOD POLE PLUG 22MM | 50106 | POWER POLES LTD |  | 129 | Mike Chapman
Engineering Services | O/H Line Maintenance Services | WOOD POLE PLUG 22MM | N/A | WOOD POLE PLUG 22MM | 50106 | CALDERS & GRANDIDGE |  | 129 | Mike Chapman
Metering | Metering Accessories | 10 WAY SERVICE PANEL | LV | 10 WAY SERVICE PANEL MSDB 1J10 GROUP GFP 10 WAY FUSED MSDB (CN) LUCY REFERENCE THM0034241 | 50107 | LUCY ELECTRIC UK LIMITED | THM0034241 | 118 | Richard Summers
Metering | Metering Accessories | 1J24 SERVICE PANEL 2 | LV | GROUP SERVICE PANEL 24 WAY FUSED INCOMER MSDB 1J24 LUCY REF THM0034646 | 50108 | LUCY ELECTRIC UK LIMITED | THM0034646 | 118 | Richard Summers
Common Engineering Materials | House Service Cut outs | DISC PERMALI FUSE BLOCKS | Discontinued | PERMALI FUSE BLOCKS FOR HENLEY FUSE UNITS DISCONTINUED - NO FOLLOW ON CODE SLOW MOVING STOCK | 50135 | ALW GROUP (UK) LIMITED |  | Discontinued | N/A
Common Engineering Materials | House Service Cut outs | LINK KIT FOR NEW HD | LV | LINK KIT TO CONNECT THE NEW LUCY HD CUT OUT TO OLD MSDB | 50138 | LUCY ELECTRIC UK LIMITED |  | 117 | Richard Summers
Common Engineering Materials | House Service Cut outs | SHROUD-LUCY 600A COU | LV | SHROUD LUCY 600A C/OUT-SOFT | 50145 | LUCY ELECTRIC UK LIMITED | THM0005454 | 117 | Richard Summers
Fuses | Fuse Holders | E2-300A F/ CARRIER ( | LV | E2-300A SHROUDED FUSE CARRIER (MJW3ST) OF GRP LUCY REF THM0041543 | 50160 | LUCY ELECTRIC UK LIMITED |  | 117 | Richard Summers
Fuses | Fuse Holders | F2-400A FUSE CARRIER | LV | F2- 400 AMP FUSE CARRIER WITH SHROUDED HANDLES FOR USE WITH F1 LUCY REFERENCE: MJW3STB/MPC400 HANDLE PL249901 | 50161 | LUCY ELECTRIC UK LIMITED |  | 117 | Richard Summers
Fuses | Fuse Holders | E3-300A UNSHROUDED F | LV | E3-300 AMP UNSHROUDED FUSE CARRIER (MJW3) OF GRP LUCY REF THM0041539 | 50162 | LUCY ELECTRIC UK LIMITED |  | 117 | Richard Summers
Fuses | Fuse Holders | E1-600A F/CARRIER GR | LV | EI- 600 AMP SHROUDED FUSE CARRIER GRP FOR USE WITH D2 | 50163 | LUCY ELECTRIC UK LIMITED |  | 117 | Richard Summers
Fuses | LV | FUSE LV 400A CENTRAL | LV | 400A 660VAC FUSE 4 HOLE CENTRE BOLTED TAG 184MM/133MM CENTRES TO BS88 REF C1 | 50176 | EATON ELECTRICAL PRODUCTS LIMITED | TM400 | 52 | Phil Hooper
Fuses | LV | FUSE 500 -CENTRE TAG - replen from emer | LV | FUSE 500A CENTRE TAGS-AG-133MM - AS PER PHIL HOOPER | 50177 | EATON ELECTRICAL PRODUCTS LIMITED | TTM500 | 52 | Phil Hooper
Fuses | LV | FUSE 630-CENTRE TAGS | LV | FUSE 630A CENTRE TAGS-AG-133MM | 50178 | EATON ELECTRICAL PRODUCTS LIMITED | TTM630 | 52 | Phil Hooper
Fuses | LV | FUSE 25A -BLADE TAG | LV | FUSE 25A BLADE TAG 50.8X13.8MM | 50182 | EATON ELECTRICAL PRODUCTS LIMITED | NSD25 | 52 | Phil Hooper
Fuses | LV | FUSE-200A SPL TAGS-A | LV | FUSE 200A -SPL TAGS-AG-101.6MM | 50193 | EATON ELECTRICAL PRODUCTS LIMITED | 200N20 | 52 | Phil Hooper
Fuses | LV | FUSE-315A SPL TAGS-A | LV | FUSE 315A -SPL TAGS-AG-101.6MM | 50194 | EATON ELECTRICAL PRODUCTS LIMITED | 315N20 | 52 | Phil Hooper
Fuses | LV | FUSE-500A SPL TAGS-A | LV | FUSE 500A SPL TAGS AG 101.6MM 86TT500 | 50196 | EATON ELECTRICAL PRODUCTS LIMITED | 500R20 | 52 | Phil Hooper
Fuses | LV | 630A 4 slot tags 102mm | LV | BUSSMANN REF - 630R20 HRC TO BS.88 PT.2 (SPECIAL TAG) 630A 4 SLOT TAGS 102MM 86TT630 | 50197 | EATON ELECTRICAL PRODUCTS LIMITED | 630R20 | 52 | Phil Hooper
Fuses | 11kv air insulated | FUSE 20A 12KV AIRTIG | 11kV | FUSE 20A 12KV AIRTIGHT COOPER BUSSMANN PART NO:- 12BDGHC20 | 50210 | EATON ELECTRICAL PRODUCTS LIMITED | 12BDGHC20 | 52 | Phil Hooper
Fuses | 11kv air insulated | FUSE 45A 11KV AIR TI | 11kV | AIR TYPE 45 AMP BRUSH 11KV EME SPEC E/TE/741/ HV AIR. | 50211 | EATON ELECTRICAL PRODUCTS LIMITED | 12BDGHC45 | 52 | Phil Hooper
Fuses | 11kv air insulated | FUSE 31.5A 12K AIRTI | 11kV | FUSE 12K HV AIR-359X51-T-31.5A | 50212 | EATON ELECTRICAL PRODUCTS LIMITED | 12BDGHC31-5 | 52 | Phil Hooper
Fuses | 11kv air insulated | FUSE 90A 12KV AIRTIG | 11kV | FUSE 90A 12KV AIRTIGHT COOPER BUSSMANN PART REF: 4772968BS | 50213 | EATON ELECTRICAL PRODUCTS LIMITED | 12BFGHA90 | 52 | Phil Hooper
Fuses | 11kv air insulated | FUSE 30A 12KV HV AIR | 11kV | FUSE 30A 12KV AIRTIGHT COOPER BUSSMANN PART REF: 12BFGHA31-5 | 50215 | EATON ELECTRICAL PRODUCTS LIMITED | 12BDGHC31-5 | 52 | Phil Hooper
Fuses | 11kv air insulated | 31.5A FUSE BFGHN31.5 | 11kV | BUSSMANN REF - 12BFGHN31.5 AIR TYPE 11KV 31.5 AMP FUSE CLIP TYPE FITTING FOR GEC TYPE DDF SWITCHGEAR EME SPEC E/TE/741/KV AIR | 50216 | EATON ELECTRICAL PRODUCTS LIMITED | 12BFGHA31.5 | 52 | Phil Hooper
Fuses | 11kv air insulated | 45A FUSE BFGHN45 GEC | 11kV | BUSSMANN REF - 12BFGHN45 AIR TYPE 11KV 45 AMP FUSE CLIP TYPE FITTING FOR GEC DDF TYPE SWITCHGEAR EME SPEC E/TE/741/HV AIR. | 50217 | EATON ELECTRICAL PRODUCTS LIMITED | BFGHN45 | 52 | Phil Hooper
Fuses | 11kv air insulated | FUSE 11KV 70/71A AIR | 11kV | BUSSMANN REF - 12BFGHD71 AIR TYPE BRUSH BFGHD 11KV 70/71 AMP EME SPEC E/TE/741/HV AIR | 50219 | EATON ELECTRICAL PRODUCTS LIMITED | 12BDGHA71 | 52 | Phil Hooper
Fuses | 11kv air insulated | FUSE 11KV 85/90A AIR | 11kV | BUSSMANN REF - 12BFGHD90 AIR TYPE BFGHD 11KV 85/90 AMP EME SPEC E/TE/741/HV AIR. | 50220 | EATON ELECTRICAL PRODUCTS LIMITED | 12BFGHD90 | 52 | Phil Hooper
Fuses | 11kv air insulated | 90A FUSE BFGHM90 FOR | 11kV | BUSSMANN REF - 12BFGHM90 AIR TYPE 11KV 90A FUSE CLIP TYPE FITTING FOR GEC TYPE DDF SWITCHGEAR EME SPEC E/TE/741/HV AIR REF: AI9MM. | 50221 | EATON ELECTRICAL PRODUCTS LIMITED | 12BFGHM90 | 52 | Phil Hooper
Fuses | 11kv air insulated | FUSE 11KV 70A AIR TI | 11kV | BUSSMANN REF - 12BFGHA71 AIR TYPE 12KV 71 AMP REF: BFGHA | 50222 | EATON ELECTRICAL PRODUCTS LIMITED | 12BFGHD71 | 52 | Phil Hooper
Fuses | Fuse Holders | FUSE 630A -82.6MM CT | LV | FUSE 630A -82.6MM CENTRES | 50230 | EATON ELECTRICAL PRODUCTS LIMITED | JPU630 | 52 | Phil Hooper
Fuses | 11kv expulsion | 5A F BLOW DTBH FUSE | 11kV | 5A HV COMBINED DOUBLE TAIL & REMOVABLE BUTTON HEAD (FAST BLOW) MATERIAL CHANGE 2017 -34 | 50242 | EATON ELECTRICAL PRODUCTS LIMITED | 15KU5 | 52 | Phil Hooper
Fuses | 11kv expulsion | NEMA ERIC 50AMP 27AS | 11kV | NEMA ERIC 50AMP (ASL) (ONE PHASE) 27ASL50CR5-2 (ASL) | 50251 | EATON ELECTRICAL PRODUCTS LIMITED |  | N/A | N/A
Fuses | 11kv expulsion | ACTUATOR FOR ERIC:BU | 11kV | ACTUATOR FOR DROP OUT AUTOMATIC SECTIONALISING LINK BUSSMANN REF: E2906 | 50252 | EATON ELECTRICAL PRODUCTS LIMITED |  | N/A | N/A
Fuses | 11kv air insulated | FUSE 11KV 3A AIR TIG | 11kV | BUSSMANN REF - 12ABCN223.15 AIR TYPE ABCNA 12KV 3 AMP WITH STUD AT ONE END | 50262 | EATON ELECTRICAL PRODUCTS LIMITED | 12ABCN223-15 | 52 | Phil Hooper
Fuses | VT Fuses | FUSE VT 3A STUD AT O | 11kV | BUSSMANN REF - 12OBCN223.15 AIR TYPE 11/33KV OBCN22 3 AMP WITH STUD AT ONE END | 50263 | EATON ELECTRICAL PRODUCTS LIMITED | 120BCN223-15 | 52 | Phil Hooper
Fuses | 11kv oil immersed | FUSE 12KV 31.5A OLFM | 11kV | BUSSMANN REF - 12OLFMA31.5 OIL TIGHT FUSE 12KV HRC 31.5 AMP (SPECIALLY STRENGTHENED FOR REYROLLE JKSS RMU) | 50264 | EATON ELECTRICAL PRODUCTS LIMITED | 120LFMA31-5 | 52 | Phil Hooper
Fuses | 11kv oil immersed | FUSE 12KV 50A OLFMA | 11kV | BUSSMANN REF - 12OLFMA50 OIL TIGHT FUSE 12KV HRC 50 AMP (SPECIALLY STRENGTHENED FOR USE WITH REYROLLE JKSS RMU) | 50265 | EATON ELECTRICAL PRODUCTS LIMITED | 120LFMA50 | 52 | Phil Hooper
Fuses | 11kv oil immersed | FUSE 12KV 80A OLFMA | 11kV | BUSSMANN REF - 12OLFMA80 OIL TIGHT FUSE 12KV HRC 80 AMP (SPECIALLY STRENGTHENED FOR USE WITH REYROLLE JKSS RMU) | 50266 | EATON ELECTRICAL PRODUCTS LIMITED | 120LFMA80 | 52 | Phil Hooper
Fuses | LV | 30/32A FUSE-OFFSET S | LV | 30A FUSE-OFFSET SLOTS 38MM 30/32A | 50268 | EATON ELECTRICAL PRODUCTS LIMITED | STD32 | 52 | Phil Hooper
Overhead Materials | Steelwork | TURNBUCKLE GALVANISE | N/A | E401 TURNBUCKLE, GALVANISED STEEL EME REF 2310510 | 50280 | BB PRICE LTD |  | N/A | N/A
Overhead Materials | Stay Equipment - Not Blocks | SCREW ANCHOR TWIN 12 | n/A | TWIN 12 DISC SCREW ANCHOR FOR USE WITH ALL HV LINES. 12-16 TONNES HOLDING POWER IN NORMAL TYPE GROUND. FOR USE WITH EXTENSION RODS 231054.0 & 231055.0 AND AUTOGUIDE TOOLING ONLY. TO EME DRA | 50281 | BB PRICE LTD |  | N/A | N/A
Overhead Materials | Stay Equipment - Not Blocks | SCREW ANCHOR SINGLE | N/A | SINGLE 12 DISC SCREW ANCHOR FOR USE ON LV AND SERVICE LINES. 5-7 TONNES HOLDING POWER IN NORMAL GROUND. FOR USE WITH EXTENSION RODS 231054.0 & 231055.0 AND AUTOGUIDE TOOLING ONLY | 50282 | BB PRICE LTD | E256/063 | N/A | N/A
Overhead Materials | Stay Equipment - Not Blocks | EXTENSION ROD 3M | N/A | 3.2M EXTENSION ROD (STANDARD LENGTH FOR NORMAL GROUND). FOR USE WITH SCREW ANCHORS 231052.0 & 231053.0 AND AUTO- GUIDE TOOLING ONLY. EME DRAWING E413 | 50283 | BB PRICE LTD |  | N/A | N/A
Overhead Materials | Stay Equipment - Not Blocks | EXTENSION ROD 2M | N/A | 2.3M EXTENSION ROD FOR USE IN HARD GROUND (WHERE 3.2M ROD IS UN-USEABLE). TO BE USED WITH SCREW ANCHORS 231052.0 & 231053.0 AND AUTOGUIDE TOOLING ONLY. TO EME DRAWING NO. E413A | 50284 | BB PRICE LTD |  | N/A | N/A
Overhead Materials | Steelwork | BOLT & NUT M10 X 3 | N/A | GALVANISED ISO METRIC BLACK HEXAGON BOLTS M10 X 35MM. STRENGTH GRADE 4.6 FITTED WITH ===== ONE BLACK HEXAGON NUT STRENGTH GRADE 4. GENERALLY TO BS.4190 BUT SCREWED AS | 50289 | WILLIAMS FASTENERS DIV N POWER TOOLS |  | 60 | Mike Chapman
Overhead Materials | Steelwork | BOLT & NUT M10 X 4 | N/A | GALVANISED ISO METRIC BLACK HEXAGON BOLTS M10 X 40MM. STRENGTH GRADE 4.6 FITTED WITH ====== HEXAGON NUT STRENGTH GRADE 4. GENERALLY TO BS.4190 BUT SCREWED AS SPECIFIED. | 50290 | WILLIAMS FASTENERS DIV N POWER TOOLS |  | 60 | Mike Chapman
Overhead Materials | Steelwork | BOLT & NUT M10 X 5 | N/A | GALVANISED ISO METRTIC BLACK HEXAGON BOLTS M10 X 50MM. STRENGTH GRADE 4.6 FITTED WITH ====== ONE BLACK HEXAGON NUT STRENGTH GRADE 4. GENERALLY TO BS.4190 BUT SCREWED AS | 50291 | WILLIAMS FASTENERS DIV N POWER TOOLS |  | 60 | Mike Chapman
Overhead Materials | Steelwork | BOLT & NUT M10 X 9 | N/A | GALVANISED ISO METRIC BLACK HEXAGON BOLTS M10 X 90MM. STRENGTH GRADE 4.6 FITTED WITH ====== ONE BLACK HEXAGON NUT STRENGTH GRADE 4. GENERALLY TO BS.4190 BUT SCREWED AS | 50293 | WILLIAMS FASTENERS DIV N POWER TOOLS |  | 60 | Mike Chapman
Overhead Materials | Steelwork | BOLT & NUT M12 X 5 | N/A | GALVANISED ISO METRIC BLACK HEXAGON BOLTS M12 X 50MM. STRENGTH GRADE 4.6 FITTED WITH ====== ONE BLACK HEXAGON NUT STRENGTH GRADE 4. GENERALLY TO BS.4190 BUT SCREWED AS | 50296 | WILLIAMS FASTENERS DIV N POWER TOOLS |  | 60 | Mike Chapman
Overhead Materials | Steelwork | ASEMBLY BLT/NUT-GALV | N/A | ASSEMBLY BOLT/NUT-GALV-12MM X 45MM | 50300 | WILLIAMS FASTENERS DIV N POWER TOOLS |  | 60 | Mike Chapman
Overhead Materials | Steelwork | ASEMBLY BLT/NUT-GLV- | N/A | ASSEMBLY BOLT/NUT GALV 12MM X 140MM | 50301 | WILLIAMS FASTENERS DIV N POWER TOOLS |  | 60 | Mike Chapman
Overhead Materials | Steelwork | ASEMBLY BLT/NUT-GLV- | N/A | ASSEMBLY BOLT/NUT-GLV-12MM X 300MM | 50302 | WILLIAMS FASTENERS DIV N POWER TOOLS |  | 60 | Mike Chapman
Overhead Materials | Steelwork | BOLT & NUT M16 X 3 | N/A | GALVANISED ISO METRIC BLACK HEXAGON BOLTS : M16 X 35MM STRENGTH GRADE 4.6 FITTED WITH ONE BLACK HEXAGON NUT STRENGTH GRADE 4. GENERALLY TO BS.4190 SCREWED TO NECK.ALL GALVANISED TO BS.729. THE | 50303 | WILLIAMS FASTENERS DIV N POWER TOOLS |  | 60 | Mike Chapman
Overhead Materials | Steelwork | BOLT & NUT M16 X 6 | N/A | GALVANISED ISO METRIC BLACK HEXAGON BOLTS M16 X 65MM STRENGTH GRADE 4.6 FITTED WITH ONE BLACK HEXAGON NUT STRENGTH GRADE 4. GENERALLY TO BS.4190 BUT SCREWED 38MM . ALL GALVANISED TO BS.729. TH | 50305 | WILLIAMS FASTENERS DIV N POWER TOOLS |  | 60 | Mike Chapman
Overhead Materials | Steelwork | BOLT & NUT M16 X 20 | N/A | GALVANISED ISO METRIC BLACK HEXAGON BOLTS. STRENGTH GRADE 4.6 FITTED WITH ONE BLACK HEXAGON NUT STRENGTH GRADE 4. GENERALLY TO BS.4190 BUT SCREWED AS SPECIFIED. ALL GALVANISED TO BS.729 | 50310 | WILLIAMS FASTENERS DIV N POWER TOOLS |  | 60 | Mike Chapman
Overhead Materials | Steelwork | BOLT&NUT M20 X 70MM | N/A | GALVANISED ISO METRIC BLACK HEXAGON BOLTS. M20 X 70MM STRENGTH GRADE 4.6 FITTED WITH ====== ONE BLACK HEXAGON NUT STRENGTH GRADE 4. GENERALLY TO BS.4190 BUT SCREWED AS | 50319 | WILLIAMS FASTENERS DIV N POWER TOOLS |  | 60 | Mike Chapman
Overhead Materials | Steelwork | POLE BOLT/NUT-GALV-2 | N/A | POLE BOLT/NUT-GALV-20MMX200MM | 50320 | WILLIAMS FASTENERS DIV N POWER TOOLS |  | 60 | Mike Chapman
Overhead Materials | Steelwork | POLE BOLT/NUT-GALV-2 | N/A | POLE BOLT NUT GALV-20MMX610MM | 50327 | WILLIAMS FASTENERS DIV N POWER TOOLS |  | 60 | Mike Chapman
Overhead Materials | Steelwork | J BOLT E262 | 11kV | E262 J BOLT,NUT & WASHER EME REF 2323700 | 50329 | BB PRICE LTD |  | N/A | N/A
Overhead Materials | Steelwork | TREFOIL SUPPORT BRKT | 11kV | E242 REVISION C BRACKET FOR TREFOIL CABLE SUPPORT EME REF 2324550 | 50330 | BB PRICE LTD |  | N/A | N/A
Overhead Materials | Steelwork | 40-50ACSR BOLTED DE | 11kV | 3BOLT FIXING DEAD END CLAMP, FOR USE WITH 40SQ.MM & 50SQ.MM ACSR CONDUCTOR. (6 BOLT ANCHOR CLAMP) | 50336 | ALLIED INSULATORS GROUP LIMITED |  | N/A | N/A
Overhead Materials | Steelwork | 100-150ACSR BOLTED DE | 11kV | 4 BOLT FIXING DEAD END CLAMP. FOR USE WITH 100 & 150 SQMM ACSR CONDUCTOR. (8 BOLT ANCHOR CLAMP) | 50337 | ALLIED INSULATORS GROUP LIMITED |  | N/A | N/A
Common Engineering Materials | Cable Accessories | CLEAT 1W POLE FXG 25 | N/A | CLEAT 1W POLE FXG 25MM CU/35MM HYB / W/F | 50339 | ELLIS PATENTS LTD | 10-053B | N/A | N/A
Common Engineering Materials | Cable Accessories | 2W CLEAT WALL FXG 16 | N/A | 2W WALL CLEAT FIXING 16MM CU/25MM HYBCNE | 50346 | ELLIS PATENTS LTD | 2W406B | N/A | N/A
Common Engineering Materials | Cable Accessories | 2W CLEAT WALL FXG 25 | N/A | PLASTIC CLEAT CABLE,2 WAY, 13.5MM | 50347 | ELLIS PATENTS LTD | 2W53B | N/A | N/A
Common Engineering Materials | Cable Accessories | 1W CLEAT WALL FXG 35 | N/A | PLASTIC CABLE SADDLE, 1 WAY, POLYPROPYLENE TO EMEB DRG E703 B. ALSO USED FOR CONDUIT 25MM X 3M | 50348 | ELLIS PATENTS LTD | 90-05B | N/A | N/A
Common Engineering Materials | Cable Accessories | 1W WALL FXG CLEAT 95 | N/A | POLYPROPELENE WALL FIXING CABLE CLEAT 34.00MM. | 50349 | ELLIS PATENTS LTD | 90-08B | N/A | N/A
Common Engineering Materials | Cable Accessories | CLEAT 32MM DUCT EP 9 | N/A | PLASTIC CABLE SADDLE, 1 WAY, BLACK POLYPROPELENE TO EMEB DRG E703 B. 31.7MM SNAP ON SADDLE CLIP | 50350 | ELLIS PATENTS LTD | 90-07B | N/A | N/A
Common Engineering Materials | Cable Accessories | 1W CLEAT WALL FIXING | N/A | PLASTIC CABLE SADDLE, 1 WAY, DARK GREY, POLYPROPYLENE TO EMEB DRG E703 B. 48.70MM. ALSO USED FOR CONDUIT 50MM X 3M 90-13B | 50353 | ELLIS PATENTS LTD | 90-13B | N/A | N/A
Common Engineering Materials | Cable Accessories | 1W WALL FXG CLEAT 30 | N/A | PLASTIC CABLE SADDLE, 1 WAY, . TO EMEB DRG E703 B. 53.97MM. | 50354 | ELLIS PATENTS LTD | 90-14B | N/A | N/A
Common Engineering Materials | Cable Accessories | CONDUIT SADDLES SERV | N/A | PLASTIC CABLE SADDLE, 1 WAY, DARK GREY, POLYPROPYLENE T0 EMEB DRG E703 B. EP 90-15B 60.5MM SNAP ON SADDLE CLIP | 50355 | ELLIS PATENTS LTD | 90-15B | N/A | N/A
Common Engineering Materials | Cable Accessories | 1W WALL CLEAT 16MM C | N/A | 1W WALL CLEAT 16MM CU/25MMSAC/CNE/HYBRID 11.7MM | 50356 | ELLIS PATENTS LTD | 10-046B | N/A | N/A
Common Engineering Materials | Cable Accessories | CLEAT 1W POLE FXG 95 | N/A | 1W POLE FXG CLEAT 95MM3C WAVE/CNE 33.5MM | 50358 | ELLIS PATENTS LTD | 35-065B | N/A | N/A
Common Engineering Materials | Cable Accessories | 24MM CABLE CLIPS | N/A | 24MM CABLE CLIPS ROUND ? BLACK | 50361 | ELLIS PATENTS LTD | 17-05B | N/A | N/A
Common Engineering Materials | Cable Accessories | CLEAT 1W POLE FXG 30 | N/A | 1W CLEAT POLE FIXING 300MM 3C WAVECON CNE 53.5MM | 50363 | ELLIS PATENTS LTD | 35-26B | N/A | N/A
Common Engineering Materials | Cable Accessories | CLEAT 1W POLE FXG 35 | N/A | 1W CLEAT POLE FIX 35MM 3C CNE | 50364 | ELLIS PATENTS LTD | 35-04B | N/A | N/A
Common Engineering Materials | Cable Accessories | DISC 1W CLEAT POLE FIX 33 | N/A | 1W CLEAT POLE FIX 33MM 3C SPLIT CONC DISCONTINUED. SLOW MOVING STOCK REVIEW OCT 2016 | 50365 | ELLIS PATENTS LTD | 90-06B | N/A | N/A
Overhead Materials | Steelwork | FUSE MOUNTING CROSSA | 11kV | E231 CROSSARM, FUSE MTG, SINGLE POLE. EME REF 2330500 | 50367 | BB PRICE LTD |  | N/A | N/A
Overhead Materials | Steelwork | FUSE CROSSARM SUPPOR | 11kV | E233 CROSSARM SUPPORT, FUSE MTG SPUR POLE (SET) EME REF 2330530 | 50368 | BB PRICE LTD |  | N/A | N/A
Overhead Materials | Steelwork | 33KV SURGE DIV CHANN | 33kV | 33KV SURGE DIVERTOR CHANNEL COMPLETE WITH SUPPORT BRACKETS DRAWING M453 | 50370 | BB PRICE LTD |  | N/A | N/A
Overhead Materials | Steelwork | SECTION XARM 2.9M E2 | 11kV | DRG.E213 CROSSARM MEMBER 2.9 METRE EME REF 2331480 | 50371 | BB PRICE LTD |  | N/A | N/A
Overhead Materials | Steelwork | TERMINAL XARM 2.6M E | 11kV | DRG.E219 CROSSARM MEMBER 2.6 METRE EME REF 2331800 | 50372 | BB PRICE LTD |  | N/A | N/A
Overhead Materials | Steelwork | INTERMED XARM E220B | 11kV | E220(B) CROSSARM, TOP/BOTTOM 33DC EME REF 2332000 | 50374 | BB PRICE LTD |  | N/A | N/A
Overhead Materials | Steelwork | INTERMED XARM E220A | 11kV | E220(A) CROSSARM, MIDDLE, 33DC EME REF 2332100 | 50375 | BB PRICE LTD |  | N/A | N/A
Overhead Materials | Steelwork | TOP/BOT SECTION XARM | 11kV | E221 CROSSARM, TOP/BOTTOM SECTION, 33DC (ASSEMBLY) EME REF 2332150 | 50376 | BB PRICE LTD |  | N/A | N/A
Overhead Materials | Steelwork | X/ARM ANGLES ONLY E2 | 11kV | E223 CROSSARM, BOTTOM SECTION, ANGLE, 33DC (ASSEMBLY) EME REF 2332250 | 50377 | BB PRICE LTD |  | N/A | N/A
Overhead Materials | Steelwork | SUPPORT CHANNEL 102X | 11kV | SUPPORT CHANNEL 102X51X1390MM TO BS 1461 STEELWORK FOR H.V. CONSUMER SUB STATIONS | 50379 | BB PRICE LTD |  | N/A | N/A
Overhead Materials | Steelwork | H POLE PILOT XARM 11 | 11kV | E235 CROSSARM, PILOT INSULATOR TRANSFORMER EME REF 2333000 | 50380 | BB PRICE LTD |  | N/A | N/A
Overhead Materials | Steelwork | FUSE MOUNTING XARM.M | 11kV | FUSE MOUNTING CROSSARM ME 53 | 50385 | BB PRICE LTD |  | N/A | N/A
Overhead Materials | Steelwork | CROSSARM PILOT M54 | 11kV | CROSSARM PILOT M54 | 50386 | BB PRICE LTD |  | N/A | N/A
Overhead Materials | Steelwork | BRACKET FOR FUSES -M | 11kV | BRACKET FOR FUSES -M72/1 | 50391 | BB PRICE LTD |  | N/A | N/A
Overhead Materials | Steelwork | TX PLTFRM GUSSET PLA | 11kV | GUSSET PLATE TRANSFORMER PLATFORM | 50393 | BB PRICE LTD | BBP1766 | N/A | N/A
Overhead Materials | Steelwork | TX/RECLOSER CHANNEL | 11kV | TRANSFORMER RECLOSER CHANNEL | 50394 | BB PRICE LTD |  | N/A | N/A
Overhead Materials | Steelwork | XARM H POLE LINE/SEC | 11kV | CROSSARM H POLE LINE/SECT/TERM | 50395 | BB PRICE LTD |  | N/A | N/A
Overhead Materials | Steelwork | HSAR SINGLE POLE BRK | 11kV | BRACKET HSAR SINGLE POLE | 50400 | BB PRICE LTD |  | N/A | N/A
Overhead Materials | Steelwork | STAY KIT 7/3.25MM (7 | N/A | STAY KIT 7/3.25MM(7/10) 1 X POLE TOP MAKE OFF 3 X GUY GRIPS PLP REF K270/1 | 50406 | PREFORMED LINE PRODUCTS (GB) LTD | K270/1 | 138 | Mike Chapman
Overhead Materials | Steelwork | STAY KIT 7/4.0MM (7/ | N/A | STAY KIT 7/4.0MM(7/8) 1 X POLE TOP MAKE OFF 3 X GUY GRIPS PLP REF K270/2 | 50407 | PREFORMED LINE PRODUCTS (GB) LTD | K270/2 | 138 | Mike Chapman
Overhead Materials | Steelwork | 33KV STAY KIT 7/4.00 | 33kV | 33KV STAY KIT 7/4.00MM+LINK 1 X POLE TOP MAKE OFF 3 X GUY GRIPS 1 X INSULATOR LINK ASSEMBLY PLP REF K270/9 | 50408 | PREFORMED LINE PRODUCTS (GB) LTD | K270/9 | 138 | Mike Chapman
Overhead Materials | Steelwork | 100MM AAAC DBL TOP T | 11kV | 100MM AAAC DBL TOP TIE KIT 3 X DOUBLE TOP TIES TO FIT OAK, DOG , MONGREL CONDUCTORS PLP REF K464/5 3 = 1 | 50410 | PREFORMED LINE PRODUCTS (GB) LTD | K464/5 | 138 | Mike Chapman
Overhead Materials | Steelwork | NEUTRAL CASE ARRESTE | 11kV | POLYMERIC METAL OXIDE NEUTRAL-CASE ARRESTER HAVING A DUTY CYCLE RATING OF 10KA,SELF SUPPORTING, SUITABLE FOR OUTDOOR USE AND BRACKET,BASE OR STAND-OFF MOUNTING. CODE REF: CEX6HS VOLTAGE | 50414 | TYCO ELECTRONICS UK LIMITED |  | 84 | Andrew Reynolds
Overhead Materials | Steelwork | 66KV SURGE ARRESTER- | 11kV | 66KV SURGE ARRESTER-COMPO-M346 | 50418 | TYCO ELECTRONICS UK LIMITED | PCA372L1E1M7 | 84 | Andrew Reynolds
Underground Materials | Pipes, Ducts and Valves | CABLE GUARD 100MMX3M | N/A | CG008X10 100MM X 3.048M CABLE GUARD | 50420 | POLYPIPE CIVILS LTD | CG008X10 | 113 | Richard Summers
Underground Materials | Pipes, Ducts and Valves | WHITE MTR BOX GUARD | N/A | 1.25M WHITE METER BOX GUARD ALL SINGLE PHASE SERVICE CABLES | 50421 | POLYPIPE CIVILS LTD | MG010X1.25 | 113 | Richard Summers
Underground Materials | Pipes, Ducts and Valves | CABLE GUARD 38MM X 3 | N/A | CG004X10 38 X 3.048M CABLE GUARD | 50422 | POLYPIPE CIVILS LTD | CG004X10 | 113 | Richard Summers
Underground Materials | Pipes, Ducts and Valves | CABLE GUARD 64MMX3M- | N/A | CG006X10 64 X 3.048M CABLE GUARD | 50423 | POLYPIPE CIVILS LTD | CG006X10 | 113 | Richard Summers
Overhead Materials | Steelwork | RAWBOLT HOOK ANCHOR: | LV | E200 RAWBOLT HOOK ANCHOR EME REF 2346910 | 50425 | BB PRICE LTD |  | N/A | N/A
Overhead Materials | Steelwork | HOOKSUPPORT-280MM SH | LV | HOOK SUPPORT 280MM SHANK ABC | 50428 | BB PRICE LTD |  | N/A | N/A
Overhead Materials | Steelwork | HOOKSUPRT-EXD-240MM | LV | HOOK SUPPORT EXD 240MM SHANK ABC | 50429 | BB PRICE LTD |  | N/A | N/A
Overhead Materials | Steelwork | HOOKSUPRT-EXD-320MM | LV | HOOK SUPPORT EXD 320MM SHANK ABC | 50430 | BB PRICE LTD |  | N/A | N/A
Overhead Materials | Steelwork | NUT HOOK ABC | LV | NUT HOOK ABC | 50431 | BB PRICE LTD |  | N/A | N/A
Overhead Materials | ABC Fittings | POT END LIVE ABC | LV | POT END LIVE ABC RHLES 25-95ABC | 50432 | REPL INTERNATIONAL LTD | RHLES 25-95ABC | 108 | Richard Summers
Overhead Materials | Insulators - Ceramic | 11KV SWITCH POST INSULATOR | 11kV | 11KV COMPOSIE SWITCH POST INSULATOR FOR THE REPLACEMENTOF FAULTY ABSD POST INSULATORS. | 50440 | ALLIED INSULATORS GROUP LIMITED | FA4024 | 59 | Mike Chapman
Overhead Materials | Insulators - Polymeric | 11KV PIN INS POLY | 11kV | 11KV POLYETHYLENE PIN WIDE GROOVE INSULATOR 78MM NECK, 425MM CREEPAGE, 10 KN, 50KV WET WITHSTAND, 125KV DRYIMPULSE. | 50447 | ALLIED INSULATORS GROUP LIMITED | FAS4102 | 59 | Mike Chapman
Overhead Materials | Insulators - Polymeric | 11KV PIN INS POLY | 11kV | 11KV POLYETHYLENE PIN WIDE GROOVE INSULATOR 78MM NECK, 425MM CREEPAGE, 10 KN, 50KV WET WITHSTAND, 125KV DRYIMPULSE. | 50447 | MOSDORFER CCL SYSTEMS LTD | 269136 | 59 | Mike Chapman
Overhead Materials | Steelwork | 11KV PARKING ROD INSULATOR | 11kV | 11KV PORCELAIN OR POLYMER PARKING ROD INSULATOR. | 50448 | ALLIED INSULATORS GROUP LIMITED | 18912N8758 | 58 | Mike Chapman
Overhead Materials | Steelwork | 33KV TENSION INSULATOR | 11kV | 33KV COMPOSIE TENSION BALL - BALL INSULATOR 70KN, 420MMCOUPLING LENGTH, TAUT STRING 385MM, 900MM CREEPAGE, 90KV WET WITHSTAND, 200KV DRY IMPULSE. | 50449 | ALLIED INSULATORS GROUP LIMITED | FAS4012A | 59 | Mike Chapman
Overhead Materials | Insulators - Polymeric | 66KV STAY INSULATOR | 11kV | 66KV COMPOSITE STAY INSULATOR 120KN, INSULATING DISTANCE 880MM, C/W CLEVIS END FITTINGS. | 50456 | ALLIED INSULATORS GROUP LIMITED | FAS4044 | 59 | Mike Chapman
Overhead Materials | Insulators - Polymeric | 66KV POST INSULATR L | 11kV | INSULATOR 66KV POST LARGE GROOVE | 50457 | ALLIED INSULATORS GROUP LIMITED | FAS4089Z | 59 | Mike Chapman
Overhead Materials | Steelwork | PLSTC JNT SHRD 167MM | N/A | C' CRIMP PLASTIC SHROUD 167MM LONG | 50458 | CEMBRE LTD |  | N/A | N/A
Overhead Materials | Steelwork | SUSP CLAMP 300 AAAC | 11kV | 300 AAAC UPAS ARMOUR GRIP SUSPENSION CLAMP | 50461 | PREFORMED LINE PRODUCTS (GB) LTD | AGSR 3810826EB | 138 | Mike Chapman
Overhead Materials | Steelwork | SUSP CLAMP 400 ACSR | 11kV | 400 ACSR ZEBRA ARMOUR GRIP SUSPENSION CLAMP | 50462 | PREFORMED LINE PRODUCTS (GB) LTD | AGSRB 3810933FB | 138 | Mike Chapman
Overhead Materials | Helical Fittings | TOPTIE 150MM ACSR (P | 11kV | 150MM ACSR SINGLE TOP TIE, COLOUR CODE PURPLE PIN INSULATOR 11KV, 78MM NECK (TOP GROOVE FITTING) TO FIT DINGO CONDUCTOR FITTING COLOUR CODE PURPLE PLP REF DT5070732RP | 50470 | PREFORMED LINE PRODUCTS (GB) LTD | DT 5070732RP | 138 | Mike Chapman
Overhead Materials | Helical Fittings | 100MM AAAC/ACSR SIDE | 11kV | 100MM AAAC/ACSR SIDE TIE PIN INSULATOR 11KV, 78MM NECK(SIDE GROOVE FITTING) TO FIT OAK, DOG, MONGREL CONDUCTORS COLOUR CODE RED PLP REF GFST5080730RP PACKS OF 5 BUT 1 =1 | 50471 | PREFORMED LINE PRODUCTS (GB) LTD | GFST 5080730RP | 138 | Mike Chapman
Overhead Materials | Helical Fittings | 150MM ACSR SIDE TIE | 11kV | 150MM ACSR SIDE TIE PIN INSULATOR 11KV 78MM NECK(SIDE GROOVE FITTING) TO FIT DINGO CONDUCTOR FITTING COLOUR CODE PURPLE PLP REF NO GFST5080732RP PACKS OF 5 BUT 1 =1 | 50472 | PREFORMED LINE PRODUCTS (GB) LTD | GFST 5080732RP | 138 | Mike Chapman
Overhead Materials | Helical Fittings | 95MM PVC PREFORM ALU | 11kV | 95MM PVC PREFORM ALUM FLEX TWIN GRIP DISTRIBUTION TIE FOR 95MM ALUFLEX 78MM NECK FITTING COLOUR CODE BROWN TGT5080165RN PACKS OF 5 BUT 1 =1 | 50473 | PREFORMED LINE PRODUCTS (GB) LTD | TGT 5080165RN | 138 | Mike Chapman
Overhead Materials | Steelwork | PILOT INSUL PIN CRAN | 11kV | E308 PIN, CRANKED, PILOT INSULATOR, 11KV EME REF 2354240 | 50475 | BB PRICE LTD |  | N/A | N/A
Overhead Materials | Steelwork | 400MM PILOT PIN INS | 11kV | DRG.E310 (ITEM D) REF 45 11KV INSULATOR PILOT PIN 400MM 150MM STUD 0.7KN MIN FAILING LOAD. EME REF 2354250 | 50476 | BB PRICE LTD | BBP9517 | N/A | N/A
Overhead Materials | Helical Fittings | 0.75 SQ IN 32/50MM | 11kV | 0.75 SQ IN 32/50MM HD CU SINGLE TOP TIE 11KV INSULATOR - 78MM NECK FITTING COLOUR CODE RED DT5670722RP PACKS OF 5 BUT 1 =1 | 50477 | PREFORMED LINE PRODUCTS (GB) LTD | DT 5670722RP | 138 | Mike Chapman
Overhead Materials | Helical Fittings | 0.1 SQ IN 70/75MM | 11kV | 0.1 SQ IN 70/75MM HD CU SINGLE TOP TIE 11KV INSULATOR - 78 MM NECK FITTING COLOUR CODE BLUE DT5670726RP PACKS OF 5 BUT 1 =1 | 50478 | PREFORMED LINE PRODUCTS (GB) LTD | DT 5670726RP | 138 | Mike Chapman
Overhead Materials | Helical Fittings | 50MM XLPE COV AAAC ( | 11kV | 50MM XLPE COV AAAC (BLX) SINGLE TOP TIE 11KV INSULATOR - 78MM NECK FITTING COLOUR CODE ORANGE DT5070728RP | 50479 | PREFORMED LINE PRODUCTS (GB) LTD | DT 5670728RP | 138 | Mike Chapman
Overhead Materials | Helical Fittings | INSUL TIE 33KV PREFO | 33kV | HELICAL FITTINGS FOR; POST INSULATOR 33KV, 150SQ.MM. 120MM NECK(TOP GROOVE FITTING) CONDUCTOR DINGO DT5071432RP PACKS OF 5 BUT 1 =1 | 50482 | PREFORMED LINE PRODUCTS (GB) LTD | DT 5071432RP | 138 | Mike Chapman
Overhead Materials | Helical Fittings | 150MM ACSR SIDE TIE | 33kV | 150MM ACSR SIDE TIE INSULATOR 33KV, 120MM NECK,SIDE GROOVE FITTING TO FIT CONDUCTOR DINGO FITTING COLOUR CODE PURPLE GFST5081432RP | 50484 | PREFORMED LINE PRODUCTS (GB) LTD | GFST 5081432RP | 138 | Mike Chapman
Overhead Materials | Helical Fittings | 300MM AAC SINGLE SID | 11kV | 300MM AAC SINGLE SIDE TIE 120MM NECK,SIDE GROOVE FITTING TO FIT BUTTERFLY CONDUCTOR FITTING COLOUR CODE BLUE GFST5081438RP | 50485 | PREFORMED LINE PRODUCTS (GB) LTD | GFST 5081438RP | 138 | Mike Chapman
Overhead Materials | Helical Fittings | TERMINATION TIE 25MM | LV | 25MM CU CONCENTRIC SERVICE CABLE (CCN) TERMINATION TIE COLOUR CODE BLUE CND5732155R | 50486 | PREFORMED LINE PRODUCTS (GB) LTD | CND 5732155R | 138 | Mike Chapman
Overhead Materials | Connectors - Compression (Overhead) | CRMP HV 300AL | 11kV | NON TENSION HV 'H' CRIMP 300MM AAC (HDA) (BUTTERFLY) | 50488 | SICAME ELECTRICAL DEVELOPMENTS LTD | YHR900 | N/A | N/A
Overhead Materials | Helical Fittings | TOP TIE 50MM ACSR | 33kV | 50MM ACSR SINGLE TOP TIE 50MM ACSR (RABBIT/ FERRET) TO 33KV INSULATOR (120MM NECK) FITTING COLOUR CODE YELLOW DT5071424RP | 50490 | PREFORMED LINE PRODUCTS (GB) LTD | DT 5071424RP | 138 | Mike Chapman
Overhead Materials | Connectors - Compression (Overhead) | CRMP HV 25AAAC-BAIL | 11kV | NON TENSION HV 'C' CRIMP 25MM AAAC (ALMOND / GOPHER) TO BAIL | 50494 | SICAME ELECTRICAL DEVELOPMENTS LTD | YP27AU4 | N/A | N/A
Overhead Materials | Connectors - Compression (Overhead) | CRMP LV 25-100AL | LV | NON TENSION LV 'C' SLEEVE CRIMP 25-100MM AAC (HDA) | 50495 | SICAME ELECTRICAL DEVELOPMENTS LTD | YP28U2 | N/A | N/A
Overhead Materials | Connectors - Compression (Overhead) | CRMP HV 25/50-200AL | 11kV | NON TENSION HV 'C' CRIMP 25/50MM AAAC/ACSR TO 200AAAC /175ACSR | 50496 | SICAME ELECTRICAL DEVELOPMENTS LTD | YPC33R26U | N/A | N/A
Overhead Materials | Connectors - Compression (Overhead) | CRMP HV 50-150AL | 11kV | NON TENSION HV 'C' CRIMP 50MM AAAC/ACSR TO 150AAAC/ACSRALSO 175 ACSR CARACAL CONDUCTOR. | 50497 | SICAME ELECTRICAL DEVELOPMENTS LTD | YPC33R26U | N/A | N/A
Overhead Materials | Helical Fittings | 25MM AAAC DBLE TOP T | 11kV | 25MM AAAC DOUBLE TOP TIE (CONDUCTOR ALMOND) FITTING COLOUR CODE ORANGE DDT5070718RP | 50499 | PREFORMED LINE PRODUCTS (GB) LTD | DDT 5070718RP | 138 | Mike Chapman
Overhead Materials | Helical Fittings | 175ACSR /200AAAC TPT | 11kV | 175MM ACSR / 200AAAC DOUBLE TOP TIE FIT CONDUCTOR LYNX AND POPLAR 11KV INSULATOR 78MM NECK FITTING COLOUR CODE RED DDT5070736RP | 50501 | PREFORMED LINE PRODUCTS (GB) LTD | DDT 5070736RP | 138 | Mike Chapman
Overhead Materials | Helical Fittings | SIDETIE 35HDCU/38CAD | 11kV | 35HDCU/38MMCAD CU SIDE TIE COLOUR CODE PURPLE 11KV INSULATOR 78MM NECK GFS5680720-RP | 50502 | PREFORMED LINE PRODUCTS (GB) LTD | GFST 5680720RP | 138 | Mike Chapman
Overhead Materials | Helical Fittings | DBL TOPTIE 16MM HDCU | 11kV | 16MM HDCU/ 22MM CADCU DOUBLE TOP TIE COLOUR CODE BROWN 11KV INSULATOR 78MM NECK DDT5670716RP | 50504 | PREFORMED LINE PRODUCTS (GB) LTD | DDT 5670716RP | 138 | Mike Chapman
Overhead Materials | Helical Fittings | DBL TOPTIE 35MM HDCU | 11kV | 35MM HDCU / 38MMCADCU DOUBLE TOP TIE COLOUR CODE PURPLE 11KV INSULATOR 78MM NECK DDT5670720RP | 50505 | PREFORMED LINE PRODUCTS (GB) LTD | DDT 5670720RP | 138 | Mike Chapman
Overhead Materials | Helical Fittings | DBL TOPTIE 32MM HDCU | 11kV | 32MM HDCU / 50MM CADCU DOUBLE TOP TIE 11KV INSULATOR 78MM NECK FITTING COLOUR CODE RED DDT5670722RP | 50506 | PREFORMED LINE PRODUCTS (GB) LTD | DDT 5670722RP | 138 | Mike Chapman
Overhead Materials | Helical Fittings | DBL TOPTIE 70MM HDCU | 11kV | 70MM HDCU / 75MM CADCU DOUBLE TOP TIE 11KV INSULATOR 78MM NECK FITTING COLOUR CODE BLUE DDT 5670726RP | 50507 | PREFORMED LINE PRODUCTS (GB) LTD | DDT 5670726RP | 138 | Mike Chapman
Overhead Materials | Helical Fittings | DBL TOPTIE 30MM CADC | 11kV | 30MM CADCU DOUBLE TOP TIE 11KV INSULATOR 78MM NECK COLOUR CODE ORANGE DT5670718RP | 50508 | PREFORMED LINE PRODUCTS (GB) LTD | DT 5670718RP | 138 | Mike Chapman
Overhead Materials | Helical Fittings | TOP TIE 175MM ACSR | 11kV | 175MM ACSR / 200AAAC SINGLE TOP TIE FITTING COLOUR CODE RED 11KV INSULATOR 78MM NECK CONDUCTOR LYNX / POPLAR DT5070736RP | 50509 | PREFORMED LINE PRODUCTS (GB) LTD | DT 5070736RP | 138 | Mike Chapman
Overhead Materials | Helical Fittings | 25MM AAAC / ACSR PVC | 11kV | 25MM AAAC / ACSR PVC TOP TIE 11KV INSULATOR 78MM NECK FITTING COLOUR CODE RED CONDUCTOR ALMOND / GOPHER DT5770730RN | 50510 | PREFORMED LINE PRODUCTS (GB) LTD | DT 5770730RN | 138 | Mike Chapman
Overhead Materials | Helical Fittings | TOP TIE 32MM CU | 11kV | 32MM CU /40-50MM AAAC/ 40MMACSR PVC TOP TIE FITTING COLOUR CODE PURPLE 3 X TOP TIE FITTINGS IN KIT PLUS SEMI CONDUCTING SPIRAL PLP REF K480 / 1 | 50511 | PREFORMED LINE PRODUCTS (GB) LTD | K480/1 | 138 | Mike Chapman
Overhead Materials | Helical Fittings | STAY D/END 19/3.55MM | 11kV | STAY DEADEND 19/3.55MM (19/10) GDE1775GS | 50512 | PREFORMED LINE PRODUCTS (GB) LTD | GDE 1303454R | 138 | Mike Chapman
Overhead Materials | Helical Fittings | TOP TIE 70CU/75CAD | 11kV | TOP TIE 70CU/75CAD BARE 120MM INSULATOR NECK FITTING COLOUR CODE BLUE DT5671426RP | 50515 | PREFORMED LINE PRODUCTS (GB) LTD | DT 5671426RP | 138 | Mike Chapman
Overhead Materials | Helical Fittings | TOPTIE DBL 175 ACSR | 11kV | TOPTIE DBL 175 ACSR/200AAAC BARE INSULATOR NECK 120MM FITTING COLOUR CODE RED CONUDUCTORS LYNX <(>&<)> POPLAR DDT5071436RP | 50516 | PREFORMED LINE PRODUCTS (GB) LTD | DDT 5071436RP | 138 | Mike Chapman
Overhead Materials | Helical Fittings | TERM TIE 70MM HDCU | 11kV | TERM TIE 70MM HD CU BARE FITTING COLOUR CODE YELLOW DDE4611817R | 50523 | PREFORMED LINE PRODUCTS (GB) LTD | DDE 4611817R | 138 | Mike Chapman
Overhead Materials | Helical Fittings | TERM TIE 30MM CAD CU | 11kV | TERM TIE 30MM CAD CU BARE FITTING COLOUR CODE YELLOW DDE4611814R | 50524 | PREFORMED LINE PRODUCTS (GB) LTD | DDE 4611814R | 138 | Mike Chapman
Overhead Materials | Helical Fittings | 100 AAAC PVC SIDE TIE | 11kV | GALVANISED SIDE TIE - 100MM AL/ACSR PVC (FITTING COLOUR CODE RED) GFST5780736RN | 50528 | PREFORMED LINE PRODUCTS (GB) LTD | GFST 5780736RN | 138 | Mike Chapman
Overhead Materials | Helical Fittings | 200AAAC BARE KIT 3X | 11kV | 200AAAC BARE KIT - 3X FITTINGS FOR 78MM INSULATOR NECK (FITTING COLOUR CODE - RED) K464/7 | 50529 | PREFORMED LINE PRODUCTS (GB) LTD | K464/7 | 138 | Mike Chapman
Overhead Materials | Helical Fittings | 15 HD/CAD CU DEAD EN | 11kV | 15 HD/CAD CU DEAD END (FITTING COLOUR CODE - PURPLE) DDE4611820R | 50531 | PREFORMED LINE PRODUCTS (GB) LTD | DDE 4611820R | 138 | Mike Chapman
Overhead Materials | Helical Fittings | 150MM ACSR DBL TOP T | 11kV | 150MM ACSR DBL TOP TIE (FITTING COLOUR CODE - PURPLE) DDT5070732RP | 50532 | PREFORMED LINE PRODUCTS (GB) LTD | DDT 5070732RP | 138 | Mike Chapman
Common Engineering Materials | Earthing Equipment | LEADING ROD FS21 | N/A | LEADING ROD FOR ELPRESS DEEP EARTHING SYSTEM. | 50542 | ETS CABLE COMPONENTS | FS21 | 132 | Graham Brewster
Common Engineering Materials | Earthing Equipment | HARDENED STEEL TIP F | N/A | TIP, HARDENED STEEL FOR ELPRESS DEEP EARTHING SYSTEM. | 50543 | ETS CABLE COMPONENTS | FS11 | 132 | Graham Brewster
Common Engineering Materials | Earthing Equipment | EXTENSION ROD FS31 E | N/A | ROD EXTENSION FOR ELPRESS DEEP EARTHING SYSTEM. | 50544 | ETS CABLE COMPONENTS | FS31 | 132 | Graham Brewster
Common Engineering Materials | Earthing Equipment | DRIVING SLEEVE FS-62 | N/A | DRIVING SLEEVE SUITABLE FOR USE WITH ELPRESS DEEP EARTHING SYSTEM RODS(DRIVING/EXTENSION) REF.FS-62C | 50545 | ETS CABLE COMPONENTS | FS61 | 132 | Graham Brewster
Common Engineering Materials | Earthing Equipment | EARTH MAT GRATING 1M | All voltages | EARTH MAT GRATING 1M X 1M. PCP RIB GRATING WITH A 44/44 MESH. 30 X 3MM LOAD BARS AT 44 CENTRES AND 10 X 2MM SERRATED TRANSVERSE BARS AT 44MM CENTRES. EACH GRATING TO BE EDGED WITH 30 X 3MM F | 50547 | ALCOMET LTD |  | 132 | Graham Brewster
Overhead Materials | Steelwork | 1830MM H POLE BRACE BAR | 11kV | DRG.E244 BRACE BAR FOUNDATION TO 1934 CENTRE FOR H POLES EME REF 2357200 | 50552 | BB PRICE LTD |  | N/A | N/A
Overhead Materials | Steelwork | COACH SCREW 1.5 INCH X 0 | N/A | SQUARE HEAD GIMLET POINTED GALVANISED COACHSCREW 1.50 X 0.25 TO B.S.1494 PART 2 TABLE 8A+8B GALVANISED TO B.S. 729/1971. . EME COMMODITY CODE 2357950 ========================== | 50553 | WILLIAMS FASTENERS DIV N POWER TOOLS |  | 60 | Mike Chapman
Overhead Materials | Steelwork | COACH SCREW 2.5IN | N/A | SQUARE HEAD GIMLET POINTED GALVANISED COACHSCREW 2.50 X 0.375 TO B.S.1494 PART 2 TABLE 8A+8B GALVANISED TO B.S.729/1971. . EME COMMODITY CODE 2358030 ========================== | 50557 | WILLIAMS FASTENERS DIV N POWER TOOLS |  | 60 | Mike Chapman
Overhead Materials | Steelwork | COACHSCREW 3 X .375" | N/A | SQUARE HEAD GIMLET POINTED GALVANISED COACHSCREW 3.00 X 0.375 TO B.S.1494 PART 2 TABLE 8A+8B GALVANISED TO B.S.729/1971. . EME COMMODITY CODE 2358040 ========================== | 50558 | WILLIAMS FASTENERS DIV N POWER TOOLS |  | 60 | Mike Chapman
Overhead Materials | Steelwork | COACH SCREW 4.0 INCH X 0 | N/A | SQUARE HEAD GIMLET POINTED GALVANISED COACHSCREW 4.00 X 0.375 TO B.S.1494 PART 2 TABLE 8A+8B GALVANISED TO B.S. 729/1971. . EME COMMODITY CODE 2358060 | 50560 | WILLIAMS FASTENERS DIV N POWER TOOLS |  | 60 | Mike Chapman
Overhead Materials | Steelwork | COACHSCREW 3 X 0.5" | N/A | SQUARE HEAD GIMLET POINTED GALVANISED COACHSCREW 3.00 X 0.50 TO B.S.1494 PART 2 TABLE 8A+8B GALVANISED TO B.S. 729/1971. . EME COMMODITY CODE 2358140 ========================== | 50561 | WILLIAMS FASTENERS DIV N POWER TOOLS |  | 60 | Mike Chapman
Overhead Materials | Steelwork | COACH SCREW 5.0 INCH X 0 | N/A | SQUARE HEAD GIMLET POINTED GALVANISED COACHSCREW M16 X 125MM TO BS 1494 PART 2 TABLE 8A + 8B GALVANISED TO BS 729/1971 CENTRAL NETWORKS MATERIAL NO. 2358550 | 50564 | WILLIAMS FASTENERS DIV N POWER TOOLS |  | 60 | Mike Chapman
Overhead Materials | Steelwork | COACH SCREW 6.0IN | N/A | SQUARE HEAD GIMLET POINTED GALVANISED COACHSCREW 6.00 X 0.625 TO B.S.1494 PART 2 TABLE 8A+8B GALVANISED TO B.S. 729/1971. . EME COMMODITY CODE 2358560 COACH SCREW 6.0 INCH X 0 | 50565 | WILLIAMS FASTENERS DIV N POWER TOOLS |  | 60 | Mike Chapman
Overhead Materials | Steelwork | COACH SCREW ZINC HEX | N/A | M10 X 150MM ZINC HEX COACH SCREW CENTRAL NETWORKS MATERIAL NO.2358710 | 50566 | WILLIAMS FASTENERS DIV N POWER TOOLS |  | 60 | Mike Chapman
Overhead Materials | Steelwork | TONGUE END SCKT ADAP | 11kV | E317 SOCKET TONGUE, BS3288 REF 15/35 EME REF 2361710 | 50567 | BB PRICE LTD | BBP9585 | N/A | N/A
Overhead Materials | Helical Fittings | DE UNI 50AAAC &LG | 11kV | UNITERM DEAD END TENSION CONNECTOR 50AAAC (HAZEL) CW DROP PLATES AND 1 LUG | 50568 | SICAME ELECTRICAL DEVELOPMENTS LTD | YDW248RLBG4K2 | N/A | N/A
Overhead Materials | Helical Fittings | UNITERM DEADEND TEN CONN | 11kV | UNITERM DEADEND TENSION CONNECTOR FOR 100ACSR (DOG) C/W DROP PLATES AND 1 LUG. DEADEND SHOULD BE USED IN CONJUNCTION WITH 41033. | 50569 | MOSDORFER CCL SYSTEMS LTD | 401098 | N/A | N/A
Overhead Materials | Helical Fittings | DE UNI 200AAAC & LG | 11kV | UNITERM DEAD END TENSION CONNECTOR 200AAAC (POPLAR) CW DROP PLATES AND 1 LUG | 50570 | MOSDORFER CCL SYSTEMS LTD | 400261 | N/A | N/A
Overhead Materials | Steelwork | STAY STRAP & THIMBLE | LV | E408 STRAP STAY & THIMBLE (ASSEMBLY) EME REF 2366670 | 50575 | BB PRICE LTD | BBP9045 | N/A | N/A
Overhead Materials | Steelwork | 19STRAND STAY THIMBL | 11kV | STAY THIMBLE 19 STRAND (CLOSED) | 50576 | BB PRICE LTD |  | N/A | N/A
Overhead Materials | Steelwork | TREFOIL CABLE SUPPRT | 11kV | TREFOIL CABLE SUPPORT 3500 X 200 X 50 | 50577 | SCANPOLE BBH LTD |  | 129 | Mike Chapman
Overhead Materials | Steelwork | TREFOIL CABLE SUPPRT | 11kV | TREFOIL CABLE SUPPORT 3500 X 200 X 50 | 50577 | POWER POLES LTD |  | 129 | Mike Chapman
Overhead Materials | Steelwork | TREFOIL CABLE SUPPRT | 11kV | TREFOIL CABLE SUPPORT 3500 X 200 X 50 | 50577 | CALDERS & GRANDIDGE |  | 129 | Mike Chapman
Overhead Materials | Steelwork | FLAT ROUND WASHER M1 | N/A | STEEL ROUND FLAT GALVANISED WASHER M10 FORM 'E' TO B.S. 4320 TABLE 3 GALVANISED TO B.S. 729. . EME COMMODITY CODE 2388100 ========================== | 50578 | WILLIAMS FASTENERS DIV N POWER TOOLS |  | 60 | Mike Chapman
Overhead Materials | Steelwork | FLAT SQUARE WASHER M | N/A | FLAT SQUARE WASHER. M16 HOT DIP GALVANISED TO BS 729. TO EMEB DRG. E.261. ITEM B. EME REF 2388900 | 50582 | WILLIAMS FASTENERS DIV N POWER TOOLS |  | 60 | Mike Chapman
Cables | Binding Wire | BINDING WIRE PVC AL | N/A | PLAIN ALUMINIUM BINDING WIRE, 2.64MM DIA PVC COVERED TO 0.5MM BLACK IN 100 METER COILS TO EA TS 43-15. | 50583 | ROWAN CABLE PRODUCTS LTD |  | N/A | N/A
Cables | Binding Wire | BINDING WIRE PVC CU | N/A | COPPER BINDING WIRE, 2.64MM, PVC COVERED TO 0.5MM BLACK IN 100 METER COILS TO EA TS 43-15. | 50587 | ROWAN CABLE PRODUCTS LTD |  | N/A | N/A
Overhead Materials | Steelwork | DSHKLE 132KV TWIN CI | 132kV | 132KV TWIN CIRCUIT D SHACKLE REF 28/29A. | 50588 | BB PRICE LTD | BBP9523 | N/A | N/A
Overhead Materials | Connectors - Compression (Overhead) | DE UNI 300AL | N/A | UNITERM DEAD END TENSION CONNECTOR 300AAC (HDA) (BUTTERFLY) CW 2 DROP PLATES | 50593 | CEMBRE LTD | DEE-A300-2F12 | N/A | N/A
Overhead Materials | Connectors - Compression (Overhead) | DE SCK 16CAD/CU &FLG | N/A | SOCKET DEAD END FOR 16MM / .025 HARD DRAWN COPPER / CAD COPPER WITH 2 X SLOT HOLES IN SINGLE RAKED DROP PLATE (FLAG) FOR 2 HOLED LUG | 50594 | CEMBRE LTD | DES-CR1-2M12S | N/A | N/A
Overhead Materials | Connectors - Compression (Overhead) | DE SCK 25CAD/CU &FLG | N/A | SOCKET DEAD END FOR 25MM / .04 HARD DRAWN COPPER / CAD COPPER WITH 2 X SLOT HOLES IN SINGLE RAKED DROP PLATE (FLAG) FOR 2 HOLED LUG | 50595 | CEMBRE LTD | DES-CR2-2M12S | N/A | N/A
Overhead Materials | Connectors - Compression (Overhead) | DE SCK 32CAD/CU &FLG | N/A | SOCKET DEAD END FOR 32MM / .05 HARD DRAWN COPPER / CAD COPPER WITH 2 X SLOT HOLES IN SINGLE RAKED DROP PLATE (FLAG) FOR 2 HOLED LUG | 50596 | CEMBRE LTD | DES-CR3-2M12S | N/A | N/A
Overhead Materials | Connectors - Compression (Overhead) | DE SCK 50CAD/CU &FLG | N/A | SOCKET DEAD END FOR 50MM / .075 HARD DRAWN COPPER / CAD COPPER WITH 2 X SLOT HOLES IN SINGLE RAKED DROP PLATE (FLAG) FOR 2 HOLED LUG | 50597 | CEMBRE LTD | DES-CR4-2M12S | N/A | N/A
Overhead Materials | Connectors - Compression (Overhead) | LUG 40/50AAAC 2XM12 | N/A | LUG 40/50MM AAAC / ACSR WITH 2 X M12 HOLE | 50598 | CEMBRE LTD | R050-D12 | N/A | N/A
Overhead Materials | Connectors - Compression (Overhead) | LUG 200AAAC 2XM12 | N/A | LUG 200MM AAAC / 175ACSR (POPLAR / LYNX) WITH 2 X M12 HOLE | 50599 | CEMBRE LTD | D200-D12 | N/A | N/A
Overhead Materials | Connectors - Compression (Overhead) | LUG 150ACSR 2XM12 | N/A | LUG150MM ACSR (DINGO) WITH 2 X M12 HOLE | 50600 | CEMBRE LTD | R150-D12 | N/A | N/A
Overhead Materials | Connectors - Compression (Overhead) | LUG 300AL 2XM12 | N/A | LUG 300MM AAC (HDA) (BUTTERFLY) WITH 2 X M12 HOLE WITH 30 DEG RAKE | 50601 | CEMBRE LTD | A300D12-30 | N/A | N/A
Overhead Materials | Connectors - Compression (Overhead) | LUG 25AAAC/ACSR 1XM12 | N/A | LUG 25MM AAAC / ACSR (ALMOND / GOPHER) WITH 1 X M12 HOLE | 50602 | CEMBRE LTD | R025S12 | N/A | N/A
Overhead Materials | Connectors - Compression (Overhead) | LUG 50AAAC/ACSR 1XM12 | N/A | LUG 50MM AAAC / ACSR (HAZEL / RABBIT) WITH 1 X M12 HOLE | 50604 | CEMBRE LTD | R050-S12 | N/A | N/A
Overhead Materials | Connectors - Compression (Overhead) | LUG 100AAAC/AC 1XM12 | N/A | LUG 100MM AAAC / ACSR (OAK / DOG) WITH 1 X M12 HOLE | 50605 | CEMBRE LTD | R100-S12 | N/A | N/A
Overhead Materials | Connectors - Compression (Overhead) | LUG 100AL 1XM12 | N/A | LUG 100MM AAC (WASP) WITH 1 X M12 HOLE | 50606 | CEMBRE LTD | A100-S12 | N/A | N/A
Overhead Materials | Connectors - Compression (Overhead) | LUG 150ACSR 1XM12 | N/A | LUG150MM ACSR (DINGO) WITH 1 X M12 HOLE | 50607 | CEMBRE LTD | R150-S12 | N/A | N/A
Overhead Materials | Connectors - Compression (Overhead) | LUG 50BLL 1XM12 | N/A | LUG 50MM BLL WITH 1 X M12 HOLE WITH 30 DEG RAKE AND RECESS TO ACCEPT COVERING | 50608 | CEMBRE LTD | R040S12H/330-BLX | N/A | N/A
Overhead Materials | Connectors - Compression (Overhead) | LUG 50BLL 1XM16 | N/A | LUG 50MM BLL WITH 1 X M16 HOLE WITH 30 DEG RAKE AND RECESS TO ACCEPT COVERING | 50609 | CEMBRE LTD | R040S16H/330-BLX | N/A | N/A
Overhead Materials | Connectors - Compression (Overhead) | LUG 120BLL 1XM12 | N/A | LUG 120MM BLL WITH 1 X M16 HOLE WITH 30 DEG RAKE AND RECESS TO ACCEPT COVERING | 50610 | CEMBRE LTD | R100S16H/330-BLX | N/A | N/A
Overhead Materials | Connectors - Compression (Overhead) | LUG BM 50AL 1XM16 | N/A | BI METALIC LUG 50 AAC (HDA) WITH 1 X M16 HOLE | 50611 | CEMBRE LTD | BMA050-M16 | N/A | N/A
Overhead Materials | Connectors - Compression (Overhead) | LUG BM 100AAAC 1XM16 | N/A | BI METALIC LUG 100 AAAC / ACSR (OAK / DOG) WITH 1 X M16 HOLE | 50612 | CEMBRE LTD | BMR100-M16 | N/A | N/A
Overhead Materials | Connectors - Compression (Overhead) | LUG BM 100AL 1XM16 | N/A | BI METALIC LUG 100 AAC (HDA) WITH 1 X M16 HOLE | 50613 | CEMBRE LTD | BMA100-M16 | N/A | N/A
Overhead Materials | Connectors - Compression (Overhead) | LUG BM 150AAAC 1XM16 | N/A | BI METALIC LUG 150 AAAC / ACSR (ASH / DINGO) WITH 1 X M16 HOLE | 50614 | CEMBRE LTD | BMR150-M16 | N/A | N/A
Overhead Materials | Connectors - Compression (Overhead) | LUG BM 50AAAC 1XM16 | N/A | BI METALIC LUG 40-50 AAAC / ACSR (FIR / FERET /HAZEL / RABBIT) WITH 1 X M16 HOLE, RECESSED TO ACCEPT PVC CONDUCTOR | 50615 | CEMBRE LTD | BMR050-M16H | N/A | N/A
Overhead Materials | Connectors - Compression (Overhead) | LUG BM 50AAAC 2XM12 | N/A | BI METALIC LUG 40-50 AAAC / ACSR (FIR / FERET /HAZEL / RABBIT) WITH 2 X M12 HOLES | 50616 | CEMBRE LTD | BMR050-D12 | N/A | N/A
Overhead Materials | Connectors - Compression (Overhead) | LUG BM 100AAAC 2XM12 | N/A | BI METALIC LUG 100 AAAC / ACSR (OAK / DOG) WITH 2 X M12WITH 2 X M12 HOLE | 50617 | CEMBRE LTD | BMR100-D12 | N/A | N/A
Overhead Materials | Connectors - Compression (Overhead) | LUG BM 150AAAC 2XM12 | N/A | BI METALIC LUG 150 AAAC / ACSR (ASH / DINGO) WITH 2 X M12 HOLE | 50618 | CEMBRE LTD | BMR150-D12 | N/A | N/A
Overhead Materials | Connectors - Compression (Overhead) | LUG BM 300AL 2XM12 | N/A | BI METALIC LUG 300AAC (HDA) (BUTTERFLY) WITH 2 X M12 HOLE | 50619 | CEMBRE LTD | BMA300-D12 | N/A | N/A
Overhead Materials | Connectors - Compression (Overhead) | LUG BM 200AAAC 2XM12 | N/A | BI METALIC LUG 200 AAAC / 175 ACSR (POPLAR / LYNX) WITH 2 X M12 HOLE | 50620 | CEMBRE LTD | BMD200-D12 | N/A | N/A
Overhead Materials | Connectors - Compression (Overhead) | LUG BM 50BLL 1XM10 | N/A | BI METALIC LUG 50BLL WITH 1 X M10 HOLE WITH 30DEG RAKE,RECESSED TO ACCEPT PVC CONDUCTOR | 50621 | CEMBRE LTD | BMR040-M10H/30-BLX | N/A | N/A
Overhead Materials | Connectors - Compression (Overhead) | LUG BM 50BLL 1XM16 | N/A | BI METALIC LUG 50BLL WITH 1 X M16 HOLE WITH 30DEG RAKE,RECESSED TO ACCEPT PVC CONDUCTOR | 50622 | CEMBRE LTD | BMR040-M16H/30-BLX | N/A | N/A
Overhead Materials | Connectors - Compression (Overhead) | LUG BM 120BLL 1XM16 | N/A | BI METALIC LUG 120BLL WITH 1 X M16 HOLE WITH 30DEG RAKE RECESSED TO ACCEPT PVC CONDUCTOR | 50623 | CEMBRE LTD | BMR100-M16H/30-BLX | N/A | N/A
Overhead Materials | Connectors - Compression (Overhead) | RING BM 50BLL 1XM16 | N/A | BI METALIC RING CONNECTOR 50AL LIVE LINE LEAD WITH 1 X M16 RING WITH 30DEG RAKE, RECESSED TO ACCEPT PVC CONDUCTOR | 50626 | CEMBRE LTD | BMR050-M16/30-BLX | N/A | N/A
Overhead Materials | Connectors - Compression (Overhead) | LUG 16CU 2XM12 | N/A | LUG 16MM HARD DRAWN CONDUCTOR WITH 2 X M12 HOLE | 50627 | CEMBRE LTD | CR1D12 | N/A | N/A
Overhead Materials | Connectors - Compression (Overhead) | LUG 25CU 2XM12 | N/A | LUG 25MM HARD DRAWN CONDUCTOR WITH 2 X M12 HOLE | 50628 | CEMBRE LTD | CR2D12 | N/A | N/A
Overhead Materials | Connectors - Compression (Overhead) | LUG 70CUFX 1XM12 | N/A | LUG 70MM COPPER LIVE LINE LEAD WITH 1 X M12 HOLE, RECESSED TO ACCEPT PVC CONDUCTOR | 50630 | CEMBRE LTD | C070-S12H | N/A | N/A
Overhead Materials | Connectors - Compression (Overhead) | LUG 25CU 1XM20 | N/A | LUG 25MM HARD DRAWN CONDUCTOR WITH 1 X M20 HOLE | 50633 | CEMBRE LTD | CR2S20 | N/A | N/A
Overhead Materials | Connectors - Compression (Overhead) | PIN BM 200AAAC/175ACSR | N/A | BI METAL TERMINAL PIN FOR 200AAAC / 175ACSR (POPLAR / LYNX) | 50636 | CEMBRE LTD |  | N/A | N/A
Overhead Materials | Connectors - Compression (Overhead) | 300AAAC BM Term Pin | N/A | 300AAAC BM TERM PIN (UPAS) | 50637 | CEMBRE LTD |  | N/A | N/A
Overhead Materials | Connectors - Compression (Overhead) | LUG 175ACSR 2XM16 | 11kV | LUG FOR 200AAAC / 175ACSR (POPLAR / LYNX) 30 DEG RAKE, WITH 2 X M16 BOLTS? . | 50640 | MOSDORFER CCL SYSTEMS LTD | 226279 | N/A | N/A
Overhead Materials | Connectors - Compression (Overhead) | LUG 100ACSR 2XM12 | N/A | LUG FOR 100AAAC / 100ACSR (OAK / DOG) RAKED, WITH 2 X M12 HOLES | 50641 | CEMBRE LTD |  | N/A | N/A
Overhead Materials | Connectors - Compression (Overhead) | DE CLVS 175ACSR 2XFLG | 11kV | CLEVIS DEAD END TERMINATION FOR 175ACSR (LYNX) WITH 2 X DOUBLE HOLED DROP PLATES (FLAGS) AND 2 X 2 HOLED LUGS | 50644 | MOSDORFER CCL SYSTEMS LTD | 226431 | N/A | N/A
Overhead Materials | Connectors - Compression (Overhead) | LUG 100CU 1XM12 | N/A | LUG 100MM HARD DRAWN CONDUCTOR WITH 2 X M12 HOLE | 50646 | CEMBRE LTD | C100D12 | N/A | N/A
Overhead Materials | Connectors - Compression (Overhead) | TEN CON 50AAAC | N/A | FULL TENSION (MID SPAN) CONNECTOR 50MM AAAC (HAZEL) | 50647 | CEMBRE LTD | DF050 | N/A | N/A
Overhead Materials | Connectors - Compression (Overhead) | NT CON 100AAAC-95FX | N/A | NON TENSION CONNECTOR 100MM AAAC / ACSR (OAK / DOG) TO 95 AL LIVE LINE LEAD, CW RECESS TO ACCEPT PVC | 50651 | CEMBRE LTD | RP100 | N/A | N/A
Overhead Materials | Connectors - Compression (Overhead) | TEN CON 150ACSR WOLF | N/A | FULL TENSION (MID SPAN) CONNECTOR 150MM ACSR (WOLF) 2 PIECE CONNECTOR | 50652 | CEMBRE LTD | RF1502T | N/A | N/A
Overhead Materials | Connectors - Compression (Overhead) | TEN CON 300AAC | N/A | FULL TENSION (MID SPAN) CONNECTOR 300MM AAC (HDA) (BUTTERFLY) | 50654 | CEMBRE LTD | AF300 | N/A | N/A
Overhead Materials | Connectors - Compression (Overhead) | TEN CON 100ACSR MONG | N/A | FULL TENSION (MID SPAN) CONNECTOR 100MM ACSR (MONGREL) 2 PIECE CONNECTOR | 50655 | CEMBRE LTD | RFT1004 | N/A | N/A
Overhead Materials | Connectors - Compression (Overhead) | TEN CON 100ACSR MONG | 11kV | FULL TENSION (MID SPAN) CONNECTOR 100MM ACSR (MONGREL) 2 PIECE CONNECTOR | 50655 | MOSDORFER CCL SYSTEMS LTD | 400471 | N/A | N/A
Overhead Materials | Connectors - Compression (Overhead) | TEN CON 75CAD CU | N/A | FULL TENSION (MID SPAN) 75MM (.1) CAD COPPER | 50658 | CEMBRE LTD | CFR075 | N/A | N/A
Overhead Materials | Connectors - Compression (Overhead) | TEN CON 50BLL &SHRD | N/A | FULL TENSION (MID SPAN) CONNECTOR 50MM BLL COMES WITH SHROUD | 50659 | CEMBRE LTD | KIT/RF040-BLX | N/A | N/A
Overhead Materials | Connectors - Compression (Overhead) | TEN CON 50-30ACSR | N/A | FULL TENSION (MID SPAN) CONNECTOR 50MM ACSR TO 30MM ACSR (RABBIT TO WEASEL) | 50663 | CEMBRE LTD |  | N/A | N/A
Overhead Materials | Connectors - Compression (Overhead) | NT BM 100AL-100CU | N/A | NON TENSION BI METAL CONNECTOR 100MM AL (HDA) (WASP) TO 100MM (.15) HARD DRAWN COPPER | 50664 | CEMBRE LTD | BMAP100-CU100 | N/A | N/A
Overhead Materials | Connectors - Compression (Overhead) | NT CON 100AL LV | N/A | NON TENSION CONNECTOR 100MM AAC (HDA) (WASP) | 50668 | CEMBRE LTD | AP100 | N/A | N/A
Overhead Materials | Connectors - Compression (Overhead) | NT CON 50ALFX-50AAAC | N/A | NON TENSION CONNECTOR 50MM AL LIVE LINE LEAD TO 50AAAC/ACSR/PILOT BAR. | 50669 | CEMBRE LTD |  | N/A | N/A
Overhead Materials | Connectors - Compression (Overhead) | NT CON 100AAAC/ACSR | N/A | NON TENSION CONNECTOR 100MM AAAC / ACSR (OAK / DOG) | 50671 | CEMBRE LTD | RP100 | N/A | N/A
Overhead Materials | Connectors - Compression (Overhead) | NT CON 200AAAC | N/A | NON TENSION CONNECTOR 200MM AAAC / 175MM ACSR (POPLAR / LYNX) | 50672 | CEMBRE LTD | DP200 | N/A | N/A
Overhead Materials | Connectors - Compression (Overhead) | NT CON 50CU | N/A | NON TENSION CONNECTOR 50MM (.075) HARD DRAWN COPPER | 50674 | CEMBRE LTD | CF050 | N/A | N/A
Overhead Materials | Connectors - Compression (Overhead) | NT BM 200AAAC-125CU | N/A | NON TENSION BI METAL CONNECTOR 200MM AAAC (POPLAR) TO 125MM (.2) HARD DRAWN COPPER | 50675 | CEMBRE LTD | BMDP200-CU125 | N/A | N/A
Overhead Materials | Connectors - Compression (Overhead) | RECON CON 50-25/16 | 11kV | SEMI TENSION RECONDUCTORING CONNECTOR USED TO PULL 25MM AAAC OR 16MM CU THROUGH WITH 50MM AAAC | 50676 | MOSDORFER CCL SYSTEMS LTD |  | N/A | N/A
Overhead Materials | Connectors - Compression (Overhead) | DISC CRMP HV 100-200AL | 11kV | NON TENSION HV 'H' CRIMP 100-200MM AAAC / ACSR TO 150-200MM AAAC / ACSR | 50677 | SICAME ELECTRICAL DEVELOPMENTS LTD | YHR750 | N/A | N/A
Overhead Materials | Connectors - Compression (Overhead) | DE SCK 50AAAC/AC &LG | 11kV | SOCKET DEAD END FOR 50MM AAAC / ACSR (HAZEL / RABBIT) WITH 2 X SLOT HOLES IN SINGLE RAKED DROP PLATE C/W BACK PLATE AND 2 HOLED LUG | 50681 | CEMBRE LTD | DESR0502M12S/30 | N/A | N/A
Overhead Materials | Connectors - Compression (Overhead) | DE SCK 50AAAC/ACSR | 11kV | SOCKET DEAD END FOR 50MM AAAC / ACSR (HAZEL / RABBIT) WITHOUT DROPPER PLATE | 50682 | CEMBRE LTD |  | N/A | N/A
Overhead Materials | Connectors - Compression (Overhead) | DE SCK 100AAAC/AC &LG | 11kV | SOCKET DEAD END FOR 100MM AAAC / ACSR (OAK / DOG) WITH 2 X SLOT HOLES IN SINGLE RAKED DROP PLATE C/W BACK PLATE AND 2 HOLED LUG | 50683 | CEMBRE LTD | DESR1002M12S/30 | N/A | N/A
Overhead Materials | Connectors - Compression (Overhead) | DE SCK 150AAAC/AC &LG | 11kV | 150MM ACSR(ASH/DINGO) WITH 2X SLOT HOLES IN SINGLE RAKED DROP PLATE C/W BACK PLATE AND 2 HOLED 185 AL LUG | 50684 | CEMBRE LTD | DESR1502M12S/30 | N/A | N/A
Overhead Materials | Connectors - Compression (Overhead) | DISC DE SCK 30ACSR | 11kV | SOCKET DEAD END FOR 30MM ACSR (WEASEL) WITH 2 X SLOT HOLES IN SINGLE RAKED DROP PLATE | 50685 | CEMBRE LTD | DES-R030 | N/A | N/A
Overhead Materials | Connectors - Compression (Overhead) | DE SCK 40ACSR | 11kV | SOCKET DEAD END FOR 40MM ACSR (FERET) WITH 2 X SLOT HOLES IN SINGLE RAKED DROP PLATE | 50686 | CEMBRE LTD | DESR0402M12S/30 | N/A | N/A
Overhead Materials | Connectors - Compression (Overhead) | DE SCK 60/75ACSR | 11kV | SOCKET DEAD END FOR 60 / 75MM ACSR (MINK / RACOON) WITH 2 X SLOT HOLES IN SINGLE RAKED DROP PLATE | 50687 | CEMBRE LTD | DES-R075 | N/A | N/A
Overhead Materials | Helical Fittings | DE CLVS 150ACSR WOLF | 11kV | CLEVIS DEAD END TERMINATION FOR 150ACSR (WOLF) WITH DOUBLE HOLED DROP PLATE (FLAG) AND 1 X 2 HOLED RAKED LUGS | 50688 | MOSDORFER CCL SYSTEMS LTD | 400182TONGUE | N/A | N/A
Overhead Materials | Helical Fittings | DE CLVS 175ACSR LYNX | 11kV | CLEVIS DEAD END TERMINATION FOR 175ACSR (LYNX) WITH DOUBLE HOLED DROP PLATE (FLAG) AND 1 X 2 HOLED RAKED LUG | 50689 | MOSDORFER CCL SYSTEMS LTD | 400276 | N/A | N/A
Overhead Materials | Helical Fittings | DE CLVS 100ACSR MONG | 11kV | CLEVIS DEAD END TERMINATION FOR 100ACSR (MONGREL) WITH DOUBLE HOLED DROP PLATE (FLAG) AND 1 X 2 HOLED RAKED LUG | 50690 | MOSDORFER CCL SYSTEMS LTD | 400346TONGUE | N/A | N/A
Overhead Materials | Connectors - Compression (Overhead) | TEN CON 175ACSR LYNX | 11kV | FULL TENSION (MID SPAN) CONNECTOR 175MM ACSR (LYNX) 2 PIECE | 50692 | CEMBRE LTD |  | N/A | N/A
Overhead Materials | Helical Fittings | T CON 200AAAC/175ACSR | 11kV | TEE CONNECTOR FOR 200AAAC / 175ACSR (POPLAR / LYNX) | 50694 | CEMBRE LTD | TD200-D12 | N/A | N/A
Overhead Materials | Steelwork | 70KN CLMP ADAPTR 100 | 11kV | 70KN CLAMP ADAPTOR 100/175 D/END | 50695 | BB PRICE LTD | BBP9626 | N/A | N/A
Overhead Materials | Steelwork | 125KN 20MM BALL END | 11kV | 125KN 20MM BALL END EYELINK | 50696 | BB PRICE LTD | BBP9544 | N/A | N/A
Overhead Materials | Helical Fittings | DE SCK 16CU | 11kV | SOCKET DEAD END FOR 16MM (.025) HARD DRAWN COPPER WITHOUT DROPPER PLATE | 50698 | CEMBRE LTD | DES-CO16 | N/A | N/A
Overhead Materials | Helical Fittings | DE SCK 32/35CU | 11kV | SOCKET DEAD END FOR 32-35MM (.05-.058) HARD DRAWN COPPER WITHOUT DROPPER PLATE | 50699 | CEMBRE LTD | DES-CO32 | N/A | N/A
Overhead Materials | Helical Fittings | DE SCK 25AAAC/ACSR | 11kV | SOCKET DEAD END FOR 25MM AAAC / ACSR (ALMOND / GOPHER) WITHOUT DROPPER PLATE | 50700 | CEMBRE LTD |  | N/A | N/A
Overhead Materials | Helical Fittings | DISC DE BALL 16CU | 11kV | BALL DEAD END FOR 16MM (.025) HARD DRAWN COPPER DISCONTINUED. SLOW MOVING STOCK REVIEW OCT 2016 | 50701 | PRYSMIAN CABLES AND SYSTEMS LTD | CGBU7565901 | N/A | N/A
Overhead Materials | Helical Fittings | DISC DE BALL 32/35CU | 11kV | BALL DEAD END FOR 32-35MM (.05-.058) HARD DRAWN COPPER DISCONTINUED. SLOW MOVING STOCK REVIEW OCT 2016 | 50702 | PRYSMIAN CABLES AND SYSTEMS LTD | CGBU7566001 | N/A | N/A
Overhead Materials | Helical Fittings | DE BALL 70CU | 11kV | BALL DEAD END FOR 70MM (.1) HARD DRAWN COPPER | 50703 | PRYSMIAN CABLES AND SYSTEMS LTD | CGBU7566101 | N/A | N/A
Overhead Materials | Helical Fittings | DE BALL 50CU | 11kV | BALL DEAD END FOR 50MM (.075) HARD DRAWN COPPER | 50704 | PRYSMIAN CABLES AND SYSTEMS LTD | CGBU7551101 | N/A | N/A
Overhead Materials | Helical Fittings | DE BALL 25AAAC/ACSR | 11kV | BALL DEAD END FOR 25MM AAAC / ACSR (ALMOND / GOPHER) | 50705 | PRYSMIAN CABLES AND SYSTEMS LTD | CGBU7515302 | N/A | N/A
Overhead Materials | Helical Fittings | DE BALL 50AAAC/ACSR | 11kV | BALL DEAD END FOR 25MM AAAC / ACSR (HAZEL / RABBIT) | 50706 | PRYSMIAN CABLES AND SYSTEMS LTD | CGBU7515305 | N/A | N/A
Overhead Materials | Helical Fittings | DE BALL 100AAAC/ACSR | 11kV | BALL DEAD END FOR 100MM AAAC / ACSR (OAK / DOG) | 50707 | CEMBRE LTD |  | N/A | N/A
Overhead Materials | Helical Fittings | DE SCK 16-22CAD CU | 11kV | SOCKET DEAD END FOR 16-22MM (.025-.035) CAD COPPER WITHOUT DROPPER PLATE | 50708 | CEMBRE LTD |  | N/A | N/A
Overhead Materials | Helical Fittings | DE SCK 38CAD CU | 11kV | SOCKET DEAD END FOR 38MM (.058) CAD COPPER WITHOUT DROPPER PLATE | 50709 | CEMBRE LTD | DES-CR3 | N/A | N/A
Overhead Materials | Helical Fittings | DE BALL 16-22CAD CU | 11kV | BALL DEAD END FOR 16-22MM (.025-.035) CAD COPPER | 50710 | CEMBRE LTD |  | N/A | N/A
Overhead Materials | Helical Fittings | DISC DE BALL 38CAD CU | 11kV | BALLDEAD END FOR 38MM (.058) CAD COPPER | 50711 | CEMBRE LTD | DEB-CR3 | N/A | N/A
Overhead Materials | ABC Fittings | ABC INS JT FULL TENS | LV | INSULATED THROUGH CONNECTOR, FULL TENSION, FOR 35SQMM ABC BICC REF: AMP SIMEL MPJT35 | 50712 | SICAME ELECTRICAL DEVELOPMENTS LTD |  | 135 | Mike Chapman
Overhead Materials | ABC Fittings | INS.THRO.CONN. 35- 2 | LV | INSULATED THROUGH CONNECTOR, REDUCED TENSION TYPE FOR 35-25SQ.MM ABC BICC REF: PSN35A25A | 50713 | SICAME ELECTRICAL DEVELOPMENTS LTD |  | 135 | Mike Chapman
Overhead Materials | ABC Fittings | INS.THRO.CONN. 50- | LV | INSULATED THROUGH CONNECTOR, REDUCED TENSION TYPE FOR 50-25SQ.MM ABC SICAME MJPT50-25 | 50714 | SICAME ELECTRICAL DEVELOPMENTS LTD |  | 135 | Mike Chapman
Overhead Materials | ABC Fittings | INS.THRO.CONN. 35- 5 | LV | INSULATED THROUGH CONNECTOR, REDUCED TENSION TYPE FOR 50-35SQ.MM ABC BICC REF: SICAME MJPT50-35 | 50715 | SICAME ELECTRICAL DEVELOPMENTS LTD |  | 135 | Mike Chapman
Overhead Materials | ABC Fittings | INS.THRO.CONN. 70- 3 | LV | INSULATED THROUGH CONNECTOR, REDUCED TENSION TYPE FOR 70-35SQ.MM ABC BICC REF: SICAME MJPT70-35 | 50717 | SICAME ELECTRICAL DEVELOPMENTS LTD |  | 135 | Mike Chapman
Overhead Materials | ABC Fittings | INS.THRO.CONN. 70- 5 | LV | INSULATED THROUGH CONNECTOR, REDUCED TENSION TYPE FOR 70-50SQ.MM ABC SICAME MJPT70-50 | 50718 | SICAME ELECTRICAL DEVELOPMENTS LTD |  | 135 | Mike Chapman
Overhead Materials | ABC Fittings | INS.THRO.CONN. 95- 3 | LV | INSULATED THROUGH CONNECTOR, REDUCED TENSION TYPE FOR 95-35SQ.MM ABC BICC REF: SICAME MJPT95-35 | 50719 | SICAME ELECTRICAL DEVELOPMENTS LTD |  | 135 | Mike Chapman
Overhead Materials | ABC Fittings | INS.THRO.CONN. 95- 7 | LV | INSULATED THROUGH CONNECTOR, REDUCED TENSION TYPE FOR 95-70SQ.MM ABC BICC REF: SICAME MJPT95-70 | 50721 | SICAME ELECTRICAL DEVELOPMENTS LTD |  | 135 | Mike Chapman
Overhead Materials | ABC Fittings | ABC INS JT FULL TENS | LV | ABC INS JT FULL TENSION 70MM -70MM | 50724 | SICAME ELECTRICAL DEVELOPMENTS LTD | MJPT70 | 135 | Mike Chapman
Overhead Materials | ABC Fittings | LUG BI-METAL 35MM A | LV | PRE-INSULATED BI-METAL LUG (COPPER PALM) FOR 35SQMM ABC REF: CPTAU35 | 50725 | SICAME ELECTRICAL DEVELOPMENTS LTD | ABCCPT2AU35 | 135 | Mike Chapman
Overhead Materials | Connectors - Compression (Overhead) | LL PIN 95ALFX | N/A | LIVE LINE PIN FOR USE WITH 95MM ALUMINIUM LIVE LINE LEAD, CW A RECESSED HOLE TO ACCEPT PVC | 50728 | CEMBRE LTD | R100-C12H/30 | N/A | N/A
Overhead Materials | Connectors - Compression (Overhead) | LL PIN 70CUFX | N/A | LIVE LINE PIN FOR USE WITH 70MM COPPER LIVE LINE LEAD, CW A RECESSED HOLE TO ACCEPT PVC | 50729 | CEMBRE LTD | C070-C12H/30 | N/A | N/A
Overhead Materials | Connectors - Compression (Overhead) | LL PIN 35CUFX | N/A | LIVE LINE PIN FOR USE WITH 35MM COPPER LIVE LINE LEAD, CW A RECESSED HOLE TO ACCEPT PVC | 50730 | CEMBRE LTD | C035-C10.5H/30 | N/A | N/A
Overhead Materials | Connectors - Compression (Overhead) | LUG LL 50ALFX 1XM12 | N/A | LIVE LINE PIN FOR USE WITH 50MM ALUMINIUM LIVE LINE LEAD, CW A RECESSED HOLE TO ACCEPT PVC | 50731 | CEMBRE LTD | A050S10SM | N/A | N/A
Overhead Materials | Connectors - Compression (Overhead) | LUG EARTH LD 50ALFX | N/A | ALUMINIUM EARTH LEAD LUG, CW RECESS TO ACCEPT PVC | 50732 | CEMBRE LTD | R050-S12H | N/A | N/A
Overhead Materials | Connectors - Compression (Overhead) | LL PIN 50ALFX | N/A | LIVE LINE PIN FOR USE WITH 50MM ALUMINIUM LIVE LINE LEAD, CW A RECESSED HOLE TO ACCEPT PVC | 50733 | CEMBRE LTD | A050-C10.5H/15 | N/A | N/A
Overhead Materials | Connectors - Compression (Overhead) | LL BAIL 32-35CU | 11kV | COPPER LIVE LINE ELBOW BAIL FITTED WITH COMPRESSION CONNECTORS TO ATTACHED TO 32-35MM CU OH LINE | 50737 | SICAME ELECTRICAL DEVELOPMENTS LTD | YU032CKIR | N/A | N/A
Overhead Materials | Connectors - Compression (Overhead) | LL BAIL 100AAAC | 11kV | ALUMINIUM LIVE LINE ELBOW BAIL FITTED WITH COMPRESSION CONNECTORS TO ATTACHED TO 100MM AAAC / ACSR OH LINE | 50738 | SICAME ELECTRICAL DEVELOPMENTS LTD | YU100RLKIR | N/A | N/A
Overhead Materials | Connectors - Compression (Overhead) | LL BAIL 50AAAC | 11kV | ALUMINIUM LIVE LINE ELBOW BAIL FITTED WITH COMPRESSION CONNECTORS TO ATTACHED TO 100MM AAAC / ACSR OH LINE | 50739 | SICAME ELECTRICAL DEVELOPMENTS LTD | YU050RLKIR | N/A | N/A
Overhead Materials | Connectors - Compression (Overhead) | MECH LINE TAP 100CU | LV | MECHANICAL LINE TAP CONNECTOR 100MM HARD DRAWN COPPER | 50740 | MOSDORFER CCL SYSTEMS LTD | 290032 | N/A | N/A
Overhead Materials | Connectors - Compression (Overhead) | WTAP BAIL 25-50ACSR | 11kV | WEDGE TAP BAIL FOR USE ON 25MM TO 50MM ACSR | 50741 | PRYSMIAN CABLES AND SYSTEMS LTD | CGBU7028401 | N/A | N/A
Overhead Materials | Connectors - Compression (Overhead) | WTAP BAIL 60-100ACSR | 11kV | WEDGE TAP BAIL FOR USE ON 60MM - 100MM ACSR | 50742 | PRYSMIAN CABLES AND SYSTEMS LTD | CGBU7028402 | N/A | N/A
Overhead Materials | Connectors - Compression (Overhead) | WTAP BAIL 150ACSR | 11kV | WEDGE TAP BAIL FOR USE ON 150MM ACSR | 50743 | PRYSMIAN CABLES AND SYSTEMS LTD | CGBU7027801 | N/A | N/A
Overhead Materials | Connectors - Compression (Overhead) | WTAP BAIL 16CU | 11kV | WEDGE TAP BAIL FOR USE ON 16MM HDC | 50744 | PRYSMIAN CABLES AND SYSTEMS LTD | CGBU7028101 | N/A | N/A
Overhead Materials | Connectors - Compression (Overhead) | WTAP BAIL 70CU | 11kV | WEDGE TAP BAIL FOR USE ON 70MM HDC | 50745 | PRYSMIAN CABLES AND SYSTEMS LTD | CGBU7028103 | N/A | N/A
Overhead Materials | Connectors - Compression (Overhead) | WTAP BAIL 32CU | 11kV | WEDGE TAP BAIL FOR USE ON 32MM HDC | 50746 | PRYSMIAN CABLES AND SYSTEMS LTD | CGBU7028102 | N/A | N/A
Overhead Materials | Conectors - Mechanical (Overhead) | WTAP CON 25-100ACSR | 11kV | WEDGE TAP CONNECTOR FOR USE ON ACSR CONDUCTORS MIN INDIVIVIDUAL CONDUCTOR DIAMETER 5.67MM, MAX INDIVIDUAL CONDUCTOR DIAMETER 14.73MM, WITH A COMBINED DIAMETER OFBOTH CONDUCTORS OF BETWEEN | 50752 | PRYSMIAN CABLES AND SYSTEMS LTD | CGBU7028601 | N/A | N/A
Overhead Materials | Conectors - Mechanical (Overhead) | WTAP CON 50-100ACSR | 11kV | WEDGE TAP CONNECTOR FOR USE ON ACSR CONDUCTORS MIN INDIVIVIDUAL CONDUCTOR DIAMETER 7.28MM, MAX INDIVIDUAL CONDUCTOR DIAMETER 14.73MM, WITH A COMBINED DIAMETER OFBOTH CONDUCTORS OF BETWEEN | 50753 | PRYSMIAN CABLES AND SYSTEMS LTD | CGBU7028602 | N/A | N/A
Overhead Materials | Conectors - Mechanical (Overhead) | WTAP CON 70-100ACSR | 11kV | WEDGE TAP CONNECTOR FOR USE ON ACSR CONDUCTORS MIN INDIVIVIDUAL CONDUCTOR DIAMETER 11.07MM, MAX INDIVIDUALCONDUCTOR DIAMETER 14.73MM, WITH A COMBINED DIAMETER OFBOTH CONDUCTORS OF BETWEEN | 50754 | PRYSMIAN CABLES AND SYSTEMS LTD | CGBU7028603 | N/A | N/A
Overhead Materials | Conectors - Mechanical (Overhead) | WTAP CON 30-50ACSR | 11kV | WEDGE TAP CONNECTOR FOR USE ON ACSR CONDUCTORS MIN INDIVIVIDUAL CONDUCTOR DIAMETER 5.14MM, MAX INDIVIDUAL CONDUCTOR DIAMETER 10.16MM, WITH A COMBINED DIAMETER OFBOTH CONDUCTORS OF BETWEEN | 50755 | PRYSMIAN CABLES AND SYSTEMS LTD | CGBU7028302 | N/A | N/A
Overhead Materials | Conectors - Mechanical (Overhead) | WTAP CON 25-30ACSR | 11kV | WEDGE TAP CONNECTOR FOR USE ON ACSR CONDUCTORS MIN INDIVIVIDUAL CONDUCTOR DIAMETER 4.8MM, MAX INDIVIDUAL CONDUCTOR DIAMETER 10.16MM, WITH A COMBINED DIAMETER OFBOTH CONDUCTORS OF BETWEEN | 50756 | PRYSMIAN CABLES AND SYSTEMS LTD | CGBU7028301 | N/A | N/A
Overhead Materials | Conectors - Mechanical (Overhead) | WTAP CON 25ACSR | 11kV | WEDGE TAP CONNECTOR FOR USE ON ACSR CONDUCTORS MIN INDIVIVIDUAL CONDUCTOR DIAMETER 4.8MM, MAX INDIVIDUAL CONDUCTOR DIAMETER 7.19MM, WITH A COMBINED DIAMETER OF BOTH CONDUCTORS OF BETWEEN | 50757 | PRYSMIAN CABLES AND SYSTEMS LTD | CGBU7028303 | N/A | N/A
Overhead Materials | Conectors - Mechanical (Overhead) | WTAP CON 100-150ACSR | 11kV | WEDGE TAP CONNECTOR FOR USE ON ACSR CONDUCTORS MIN INDIVIVIDUAL CONDUCTOR DIAMETER 12.1MM, MAX INDIVIDUAL CONDUCTOR DIAMETER 21MM, WITH A COMBINED DIAMETER OF BOTH CONDUCTORS OF BETWEEN | 50758 | PRYSMIAN CABLES AND SYSTEMS LTD | CGBU7027005 | N/A | N/A
Overhead Materials | Conectors - Mechanical (Overhead) | WTAP CON 50-150ACSR | 11kV | WEDGE TAP CONNECTOR FOR USE ON ACSR CONDUCTORS MIN INDIVIVIDUAL CONDUCTOR DIAMETER 9.9MM, MAX INDIVIDUAL CONDUCTOR DIAMETER 17.1MM, WITH A COMBINED DIAMETER OF BOTH CONDUCTORS OF BETWEEN | 50759 | PRYSMIAN CABLES AND SYSTEMS LTD | CGBU7027001 | N/A | N/A
Overhead Materials | Helical Fittings | REPAIR SLEEVE 50MM | 11kV | OVERHEAD LINE PREFORMED REPAIR SLEEVE FOR 50MM ACSR CONDUCTOR (RABBIT) REF: RS5303101R | 50761 | PREFORMED LINE PRODUCTS (GB) LTD | RS 5303101R | 138 | Mike Chapman
Overhead Materials | Helical Fittings | REPAIR SLEEVE 0.05 H | 11kV | OVERHEAD LINE PREFORMED REPAIR SLEEVE FOR 0.05 HDC 8.05MM DIA. REF: LSDB 2707018R | 50765 | PREFORMED LINE PRODUCTS (GB) LTD | LSDB 2707018R | 138 | Mike Chapman
Overhead Materials | Steelwork | WALL BRACKET OFF-SET | LV | OFF SET BRACKET EMEB/E333 VERSION D EME REF 2902000 | 50769 | BB PRICE LTD |  | N/A | N/A
Overhead Materials | Steelwork | WALL BRACKET CORNER | LV | CORNER WALL BRACKET EMEB/E332 EME REF 2902010 | 50770 | BB PRICE LTD |  | N/A | N/A
Overhead Materials | Steelwork | WALL BRACKET FACE E3 | LV | FACE WALL BRACKET EME E330 EME REF 2902030 | 50772 | BB PRICE LTD |  | N/A | N/A
Overhead Materials | Steelwork | HOUSE SERV WALL BKT | LV | HOUSE WALL BRACKET SHORT M37 | 50773 | BB PRICE LTD |  | N/A | N/A
Overhead Materials | Steelwork | ROLLER SUSP CLAMP 35 | LV | ROLLER SUSPENSION CLAMP 35/95MMSQ RANGE TAKING BICC REF: MOSDORFER 5170.1 | 50777 | MOSDORFER CCL SYSTEMS LTD | 5170.04UK | 135 | Mike Chapman
Overhead Materials | ABC Fittings | CLAMP INSERT 2C ABC | LV | RUBBER INSERT (LIGHT DUTY) FOR 2 CORE 25/35SQ.MM. ABC. | 50780 | SICAME ELECTRICAL DEVELOPMENTS LTD | ABFPS27-2RI | 135 | Mike Chapman
Overhead Materials | ABC Fittings | ANCHOR CLAMP 2C ABC | LV | ANCHOR CLAMP FOR 2 CORE 25/35SQ.MM. ABC. | 50784 | MOSDORFER CCL SYSTEMS LTD |  | 135 | Mike Chapman
Overhead Materials | ABC Fittings | ANCHOR CLAMP 4C ABC | LV | 4 CORE ABC ANCHOR CLAMP MOSDORFER REF: 5005/4 | 50785 | MOSDORFER CCL SYSTEMS LTD | 5005/4UK | 135 | Mike Chapman
Overhead Materials | ABC Fittings | CLEAT STANDOFF 50MM | N/A | STANDOFF WALL CLEAT INCLUDING CLIP. 50MM CLEARANCE. FOR 4 X 25/95 SQ.MM. CABLE. L700 ABC STAND-OFF 50MM CLEARANCE | 50786 | ELLIS PATENTS LTD | 115-050B | N/A | N/A
Overhead Materials | ABC Fittings | CLEAT STANDOFF 10MM | N/A | STANDOFF WALL CLEAT INCLUDING CLIP. 10MM CLEARANCE. FOR 4 X 25/95SQ.MM. CABLE. L700 ABC STAND-OFF 10MM CLEARANCE | 50787 | ELLIS PATENTS LTD | 115-010B | N/A | N/A
Overhead Materials | ABC Fittings | CLEAT STANDOFF 100MM | N/A | STAND-OFF WALL CLEATS, C/W CLIPS,100MM CLEARANCE, FOR 4 X 25/95 SQ.MM. CABLE. L700 ABC STAND-OFF 100MM CLEARANCE | 50788 | ELLIS PATENTS LTD | 115-100B | N/A | N/A
Overhead Materials | ABC Fittings | TWO BOLT TRANSITION | LV | TRANSITION CONNECTOR, ABC, ALUMINIUM CONDUCTORS, BICC REF: SICAME NTD301EF | 50793 | SICAME ELECTRICAL DEVELOPMENTS LTD |  | 135 | Mike Chapman
Overhead Materials | ABC Fittings | TWO BOLT TRANSITION | LV | TWO BOLT TRANSITION IPC <(><<)>150MM ABC/OPEN WIRE | 50795 | SICAME ELECTRICAL DEVELOPMENTS LTD |  | 135 | Mike Chapman
Overhead Materials | ABC Fittings | PUSH ON END CAPS 16- | LV | PUSH ON END CAP 16-95MM MOSDORFER REF.5233/1 | 50796 | MOSDORFER CCL SYSTEMS LTD | 5233/1 | 135 | Mike Chapman
Overhead Materials | ABC Fittings | WEAK LINK FOR INTERM | LV | WEAK LINK RATED AT 7.5/8KN BICC REF: MOSDORFER 5094 | 50797 | MOSDORFER CCL SYSTEMS LTD |  | 135 | Mike Chapman
Overhead Materials | ABC Fittings | 35ABC HOOKBOLT & KP | LV | M16 HOOK BOLT & KEEPER PLATE, TO BE USED TO TERMINATE 335ABC ONLY | 50798 | BB PRICE LTD |  | N/A | N/A
Underground Materials | Pipes, Ducts and Valves | 38MM PLASTIC CONDUIT | N/A | CONDUIT PLASTIC ROUND 38MM X 3MTR | 50799 | EDMUNDSON ELECTRICAL LIMITED |  | N/A | N/A
Underground Materials | Pipes, Ducts and Valves | 50MM PLASTIC CONDUIT | N/A | CONDUIT PLASTIC ROUND 50MMX3MTR | 50802 | EDMUNDSON ELECTRICAL LIMITED |  | N/A | N/A
Underground Materials | Pipes, Ducts and Valves | 50MM PLASTIC SADDLE | N/A | SADDLE PLASTIC CONDUIT 50MM | 50803 | EDMUNDSON ELECTRICAL LIMITED |  | N/A | N/A
Underground Materials | Pipes, Ducts and Valves | 25MM PLASTIC CONDUIT | N/A | CONDUIT PLASTIC ROUND 25MM X 3MTR | 50804 | EDMUNDSON ELECTRICAL LIMITED |  | N/A | N/A
Underground Materials | Pipes, Ducts and Valves | 25MM PLASTIC SADDLE | N/A | SADDLE PLASTIC CONDUIT 25MM | 50805 | EDMUNDSON ELECTRICAL LIMITED |  | N/A | N/A
Underground Materials | Pipes, Ducts and Valves | COUPLNG-BLK-PLASTIC | N/A | COUPLNG BLACK PLASTIC 25MM | 50806 | EDMUNDSON ELECTRICAL LIMITED |  | N/A | N/A
Underground Materials | Pipes, Ducts and Valves | 25MM INSPECTION BEND | N/A | 25MM INSPECTION BEND BLACK EGA | 50807 | EDMUNDSON ELECTRICAL LIMITED |  | N/A | N/A
Underground Materials | Pipes, Ducts and Valves | FLEX CONDUIT 42MM | N/A | PVC FLEXIBLE SPLIT CONDUIT ID 32.3MM , OD 41.7MM BLACK ON 25M COILS | 50810 | EDMUNDSON ELECTRICAL LIMITED |  | N/A | N/A
Cables | Multi Pair and Multi Core Cables | 61 PAIR UP TO 5KV TE | LV | 61 PAIR TELEPHONE CABLE CONDUCTORS OF HIGH CONDUCTIVITY PLAIN COPPER WIRE 0.8MM. PVC INSULATED PVC SHEATHED, SWA AND PVC SHEATHED OVERALL. TO SPECIFICATION EATS 09-6 ISSUE 6 SEC | 50814 | TRATOS LIMITED |  | 78 | Richard Summers
Cables | Multi Pair and Multi Core Cables | 61 PAIR UP TO 5KV TE | LV | 61 PAIR TELEPHONE CABLE CONDUCTORS OF HIGH CONDUCTIVITY PLAIN COPPER WIRE 0.8MM. PVC INSULATED PVC SHEATHED, SWA AND PVC SHEATHED OVERALL. TO SPECIFICATION EATS 09-6 ISSUE 6 SEC | 50814 | TELE-FONIKA KABLE GROUP | G-013886 | 78 | Richard Summers
Transformers | Transformer Repairs & Accessories | PENTAHEAD WRENCH PW2 | N/A | PENTAHEAD WRENCH PW2 / PADMOUNT KEY. | 50817 | TW ENGINEERING CO LTD | PW-2 | N/A | N/A
Switchgear | Switchgear Accessories | DISC PERMALI DRIVE BAR FO | Discontinued | PERMALI DRIVE BAR FOR YSE TYKE1 RMU | 50824 | ALW GROUP (UK) LIMITED |  | Discontinued | N/A
Switchgear | Switchgear Accessories | HV DRY TYPE CBL BOX- | 11kV | HV CABLE BOX DRY TYPE, DIST TX C/W FLANGE GASKET | 50829 | ALW GROUP (UK) LIMITED |  | N/A | N/A
Overhead Materials | Steelwork | 36KV CAT 0 ABSD ML | 11kV | 36KV 630A CAT 0 SE (10KA, 570MVA) 400A BREAK 3PH HOOKSTICK OPERATED UNDERSLUNG ABSD SUPPLIED WITH MOUNTING STEELWORK BY MORRIS LINE | 50834 | MORRIS LINE ENGINEERING |  | 10 | Mike Chapman
Switchgear | Switchgear Accessories | RL27 EARTH STRAP | 11kV | RL27 EARTH STRAP BB PRICE REF NO M483/079 | 50842 | BB PRICE LTD |  | N/A | N/A
Switchgear | Switchgear Accessories | DISC LEAD VT 110V 4M FOR | Discontinued | VT LEADS FOR 500VA TRANSFORMER USED FOR AUXILIARY SUPPLY TO POLE MOUNTED RECLOSERS | 50856 | ALW GROUP (UK) LIMITED |  | Discontinued | N/A
Switchgear | Switchgear Accessories | AE/TEC/ESVL ELECT.SW | N/A | AE/TEC/ESVL ELECTRICAL SWITCH CLEANER LUBRICANT 500ML AEROSOL. CO PROPELLANT CODE NO.SWITCH CLEANER AND LUBRICANT | 50899 | TOOLOUT LTD T/A JOINTING TECHNOLOGIES |  | N/A | N/A
Transformers | 11KV Pole Mounted (New) | 100KVA DUAL RATIO PA | 11kV | 100KVA THREE PHASE RADIAL PADMOUNT TRANSFORMER DUAL RATIO 11/6.6KV TO ECO LOSSES AND BELOW 3% IMPEDANCE | 50914 | CG POWER SYSTEMS IRELAND LTD |  | 5 | Andrew Reynolds
Switchgear | Switchgear Accessories | DISC LID SCHNEIDER RMAST2 | Discontinued | REPLACEMENT COVER WITH CUT-OUTS FOR SCHNEIDER RINGMASTER 2. | 50984 | ALW GROUP (UK) LIMITED |  | Discontinued | N/A
Overhead Materials | Connectors - Compression (Overhead) | NT CON 300AAAC UPAS | 11kV | NON TENSION CONNECTOR 300MM AAAC (UPAS) | 50997 | MOSDORFER CCL SYSTEMS LTD | 226309 | N/A | N/A
Overhead Materials | Connectors - Compression (Overhead) | NT BM 150AAAC-125CU | N/A | NON TENSION BI METAL CONNECTOR 150MM AAAC / ACSR TO 125MM (.2) HARD DRAWN COPPER | 51001 | CEMBRE LTD | BMRP150-CU125 | N/A | N/A
Overhead Materials | Steelwork | SOCKET CLEVIS(MFL125 | 11kV | SOCKET CLEVIS (MFL125KN) M510 | 51010 | BB PRICE LTD | BBP9574 | N/A | N/A
Overhead Materials | Connectors - Compression (Overhead) | TEN CON 200AAAC | N/A | FULL TENSION (MID SPAN) CONNECTOR 200MM AAAC (POPLAR) | 51018 | CEMBRE LTD | DF200 | N/A | N/A
Overhead Materials | Connectors - Compression (Overhead) | TEN CON 300AAAC UPAS | 11kV | FULL TENSION (MID SPAN) CONNECTOR 300MM AAAC (UPAS) | 51019 | MOSDORFER CCL SYSTEMS LTD |  | N/A | N/A
Overhead Materials | Connectors - Compression (Overhead) | TEN CON 70ACSR HORSE | 11kV | FULL TENSION (MID SPAN) CONNECTOR 70MM ACSR (HORSE) 2 PIECE | 51020 | MOSDORFER CCL SYSTEMS LTD | 226060 | N/A | N/A
Overhead Materials | Wood Blocks and Planks | 66KV CABLE BACKBOARD | 66kV | 66KV CABLE BACKBOARD 3500 X 400 X 50 | 51024 | SCANPOLE BBH LTD |  | 129 | Mike Chapman
Overhead Materials | Wood Blocks and Planks | 66KV CABLE BACKBOARD | 66kV | 66KV CABLE BACKBOARD 3500 X 400 X 50 | 51024 | POWER POLES LTD |  | 129 | Mike Chapman
Overhead Materials | Wood Blocks and Planks | 66KV CABLE BACKBOARD | 66kV | 66KV CABLE BACKBOARD 3500 X 400 X 50 | 51024 | CALDERS & GRANDIDGE |  | 129 | Mike Chapman
Overhead Materials | Steelwork | 125KN 20MM SOCKET TO | 11kV | 125KN 20MM SOCKET TONGUE (M24) | 51026 | BB PRICE LTD | BBP9587 | N/A | N/A
Underground Materials | Heat-shrink | REPAIR SLEEVE 150MMM | N/A | REPAIR SLEEVE 150MM ACSR FITTING COLOUR CODE BLACK CONDUCTOR WOLF PLP REF RS 5303185R | 51028 | PREFORMED LINE PRODUCTS (GB) LTD | RS 5303185R | 138 | Mike Chapman
Overhead Materials | Connectors - Compression (Overhead) | LUG BM 300AAAC 1XM12 | N/A | BI METAL LUGFOR 300AAAC (UPAS) WITH 1 X M12 HOLE | 51029 | CEMBRE LTD | BMD300S-M20 | N/A | N/A
Overhead Materials | Connectors - Compression (Overhead) | LUG 70ACSR 2XM12 | N/A | LUG FOR 70ACSR (HORSE), WITH 2 X M12 HOLES | 51033 | CEMBRE LTD | R070S-2M16-51 | N/A | N/A
Overhead Materials | Connectors - Compression (Overhead) | DE CLVS 100ACSR 2XFLG | 11kV | CLEVIS DEAD END TERMINATION FOR 100ACSR (MONGREL) WITH 2 X DOUBLE HOLED DROP PLATES (FLAGS) AND 2 X 2 HOLED LUGS | 51034 | MOSDORFER CCL SYSTEMS LTD |  | N/A | N/A
Overhead Materials | Connectors - Compression (Overhead) | DE CLVS 70ACSR 2XFLG | 11kV | CLEVIS DEAD END TERMINATION FOR 70ACSR (HORSE) WITH 2 X DOUBLE HOLED DROP PLATES (FLAGS) AND 2 X 2 HOLED LUGS | 51035 | MOSDORFER CCL SYSTEMS LTD |  | N/A | N/A
Overhead Materials | Connectors - Compression (Overhead) | TEN CON .15 CAD CU | 11kV | FULL TENSION (MID SPAN) CONNECTOR 115MM (.15) CAD COPPER | 51036 | MOSDORFER CCL SYSTEMS LTD |  | N/A | N/A
Overhead Materials | Connectors - Compression (Overhead) | AL BARE OH COND-300S | 11kV | AL BARE OH COND-300SQMM-UPAS TO BE SUPPLIED ON 500 METER DRUMS TO BE HELD IN OUR EMERGENCY STORES AS PER OUR MIKE CHAPMAN | 51038 | CABELTE - CABOS ELECTRICOS E TELEFONICOS |  | 85 | Mike Chapman
Overhead Materials | Helical Fittings | SIDE TIE 175MM ACSR | 11kV | SIDE TIE 175MM ACSR / 200MM AAAC BARE FITTING COLOUR CODE RED INSULATOR NECK 120MM CONDUCTOR LYNX POPLAR GFST5081436RP | 51041 | PREFORMED LINE PRODUCTS (GB) LTD | GFST5081436RP | 138 | Mike Chapman
Overhead Materials | Helical Fittings | LV INTER / ANGLE TIE | lV | LV INTER / ANGLE TIE 70MM(.1)CU PVC FITTING COLOUR CODE YELLOW LVT5723877RN | 51043 | PREFORMED LINE PRODUCTS (GB) LTD | LVT 5723877RN | 138 | Mike Chapman
Overhead Materials | Helical Fittings | DISC DE UNI 50AAAC 2XLG | 11kV | UNITERM DEAD END TENSION CONNECTOR 50AAAC (HAZEL) CW 2 DROP PLATES AND 2 LUGS | 51044 | MOSDORFER CCL SYSTEMS LTD |  | N/A | N/A
Building Services & Products | Building & Site Maintenance | PADLOCK1.25 INCH HV NO. | N/A | PADLOCK - STANDARD OPERATIONAL LOCK - LOWE AND FLETCHER NO. 5, 1. 25 BODY, LONG THIN SHACKLE, NO KEY. L<(>&<)>F CODE 2502-5100 | 51072 | LOWE & FLETCHER LTD | 2502-5100 | N/A | N/A
Building Services & Products | Building & Site Maintenance | PADLOCK1.5 INCH NO KEY | N/A | PADLOCK - STANDARD OPERATIONAL LOCK - LOWE AND FLETCHER NO. 5, 1. 50 BODY, THICK SHACKLE, NO KEY. L<(>&<)>F CODE 2503-5100 | 51073 | LOWE & FLETCHER LTD | 2503-5100 | N/A | N/A
Building Services & Products | Building & Site Maintenance | PADLOCK L1 PL330/25 PT554 | N/A | ABLOY PL330/25 PROTEC RUBY LEVEL PADLOCK BODY 48MM WIDE CHROME PLATED BRASS 25MM X 8MM THICK STAINLESS STEEL SHACKLE PADLOCK TO BE MASTER KEYED SUPPLIED WITHOUT KEYS PADLOCK TO BE STAMPED | 51074 | ABLOY UK | PL330/25-PT-MK | N/A | N/A
Building Services & Products | Building & Site Maintenance | PADLOCK L2 PL330/25 PT554 | N/A | ABLOY PL330/25 PROTEC RUBY LEVEL PADLOCK BODY 48MM WIDE CHROME PLATED BRASS 25MM X 8MM THICK STAINLESS STEEL SHACKLE PADLOCK TO BE MASTER KEYED SUPPLIED WITHOUT KEYS PADLOCK TO BE STAMPED | 51075 | ABLOY UK | PL330/25-PT-MK | N/A | N/A
Building Services & Products | Building & Site Maintenance | CYLINDER LOCK L2 CY4 | N/A | ABLOY CY404 PROTEC RUBY LEVEL SCREW IN CYLINDER LOCK. LOCK TO BE MASTER KEYED SUPPLIED WITHOUT KEYS LOCK TO BE STAMPED ON FACE SECURITY LEVEL L2 . CY404-PT-SC-MK | 51080 | ABLOY UK | CY404-PT-SC-MK | N/A | N/A
Building Services & Products | Building & Site Maintenance | CYLINDER LOCK L2 CY4 | N/A | ABLOY CY405 PROTEC RUBY LEVEL RIM CYLINDER LOCK. LOCK TO BE MASTER KEYED SUPPLIED WITHOUT KEYS LOCK TO BE STAMPED ON FACE SECURITY LEVEL L2 . CY405-PT-SC-MK | 51081 | ABLOY UK | CY405-PT-SC-MK | N/A | N/A
Building Services & Products | Building & Site Maintenance | CYLINDER LOCK L2 CY3 | N/A | ABLOY CY305 PROTEC RUBY LEVEL EURO/TURN CYLINDER LOCK LOCK TO BE MASTER KEYED SUPPLIED WITHOUT KEYS LOCK TO BE STAMPED ON FACE SECURITY LEVEL L2 . CY328-PT-SC-MK | 51082 | ABLOY UK | CY328-PT-SC-MK | N/A | N/A
Building Services & Products | Building & Site Maintenance | CYLINDER LOCK L2 CY3 | N/A | ABLOY CY312 PROTEC RUBY LEVEL UK OVAL/TURN CYLINDER LOCK LOCK TO BE MASTER KEYED SUPPLIED WITHOUT KEYS LOCK TO BE STAMPED ON FACE SECURITY LEVEL L2 . CY312-PT-SC-MK | 51083 | ABLOY UK | CY312-PT-SC-MK | N/A | N/A
Building Services & Products | Building & Site Maintenance | P/LOCK-2.75IN BS-B&G | N/A | C150LBS (38MM/1 1/2 ) PADLOCK - STA-LOK LOGO 4.54 454.00 TO PASS, STAMPED: 111, 20 KEYS ONLY 70MM BRASS SHACKLE | 51107 | B&G LOCK & TOOL CO LIMITED |  | N/A | N/A
Building Services & Products | Building & Site Maintenance | CON. PL340/25 PROTEC PT554 | N/A | CONSUMER PADLOCK ABLOY PL340/25 PROTEC RUBY LEVEL PADLOCK BODY 57MM WIDE HARDENED STEEL. 25MM X 10MM THICK BORON STEEL SHACKLE PADLOCK TO BE MASTER KEYED SUPPLIED WITH 5 KEYS. PADLOCK TO BE | 51119 | ABLOY UK | PLC340/25-PT-MK | N/A | N/A
Building Services & Products | Building & Site Maintenance | CON. CY305 PROTEC EU | N/A | CONSUMER CYLINDER LOCK ABLOY CON CY305 PROTEC RUBY LEVEL EURO/TURN CYLINDER LOCK. TO BE MASTER KEYED SUPPLIED WITH 3 KEYS. MARKED CON/**** ON FRONT FACE OF THE CYLINDER. | 51121 | ABLOY UK | CY328-PT-MK | N/A | N/A
Building Services & Products | Building & Site Maintenance | CON. CY405 PROTEC RI | N/A | CONSUMER CYLINDER LOCK ABLOY CON CY405 PROTEC RUBY LEVEL RIM CYLINDER LOCK. TO BE MASTER KEYED SUPPLIED WITH 3 KEYS. MARKED CON/**** ON FRONT FACE OF THE CYLINDER. | 51123 | ABLOY UK | CY405-PT-SC-MK | N/A | N/A
Building Services & Products | Building & Site Maintenance | UNIQUE OP LOCK - SMA | N/A | UNIQUE OPERATIONAL LOCK - SMALL. YALE TYPE 110 BRASS PADLOCK, 30MM WIDE, STEEL SHACKLE, COMPLETE WITH ONE UNIQUE KEY, YALE REFERENCE YE1/30/115/1 | 51129 | ABLOY UK | YE1/30/115/1 | N/A | N/A
Building Services & Products | Building & Site Maintenance | UNIQUE OP LOCK - MED | N/A | UNIQUE OPERATIONAL LOCK - MEDIUM. YALE TYPE 730 BRASS PADLOCK, 35MM WIDE, STEEL SHACKLE, COMPLETE WITH ONE UNIQUE KEY, YALE REFERENCE 730 690730008024 | 51130 | ABLOY UK | 690730008024 | N/A | N/A
Building Services & Products | Building & Site Maintenance | UNIQUE OP LOCK - LAR | N/A | UNIQUE OPERATIONAL LOCK - LARGE. YALE TYPE 750 BRASS PADLOCK, 50MM WIDE, STEEL SHACKLE, COMPLETE WITH ONE UNIQUE KEY, YALE REFERENCE 750 690750008024 | 51131 | ABLOY UK | 690750008024 | N/A | N/A
Plant Accessories | Enclosures ie Substation & GRP Fence Panels etc | GRP SUB STN GRATING | N/A | GRP OPEN MESH GRATING PANELS WITH QUARTZ GRITTED TOP SURFACE. PANEL SIZE 945 X 695MM X 50MM THICK COLOUR GREY. CAN BE CUT FROM LARGER SHEETS TO OUR REQUIRED SIZE. (PER KEITH NUTTER 19/5/2011) | 51132 | TW ENGINEERING CO LTD |  | N/A | N/A
Common Engineering Materials | Earthing Equipment | COPPER TAPE SD 25x3 | All voltages | 25 X 3MM COPPER TAPE HIGH CONDUCTIVITY, SOFT DRAWN ANNEALED COPPER AS PER WPD SPECIFICATION 132 JULY 2015. TO BE SUPPLIED IN 25M COILS TO BE EMBOSSED "PROPERTY OF WESTERN POWER DISTRIBUTION". | 51154 | AN WALLIS & CO LTD | TC253/25WPD | 132 | Graham Brewster
Common Engineering Materials | Earthing Equipment | COPPER TAPE SD 50X6 | All voltages | 50 X 6 MM COPPER TAPE HIGH CONDUCTIVITY, SOFT DRAWN ANNEALED COPPER AS PER WPD SPECIFICATION 132 JULY 2015. TO BE SUPPLIED IN 10 M COILS TO BE EMBOSSED "PROPERTY OF WESTERN POWER DISTRIBUTION". | 51156 | AN WALLIS & CO LTD | TC506/10WPD | 132 | Graham Brewster
Common Engineering Materials | Tapes | 50MM X 6MM ALUMINIUM | All voltages | WALLIS PART NO. TA506 50MM X 6MM ALUMINIUM TAPE ON 25M COILS TO BE STAMPED WITH PROPERTY OF CENTRAL NETWORKS' | 51161 | AN WALLIS & CO LTD | TA506 | 132 | Graham Brewster
Common Engineering Materials | Cable Accessories | BICON JOINTING PASTE | N/A | BICON JOINTING PASTE X 225ML FOR USE BETWEEN TAPE, WASHER <(>&<)> CAPPING. GUARDIAN PART NO: BJP01. | 51163 | ALCOMET LTD |  | 132 | Graham Brewster
Underground Materials | Pipes, Ducts and Valves | 50MM X 6MM PLASTICS | N/A | 50MM X 6MM PLASTICS STAND-OFF FIXING CLEATS | 51171 | AN WALLIS & CO LTD | DCA506 | 132 | Graham Brewster
Underground Materials | Pipes, Ducts and Valves | 20MM BLACK PVC PLAIN | N/A | CONDUIT PVC HGP 20MM | 51175 | EDMUNDSON ELECTRICAL LIMITED |  | N/A | N/A
Underground Materials | Pipes, Ducts and Valves | 20MM PVC PLAIN BORE | N/A | COUPLING SOLID 20MM BLACK | 51176 | EDMUNDSON ELECTRICAL LIMITED |  | N/A | N/A
Underground Materials | Pipes, Ducts and Valves | 20MM BLACK PVC SP BA | N/A | SADDLES SPACER BAR 20MM BLACK. | 51178 | EDMUNDSON ELECTRICAL LIMITED |  | N/A | N/A
Underground Materials | Pipes, Ducts and Valves | MINI TRUNKING+LID-40 | N/A | MINI TRUNKING+LID-40X25MMX3MTR | 51179 | EDMUNDSON ELECTRICAL LIMITED |  | N/A | N/A
Underground Materials | Pipes, Ducts and Valves | MINI TRUNKING+LID-25 | N/A | MINI TRUNKING+LID-25X16MMX3MTR | 51180 | EDMUNDSON ELECTRICAL LIMITED |  | N/A | N/A
Common Engineering Materials | Earthing Equipment | EARTH CLAMP 0.5 INCH | N/A | ADJUSTABLE EARTH CLAMP WITH MODIFIED ARRANGEMENT SUITABLE FOR 10SQMM LOOPED OR 16SQMM SPLIT EARTH CONDUCTOR (15TH EDITION) SUITABLE FOR DOMESTIC WIRING INSTALLATION AND COMPLYING WITH BS9 | 51182 | EDMUNDSON ELECTRICAL LIMITED |  | N/A | N/A
Common Engineering Materials | Earthing Equipment | STEEL BLOCK EARTH CL | N/A | OVERHEAD LINE EARTH CLAMPS. STAINLESS STEEL CLAMPING BLOCKS,35 X 35 X 45MM.WITH 2 HOLES. C/W 1 STAINLESS STEEL PIERCING M10 X 100 EYE BOLT WITH NYLON INSERT IN THREAD IN ONE HOLE AND 1 STAINLESS | 51183 | ALLIED INSULATORS GROUP LIMITED |  | N/A | N/A
Common Engineering Materials | Cable Accessories | REPL BY 60763 CABLE TIE BASE 25X25 | Discontinued | CABLE TIE BASE-BLACK 25X25 TO BE REPLACED BY 60763 WHEN STOCKS EXHAUSTED MATERIAL CHANGE 2015-02 | 51197 | TW ENGINEERING CO LTD |  | Discontinued | N/A
Overhead Materials | Steelwork | M6 X 50MM STEEL BOLT | N/A | BLACK HEXAGON HEAD BOLT ISO METRIC M6 X 50MM STRENGTH GRADE 4.6, C/W BLACK HEXAGON NUT STRENGTH GRADE 4 TO BS 4190. . EME COMMODITY CODE 5126170 ========================== | 51198 | WILLIAMS FASTENERS DIV N POWER TOOLS |  | N/A | N/A
Overhead Materials | Steelwork | M10 X 50MM STEEL BOL | N/A | BLACK HEXAGON HEAD BOLT ISO METRIC M10 X 50MM STRENGTH GRADE 4.6, C/W BLACK HEXAGON NUT STRENGTH GRADE 4 TO BS 4190. . EME COMMODITY CODE 5126300 ========================== | 51201 | WILLIAMS FASTENERS DIV N POWER TOOLS |  | N/A | N/A
Overhead Materials | Steelwork | M8 X 25MM EXPANDING | N/A | RAWLBOLT, (LOOSE BOLT TYPE). M8 X 25MM.PLATED 1 BOX = 100 EME COMMODITY CODE 5127520 ========================== | 51205 | WILLIAMS FASTENERS DIV N POWER TOOLS |  | N/A | N/A
Overhead Materials | Steelwork | M10 X25MM EXPANDING | N/A | RAWLBOLT, (LOOSE BOLT TYPE). M10 X 25MM.PLATED. | 51206 | WILLIAMS FASTENERS DIV N POWER TOOLS |  | N/A | N/A
Overhead Materials | Steelwork | M12 X25MM EXPANDING | N/A | RAWLBOLT, (LOOSE BOLT TYPE). M12 X 25MM.PLATED. | 51207 | WILLIAMS FASTENERS DIV N POWER TOOLS |  | N/A | N/A
Overhead Materials | Steelwork | M10 X15MM EXPANDING | N/A | RAWLBOLT, (PROJECTING TYPE). M10 X 15MM.PLATED. . EME COMMODITY CODE 5128030 ========================== 50 IN A BOX | 51208 | WILLIAMS FASTENERS DIV N POWER TOOLS |  | N/A | N/A
Overhead Materials | Steelwork | M12 X75MM EXPANDING | N/A | RAWLBOLT, (PROJECTING BOLT). M12 X 75MM.PLATED. . EME COMMODITY CODE 5128380 ========================== | 51210 | WILLIAMS FASTENERS DIV N POWER TOOLS |  | N/A | N/A
Overhead Materials | Steelwork | M10 ANCHOR BOLT(BX50 | N/A | WEDGE ANCHORS. M10. . EME COMMODITY CODE 5128800 ONE BOX CONTAINS 50 ========================== | 51211 | WILLIAMS FASTENERS DIV N POWER TOOLS |  | N/A | N/A
Building Services & Products | Sanitary Equipment | SOLVENT CLEANING WIP | LV | CABLE SOLVENT CLEANING WIPES - TUB OF 350 WIPES | 51319 | OCL KINGSWINFORD LIMITED |  | 127 | Richard Summers
Plant Accessories | Steelwork | BARBED WIRE 100M COIL | N/A | 4LIFE BARBED WIRE SPECIFICATION COATED TO: BS EN 10244 #1/2 CONSTRUCTED TO: BS EN 10223 # 5 LINE WIRES 2.50MM DIAMETER BARBED WIRES 2.00MM DIAMETER TENSILE STRENGTH 350N/MM2 SPACING BETWEEN BARBS 50MM | 51321 | JB CORRIE & CO LIMITED |  | N/A | N/A
Underground Materials | Joint Kits and Jointing | REPL BY 60491 37 PR PILOT CAB JNT | Discontinued | SICAME 37 PAIR PILOT CABLE JOINT PVC/PVC OR PVC/PILC RESIN FILLED PT19/CN REPLACED BY 60491 MATERIAL CHANGE 2014-60 | 51329 | SICAME ELECTRICAL DEVELOPMENTS LTD | MCPT37/CN | Discontinued | N/A
Underground Materials | Joint Kits and Jointing | G&W OIL TRANSITION J | 11kV | 1X CTM 11 33KV OIL TRANSITION JOINT. 1X CTM 11 GRP COFFIN FOR DIRECT BURIAL. 3X 36KV 700 SERIES BOLTED TEE CONNECTOR KIT COMPRISING HOUSING AND COPPER INSULATING PLUG. | 51344 | GROOVE ASSOCIATES LTD |  | N/A | N/A
Metering | Meter Boards | METER BOARD -14IN X | LV | METER BOARD -14IN X 9IN | 51351 | WOOTTON & CO LTD |  | N/A | N/A
Metering | Meter Boards | METER BOARD -18IN X | LV | METER BOARD -18IN X 10IN | 51352 | WOOTTON & CO LTD |  | N/A | N/A
Metering | Meter Boards | METER BOARD -18IN X | LV | METER BOARD -18IN X 15IN | 51353 | WOOTTON & CO LTD |  | N/A | N/A
Metering | Meter Boards | METER BOARD -24IN X | LV | METER BOARD -24IN X 18IN | 51354 | WOOTTON & CO LTD |  | N/A | N/A
Common Engineering Materials | Cable Accessories | REPLBXLID900MMX900MM | LV | REPLACEMENT L/BOX LID <(>&<)> FRAME 900MM X 900MM LID TO BE LABELLED 'DANGER ELECTRICITY' | 51358 | WOLSELEY UK LTD |  | N/A | N/A
Common Engineering Materials | Cable Accessories | REPLBXLID750MMX600MM | LV | LINK BOX LID 750MM X 600MM LID TO BE LABELLED 'DANGER ELECTRICITY' | 51359 | WOLSELEY UK LTD |  | N/A | N/A
Common Engineering Materials | Cable Accessories | REPLBXLID610MMX610MM | LV | LINK BOX LID 610MM X 610MM LID TO BE LABELLED 'DANGER ELECTRICITY' | 51360 | WOLSELEY UK LTD |  | N/A | N/A
Common Engineering Materials | Cable Accessories | REPLBXLID1310X610MM | LV | LINK BOX LID 1310X610MM LID TO BE LABELLED 'DANGER ELECTRICITY' | 51362 | WOLSELEY UK LTD |  | N/A | N/A
Common Engineering Materials | Cable Accessories | LINK BOX LIFTING KEY | LV | KEYS, SUITABLE FOR LIFTING PAVEMENT FRAMES AND COVERS. | 51363 | PRYSMIAN CABLES AND SYSTEMS LTD | CGBU88010001 | 114 | Richard Summers
Common Engineering Materials | Wiring Accessories | TREF CLEAT FIXING 63 | N/A | EMPEROR TREFOIL CABLE CLEAT C/W FIXING BOLT, NYLOC NUT <(>&<)> PLATE WASHER. FOR 630MM 11 KV AND 400MM 33KV TRIPLEX | 51420 | ELLIS PATENTS LTD | ER48-55-S1 | N/A | N/A
Common Engineering Materials | Wiring Accessories | CLEAT + FIXING 300 S | N/A | EMPEROR CLEAT INCLUDING BOLT KIT0002 | 51423 | ELLIS PATENTS LTD | KIT0002 ES79+SF | N/A | N/A
Common Engineering Materials | Wiring Accessories | CLEAT 1W POLE FXG 18 | N/A | 1W POLE FXG CLEAT 95MM3CWAVE/CNE 33.5MM | 51425 | ELLIS PATENTS LTD | 35-12B | N/A | N/A
Common Engineering Materials | Wiring Accessories | CLEAT SC 11KV 400MM | 11Kv | 400MM STRANDED COPPER 11KV SINGLE CLEAT | 51426 | ELLIS PATENTS LTD | ES39-S1 | N/A | N/A
Common Engineering Materials | Wiring Accessories | CLEAT TR 11KV 400MM | 11Kv | 400MM STRANDED COPPER 11KV TREFOIL CLEAT | 51427 | ELLIS PATENTS LTD | ER36-42-S1 | N/A | N/A
Switchgear | Switchgear Accessories | BITUMEN HOT POUR COM | up to 33kV | BITUMEN HOT POUR COM FOR USE UP TO 33KV | 51431 | SICAME ELECTRICAL DEVELOPMENTS LTD | HBFRESPBIT10KG | N/A | N/A
Underground Materials | Compounds | COMPOUND-EPN JOINTIN | LV | COMPOUND-EPN JOINTING PUTTY | 51439 | TYCO ELECTRONICS UK LIMITED | BAH-018070045 | 106 | Richard Summers
Underground Materials | Pipes, Ducts and Valves | POLYDUCT 32MM X 4M S | N/A | POLYDUCT 32MM X 4M STRAIGHT SINGLE PHASE SERVICE CABLES DROPPER FROM UNDER EAVES LETTERING IN ACCORDANCE WITH ENATS 12-24 32MM X 4M CONDUIT | 51444 | POLYPIPE CIVILS LTD | PV028X4E | 113 | Richard Summers
Underground Materials | Pipes, Ducts and Valves | 32MM CONDUIT BEND DO | N/A | BEND 90 DEGREE PVC FOR ALL SINGLE PHASE SERVICE DUCTS 32MM CONDUIT BEND DOUBLE SOCKET | 51445 | POLYPIPE CIVILS LTD | BPV028X90DS | 113 | Richard Summers
Underground Materials | Pipes, Ducts and Valves | BEND 90 DEGREE 50MM | N/A | BEND 90 DEGREE 50MM PVC FOR ALL 35MM THREE PHASE SERVICE DUCTS | 51446 | POLYPIPE CIVILS LTD | BPV038X90EMEB | 113 | Richard Summers
Underground Materials | Pipes, Ducts and Valves | DUCT 50MM X 3M STRAI | N/A | 50MM X 3M MOLE DUCT PVC FOR ALL 35MM THREE PHASE SERVICE DUCTS | 51447 | POLYPIPE CIVILS LTD | PV038X3E | 113 | Richard Summers
Underground Materials | Pipes, Ducts and Valves | DUCT 125MM X 1M RIGI | N/A | 125MM X 1M BLACK RIGIDUCT TWIN WALL ALL MAINS CABLE LV <(>&<)> HV | 51448 | POLYPIPE CIVILS LTD | RB125X1 | 113 | Richard Summers
Underground Materials | Pipes, Ducts and Valves | DUCT 125MMX3M RIGIDU | N/A | 125MM X 3M BLACK RIGIDUCT TWIN WALL ALL MAINS CABLE LV HV | 51449 | POLYPIPE CIVILS LTD | RB125X3 | 113 | Richard Summers
Underground Materials | Pipes, Ducts and Valves | 125MM X 1M RIGIDUCT | N/A | SPLIT DUCT 125MM X 1M BLACK RIGIDUCT TWIN WALL | 51450 | POLYPIPE CIVILS LTD | RB125X1S | 113 | Richard Summers
Underground Materials | Pipes, Ducts and Valves | 125MM END RIGIDUCT C | N/A | 125MM BLACK RIGIDUCT END CAP | 51451 | POLYPIPE CIVILS LTD | EC3051 | 113 | Richard Summers
Underground Materials | Pipes, Ducts and Valves | 125MM RIGIDUCT COUPL | N/A | 125MM BLK RIGIDUCT ALL MAINS CABLE LV <(>&<)> HV COUPLER | 51452 | POLYPIPE CIVILS LTD | RBC125 | 113 | Richard Summers
Underground Materials | Joint Kits and Jointing | STRAP OVER TEMPORARY | LV | STRAP OVER TEMPORARY JOINT KIT RJK 95 | 51480 | SICAME ELECTRICAL DEVELOPMENTS LTD | MCRJK95/CN | 107 | Richard Summers
Underground Materials | Joint Kits and Jointing | STRAP OVER TEMPORARY | LV | STRAP OVER TEMPORARY JOINT KIT RJK 300 | 51481 | SICAME ELECTRICAL DEVELOPMENTS LTD | RJK300/CN | 107 | Richard Summers
Underground Materials | Joint Kits and Jointing | CUT & TEST JOINT KIT | LV | CUT <(>&<)> TEST JOINT KIT CNE UP TO 95MM WCT3/CN | 51507 | SICAME ELECTRICAL DEVELOPMENTS LTD | WCT3/CN | 107 | Richard Summers
Underground Materials | Joint Kits and Jointing | 4-35MM 1 PH SUB SERV | LV | 4-35MM 1 PH SUB SERVICE POLE TERM BAH-038081058 KIT COMPRISING 2 X BRASS TUNNEL CONNECTORS BTC255W 2 X CONNECTOR SEALING SLEEVES MWTM 25/8-100/S 1 X WAVEFORM SLEEVE | 51577 | REPL INTERNATIONAL LTD | RHLTU-1 4-35CNE | 108 | Richard Summers
Underground Materials | Joint Kits and Jointing | 35MM 3 PH SUB SERVIC | LV | 35MM 3 PH SUB SERVICE POLE TERM BAH-038081059 KIT COMPRISING: 4 X BRASS TUNNEL CONNECTORS BTC255W 4 X CONNECTOR SEALING SLEEVES MWTM 25/8-100/S 1 X WAVEFORM SLEEVE | 51578 | REPL INTERNATIONAL LTD | RHLTU-3 35CNE | 108 | Richard Summers
Underground Materials | Connectors - Mechanical (Underground) | LUG (PHASE) 35 HYB/W | N/A | COMPRESSION CONNECTORS, ALUMINIUM CABLE LUG. BICC REF: BAS35A12 | 51585 | PRYSMIAN CABLES AND SYSTEMS LTD | BAS35A12 | N/A | N/A
Underground Materials | Connectors - Compression (underground) | LUG (PHASE) 185 WAVE | N/A | LUG (PHASE) 185 WAVEFORM 1 X 12 HOLE | 51591 | PRYSMIAN CABLES AND SYSTEMS LTD |  | N/A | N/A
Underground Materials | Connectors - Compression (underground) | LUG (PHASE) 300 WAVE | N/A | COMPRESSION CONNECTOR, ALUMINIUM CABLE LUG. BICC REF: BA300A3-16 | 51594 | PRYSMIAN CABLES AND SYSTEMS LTD | BA300A3-16 | N/A | N/A
Underground Materials | Connectors - Compression (underground) | LUG STRANDED AL 185M | N/A | COMPRESSION CONNECTOR, ALUMINIUM CABLE LUG. BICC REF: BAS185A16 | 51598 | PRYSMIAN CABLES AND SYSTEMS LTD | BAS185A16 | N/A | N/A
Overhead Materials | ABC Fittings | CONNECTOR PH 70MM AL | LV | COMPRESSION CONNECTOR. TO JOIN 3 CORE 70 SQ MM CNE TO 70 SQ MM ABC. BICC REF:SC70A3-20AH | 51620 | PRYSMIAN CABLES AND SYSTEMS LTD |  | N/A | N/A
Overhead Materials | ABC Fittings | CONNECTOR PH 120MM A | LV | COMPRESSION CONNECTOR. TO JOIN 3 CORE 120 SQ MM CNE TO 95 SQ MM ABC. BICC REF: SC120A3-29AH | 51622 | PRYSMIAN CABLES AND SYSTEMS LTD |  | N/A | N/A
Overhead Materials | ABC Fittings | CONNECTOR N 120MM AL | LV | COMPRESSION CONNECTOR. TO JOIN 120 SQ MM CNE TO 95 SQ MM ABC. BICC REF: SC120A29AH | 51623 | PRYSMIAN CABLES AND SYSTEMS LTD |  | N/A | N/A
Underground Materials | Connectors - Compression (underground) | RING TERM-1.5MM-RED | LV | RING TERM-1.5MM-RED INSUL-M3.5 | 51626 | SICAME ELECTRICAL DEVELOPMENTS LTD |  | 107 | Richard Summers
Common Engineering Materials | Wiring Accessories | RING TERM-1.5MM-RED | LV | RING TERM-1.5MM-RED INSUL-M5 | 51627 | SICAME ELECTRICAL DEVELOPMENTS LTD | NA-2.5 | 107 | Richard Summers
Common Engineering Materials | Wiring Accessories | RING TERM-1.5MM-RED | LV | RING TERM-1.5MM-RED INSUL-M6 | 51628 | SICAME ELECTRICAL DEVELOPMENTS LTD | NA-2.6 | 107 | Richard Summers
Common Engineering Materials | Wiring Accessories | HOOK BLADE TERM-1.5M | LV | HOOK BLADE TERM-1.5MM-RED-3MM | 51630 | SICAME ELECTRICAL DEVELOPMENTS LTD | VBLHI-3 | 107 | Richard Summers
Common Engineering Materials | Wiring Accessories | RING TERM-2.5MM-BLUE | LV | RING TERM-2.5MM-BLUE INSUL-M4 | 51633 | SICAME ELECTRICAL DEVELOPMENTS LTD | NB1-4 | 107 | Richard Summers
Common Engineering Materials | Wiring Accessories | RING TERM-2.5MM-BLUE | LV | RING TERM-2.5MM-BLUE INSUL-M6 | 51635 | SICAME ELECTRICAL DEVELOPMENTS LTD | NB2-6 | 107 | Richard Summers
Common Engineering Materials | Wiring Accessories | PIN TERM-2.5MM-BLUE | LV | PIN TERM-2.5MM-BLUE INSUL-12MM | 51638 | SICAME ELECTRICAL DEVELOPMENTS LTD | NPRB2-3 | 107 | Richard Summers
Common Engineering Materials | Wiring Accessories | PARALLEL TERM-1.5MM- | LV | PARALLEL TERM-1.5MM-RED INSUL | 51642 | SICAME ELECTRICAL DEVELOPMENTS LTD | MLCR | 107 | Richard Summers
Common Engineering Materials | Wiring Accessories | PARALLEL TERM-2.5MM- | LV | PARALLEL TERM-2.5MM-BLUE INSUL | 51643 | SICAME ELECTRICAL DEVELOPMENTS LTD | MLCB | 107 | Richard Summers
Metering | Meter boxes - Fibre Glass | COP2 HV REMOTE PANEL | 11kV | METERING PANEL HV GRP COP2 REMOTE WKS-WP004 | 51649 | BEMCO LIMITED | WKS-WP004 | 119 | Richard Brady
Metering | Meter Boxes - Metal | MTR BX-METAL REP KIT | N/A | MTR BX-METAL REP KIT-STANDARD 405MM X 595MM FRAME 375MM X 530MM DOOR | 51652 | DKM SHEET METAL COMPANY LIMITED |  | 37 | Richard Brady
Metering | Meter Boxes - Metal | MTR BX-METAL REP KIT | N/A | MTR BX-METAL REP KIT-M PERMALI 520MM X 715MM FRAME 425MM X 615MM DOOR | 51653 | DKM SHEET METAL COMPANY LIMITED |  | 37 | Richard Brady
Metering | Meter Boxes - Metal | MTR BX-METAL REP KIT | N/A | MTR BX-METAL REP KIT-L PERMALI 580MM X 810MM FRAME 490MM X 720MM DOOR | 51654 | DKM SHEET METAL COMPANY LIMITED |  | 37 | Richard Brady
Metering | Meter Boxes - Metal | MTR BX-METAL REP KIT | N/A | MTR BX-METAL REP KIT-S PERMALI 450MM X 630MM FRAME 365MM X 550MM DOOR | 51655 | DKM SHEET METAL COMPANY LIMITED |  | 37 | Richard Brady
Metering | Meter boxes - Fibre Glass | METER BOX DOOR ERF | LV | DOORS ONLY (COMPLETE WITH LOCKS AND HINGES) FOR SMALL OUTDOOR METER CUPBOARDS ****************************** AUTOPRESS PART NO. M40014 OLD TYPE DOOR. 553 X 363 | 51658 | CUBIS INDUSTRIES | M40014 | 37 | Richard Brady
Metering | Meter boxes - Fibre Glass | REPL BY 41269 METER BOX DOOR ERF | Discontinued | DOORS ONLY (COMPLETE WITH LOCKS AND HINGES) FOR SMALL OUTDOOR METER CUPBOARDS EXCEPT WHERE AMENDED BY EME SPECIFICATION. 550 X 383 M00033 | 51660 | CUBIS INDUSTRIES | M00033 | Discontinued | N/A
Metering | Meter boxes - Fibre Glass | DOOR ONLY C/W LOCK A | LV | DOORS ONLY (COMPLETE WITH LOCKS AND HINGES) FOR OUTDOOR SURFACE MOUNTED METER CUPBOARD 550 X 383 M00034 | 51661 | CUBIS INDUSTRIES | M00034 | 37 | Richard Brady
Metering | Meter boxes - Fibre Glass | PROTECTOR FRAME ANT | N/A | ANTI VANDAL PROTECTOR FRAME. TO EMEB DRG. CE/C/100/2080 R20 | 51662 | DKM SHEET METAL COMPANY LIMITED |  | 37 | Richard Brady
Metering | Metering Accessories | SPACER FOR METER BOA | LV | SPACER FOR METER BOARD . | 51664 | WOOTTON & CO LTD |  | N/A | N/A
Common Engineering Materials | Cable Accessories | PVC HIMEL BOX 175X15 | N/A | PVC HIMEL BOX 175X150X80MM INTERNAL PART NO - IBS1916/8 | 51665 | EDMUNDSON ELECTRICAL LIMITED |  | N/A | N/A
Common Engineering Materials | Cable Accessories | PVC SAREL BOX 275X22 | N/A | PVC HELLERMAN BOX 291X41X88MM INTERNAL PART NO - IBS2924/8 (WAS PVC SAREL BOX 275X225X80MM) | 51666 | EDMUNDSON ELECTRICAL LIMITED |  | N/A | N/A
Common Engineering Materials | Cable Accessories | CUSTOMERS EARTH BOND | N/A | CONSUMERS EARTHING PACK COMPRISING TINNED COPPER EARTH CLIPS AND WARNING LABEL WITH A PIECE OF 11MM WIDE TINNED COPPER BRAID 300MM LONG. ONE END SWEATED (TIN DIPPED). | 51667 | SICAME ELECTRICAL DEVELOPMENTS LTD | CEBCE/B | N/A | N/A
Underground Materials | Glands | CABLE GLAND KIT-CW20 | N/A | CABLE GLAND KIT-CW20S | 51673 | EDMUNDSON ELECTRICAL LIMITED |  | N/A | N/A
Underground Materials | Glands | CABLE GLAND KIT-CW25 | N/A | CABLE GLAND KIT-CW25 | 51674 | EDMUNDSON ELECTRICAL LIMITED |  | N/A | N/A
Underground Materials | Glands | GLAND-BICC BW20L | N/A | GLAND-BICC BW20L | 51675 | EDMUNDSON ELECTRICAL LIMITED |  | N/A | N/A
Underground Materials | Glands | 600MM AL GLAND + LOC | LV | CABLE GLAND, WITH EARTH TAG, FOR 600MM SQ (4X150) SECTORAL SAC PVC INSULATED ALUMINIUM STRIP ARMOURED PVC SHEATHED 600/1000 VOLT CABLE TO BS 6346 | 51679 | TOOLOUT LTD T/A JOINTING TECHNOLOGIES |  | N/A | N/A
Underground Materials | Heat-shrink | H/S END CAP 15-42 DIA | LV | SHRINKABLE END CAP 102 L 033 135/239 15MM TO 42MM SUITABLE FOR 35MM2 CNE CABLES TO ESI 09-9. RAYCHEM 102LO33-37/42 | 51683 | REPL INTERNATIONAL LTD | EC42/15-105 | 108 | Richard Summers
Underground Materials | Heat-shrink | H/S END CAP 25-55 DIA | LV | SHRINKABLE END CAP 102 L 044 135/239 25MM TO 55MM SUITABLE FOR 70MM/120MM2 3C CNE CABLE TO ESI 09-9. RAYCHEM 102LO44-37/42 | 51684 | REPL INTERNATIONAL LTD | EC55/25-105 | 108 | Richard Summers
Underground Materials | Heat-shrink | H/S END CAP 26-75 DIA | LV | SHRINKABLE END CAP 102 L 048 135/239 26MM TO 75MM SUITABLE FOR 185MM2 3C CNE CABLE TO ESI 09-9. RAYCHEM 102LO48-37/42 | 51685 | REPL INTERNATIONAL LTD | EC75/26-105 | 108 | Richard Summers
Underground Materials | Heat-shrink | H/SHRINK CAP 65MM-95 | LV | SHRINKABLE END CAP 59MM TO 120MM DIA 102L055. | 51686 | REPL INTERNATIONAL LTD | EC120/59-110 | 108 | Richard Summers
Underground Materials | Heat-shrink | H/S BRKOUT UDDER 1C | LV | L.V. SHRINKABLE TERMINATION KITS. SMOE 81197 | 51689 | REPL INTERNATIONAL LTD |  | 108 | Richard Summers
Underground Materials | Heat-shrink | KIT H/S STOP END 3C | LV | STOP END KIT 3PH 35MM CNE SICAME REF: SE9/CN | 51693 | SICAME ELECTRICAL DEVELOPMENTS LTD |  | 108 | Richard Summers
Underground Materials | Heat-shrink | STOP END TEMPORARY J | LV | STOP END TEMPORARY JOINT KIT RSE 95 KIT | 51694 | SICAME ELECTRICAL DEVELOPMENTS LTD |  | 107 | Richard Summers
Underground Materials | Heat-shrink | STOP END TEMPORARY J | LV | STOP END TEMPORARY JOINT KIT RSE 300 | 51695 | SICAME ELECTRICAL DEVELOPMENTS LTD |  | 107 | Richard Summers
Common Engineering Materials | Tapes | FLASHBAND 100MM ROLL | N/A | FLASHBAND 100MM X 10M ROLLS DARK GREY. EVODE CODE 205000 1=1 BUT SUPPLIED IN BOX OF 3 | 51712 | JAMES BOYLAN SAFETY (NI) LTD |  | N/A | N/A
Common Engineering Materials | Tapes | TAPE:DANGER-66M X 50 | N/A | TAPE DANGER 66M X 50MM ROLL WEST | 51729 | BRISSCO SIGNS & GRAPHICS |  | N/A | N/A
Common Engineering Materials | Tapes | WHITE DOUBLE SIDED F | N/A | HPA WHITE DOUBLE SIDED FOAM TAPE 25MM X 50M X 1.1MM | 51730 | TOOLOUT LTD T/A JOINTING TECHNOLOGIES |  | 109 | Richard Summers
Underground Materials | Pipes, Ducts and Valves | POLYDUCT 32MM X 100M | N/A | POLYDUCT 32MM X 100M COIL BLACK (2.5MM) POLYDUCT ELECTRIC ALL SINGLE PHASE SERVICE CABLES PER MT *****PALLETISED***** | 51734 | POLYPIPE CIVILS LTD | PD3237X100BEPE | 113 | Richard Summers
Underground Materials | Pipes, Ducts and Valves | 32MM SERVICE DUCT CO | N/A | 32MM SERVICE DUCT COUPLER | 51735 | POLYPIPE CIVILS LTD | PDC32 | 113 | Richard Summers
Underground Materials | Pipes, Ducts and Valves | 50MM COUPLER BLACK P | N/A | 50MM COUPLER BLACK POLYDUCT FOR ALL 35MM THREE PHASE SERVICE DUCTS | 51737 | POLYPIPE CIVILS LTD | PDC50 | 113 | Richard Summers
Underground Materials | Pipes, Ducts and Valves | 125MM 90DEG BEND ALL | N/A | BEND 90 DEGREES FOR 125MM DUCTING UPVC DOUBLE SOCKET | 51738 | POLYPIPE CIVILS LTD |  | 113 | Richard Summers
Overhead Materials | Steelwork | 33D MIDDLE SECTION X | 11kV | E222 CROSSARM, MIDDLE SECTION, 33DC (ASSEMBLY) EME REF 2332200 | 51904 | BB PRICE LTD | BE256/086/01 | N/A | N/A
Overhead Materials | Steelwork | XARM TERMINAL(HEAVY) | 11kV | M483\065 150MM X 90MM X12MM | 51905 | BB PRICE LTD | BM483/065/01 | N/A | N/A
Overhead Materials | Steelwork | SS HEXHD SET SCREW M | N/A | M10 X 25MM A2 STAINLESS STEEL HEX HEAD SETSCREWS PK100 | 51911 | WILLIAMS FASTENERS DIV N POWER TOOLS |  | N/A | N/A
Overhead Materials | Steelwork | STAINLESS STEEL NUT | N/A | M10 HEX HEAD FULLNUTS. A2 STAINLESS STEEL | 51912 | WILLIAMS FASTENERS DIV N POWER TOOLS |  | N/A | N/A
Overhead Materials | Helical Fittings | DE SCK 70CU | N/A | SOCKET DEAD END FOR 70MM (.1) HARD DRAWN COPPER WITHOUT DROPPER PLATE | 51919 | CEMBRE LTD | DES-C070 | N/A | N/A
Underground Materials | Connectors - Compression (underground) | DISCONTINUED | Discontinued | SNAP OFF LV CABLE CONNECTOR UT4B PHASE DISCONTINUED - NO FOLLOW ON CODE | 51936 | SICAME ELECTRICAL DEVELOPMENTS LTD | MCUT4/B | Discontinued | N/A
Switchgear | Switchgear Accessories | OPERATING HANDLE DEL | 11kV | BRUSH BREAK-BACK 3SEC DELAY OPERATING HANDLE | 51940 | ALW GROUP (UK) LIMITED |  | N/A | N/A
Switchgear | Switchgear Accessories | DISC ELEPHANT HIDE FOR DR | Discontinued | ELEPHANT HIDE FOR DRIVE BAR YSE TYKE1 RM | 51941 | ALW GROUP (UK) LIMITED |  | Discontinued | N/A
Switchgear | Switchgear Accessories | DISC BRUSH ALUMINIUM TEST | Discontinued | BRUSH FV12 BUS-BAR | 51947 | ALW GROUP (UK) LIMITED |  | Discontinued | N/A
Switchgear | Switchgear Accessories | PILLAR KEY | LV | PILLAR KEY | 51948 | ALW GROUP (UK) LIMITED |  | N/A | N/A
Switchgear | Switchgear Accessories | DISC BRUSH VBA CABLE BOX | Discontinued | BRUSH VBA 400A CABLE BOX BUSHING C/W FLANGE GASKET | 51949 | ALW GROUP (UK) LIMITED |  | Discontinued | N/A
Switchgear | Switchgear Accessories | DISC BRUSH VSI AIR BOX | Discontinued | BRUSH VSI AIR BOX | 51950 | ALW GROUP (UK) LIMITED |  | Discontinued | N/A
Switchgear | Switchgear Accessories | RR OYT TANK GASKETS | 11kV | RR OYT TANK GASKETS | 51963 | ALW GROUP (UK) LIMITED |  | N/A | N/A
Switchgear | Switchgear Accessories | OYT VENT BLOCKS | 11kV | OYT VENT BLOCKS | 51967 | ALW GROUP (UK) LIMITED |  | N/A | N/A
Plant Accessories | Insultation Oil | 205L OIL DRUM FOR DIRTY OIL | N/A | RECONDITIONED,CLEAN 205 LITRE EMPTY OIL DRUM. FOR USED OIL ONLY | 52001 | HALTERMANN CARLESS UK LTD |  | N/A | N/A
Switchgear | Switchgear Accessories | DISC OPERATING HANDLE DEL | Discontinued | OPERATING HANDLE DELAY TYPE T3/T4GF3 | 52073 | ALW GROUP (UK) LIMITED |  | Discontinued | N/A
Switchgear | Switchgear Accessories | CBL BOX FOR U/S-DRY TYPE-T4GF3 | 11kV | CBL BOX FOR U/S-DRY TYPE-T4GF3 C/W FLANGE GASKET. | 52074 | ALW GROUP (UK) LIMITED |  | N/A | N/A
Switchgear | Switchgear Accessories | DISC FLOAT FOR OIL FLOAT | Discontinued | FLOAT FOR OIL FLOAT ASSY -IF4X | 52104 | ALW GROUP (UK) LIMITED |  | Discontinued | N/A
Switchgear | Switchgear Accessories | MONOBLOC BUSHING-500 | 11kV | MONOBLOC BUSHING-500/315KVA | 52188 | ALW GROUP (UK) LIMITED |  | N/A | N/A
Switchgear | Switchgear Accessories | DISC GLAND PLATE-PORC-FLA | Discontinued | GLAND PLATE-PORC-FLAG-1000 KVA | 52192 | ALW GROUP (UK) LIMITED |  | Discontinued | N/A
Transformers | Transformer Repairs & Accessories | DISC 500/315KVA GLAND PLA | Discontinued | 500/315KVA GLAND PLATE PORCLAN | 52193 | ALW GROUP (UK) LIMITED |  | Discontinued | N/A
Transformers | Transformer Repairs & Accessories | LV CABLE BOX-AIR INS | LV | LV CABLE BOX DRY, 4 WAY C/W FLANGE GASKET | 52194 | ALW GROUP (UK) LIMITED |  | N/A | N/A
Transformers | Transformer Repairs & Accessories | 8 WAY LV CABLE BOX | LV | 8 WAY LV CABLE BOX DRY SUITABLE FOR 8 SINGLE CORES FITTED WITH BAKELITE BASE PLATE AND PREDRILLED WITH PILOT HOLES. COMPLETE WITH F FLANGE GASKETS. | 52195 | ALW GROUP (UK) LIMITED |  | N/A | N/A
Overhead Materials | Connectors - Compression (Overhead) | DE UNI 300AAAC &LG | 11kV | UNITERM DEAD END TENSION CONNECTOR 300AAAC (UPAS) CW DROP PLATE AND LUG | 52208 | MOSDORFER CCL SYSTEMS LTD | 226322 & 226338CL | N/A | N/A
Switchgear | Switchgear Accessories | LHS RING SWITCH 1 | 11kV | LHS RING SWITCH 1 TALUS CONDUIT RMR-A377 | 52276 | SCHNEIDER ELECTRIC LTD | RMR-A377 | 2 | Anthony Smith
Switchgear | Switchgear Accessories | RHS RING SWITCH 2 | 11kV | RHS RING SWITCH 2 TALUS CONDUIT RMR-A378 | 52277 | SCHNEIDER ELECTRIC LTD | RMR-A378 | 2 | Anthony Smith
Switchgear | Switchgear Accessories | RHS CB TALUS CONDUIT | 11kV | RHS CB TALUS CONDUIT RMR-F379 | 52278 | SCHNEIDER ELECTRIC LTD | RMR-F379 | 2 | Anthony Smith
Switchgear | Switchgear Accessories | SEB FLAT 3SEC DEL HANDLE | 11kV | SEB FLAT TYPE 3SEC DELAY HANDLE C/W SECURITY PIN | 52287 | ALW GROUP (UK) LIMITED |  | N/A | N/A
Building Services & Products | Building & Site Maintenance | SOFT WOOD POST 2.1M | N/A | POST, SOFT WOOD, CREOSOTED, MORTICED, 4 HOLES BS 1722 2.1M X 75MM X L50MM | 52297 | SCANPOLE BBH LTD |  | 129 | Mike Chapman
Building Services & Products | Building & Site Maintenance | SOFT WOOD POST 2.1M | N/A | POST, SOFT WOOD, CREOSOTED, MORTICED, 4 HOLES BS 1722 2.1M X 75MM X L50MM | 52297 | POWER POLES LTD |  | 129 | Mike Chapman
Building Services & Products | Building & Site Maintenance | SOFT WOOD POST 2.1M | N/A | POST, SOFT WOOD, CREOSOTED, MORTICED, 4 HOLES BS 1722 2.1M X 75MM X L50MM | 52297 | CALDERS & GRANDIDGE |  | 129 | Mike Chapman
Building Services & Products | Building & Site Maintenance | 2.5M PLAIN END RAILS | N/A | RAIL, SOFT WOOD. CREOSOTED TO BS 1722 2.5M X 38MM X 87MM. EME ITEM NO. 5064470 | 52298 | SCANPOLE BBH LTD |  | 129 | Mike Chapman
Building Services & Products | Building & Site Maintenance | 2.5M PLAIN END RAILS | N/A | RAIL, SOFT WOOD. CREOSOTED TO BS 1722 2.5M X 38MM X 87MM. EME ITEM NO. 5064470 | 52298 | POWER POLES LTD |  | 129 | Mike Chapman
Building Services & Products | Building & Site Maintenance | 2.5M PLAIN END RAILS | N/A | RAIL, SOFT WOOD. CREOSOTED TO BS 1722 2.5M X 38MM X 87MM. EME ITEM NO. 5064470 | 52298 | CALDERS & GRANDIDGE |  | 129 | Mike Chapman
Building Services & Products | Building & Site Maintenance | SOFT WOOD POST 1.8M | N/A | POST, SOFT WOOD, POINTED, CREOSOTED TO BS 1722 1.8M X 38MM X 87MM. EME ITEM NO. 5064530 | 52299 | SCANPOLE BBH LTD |  | 129 | Mike Chapman
Building Services & Products | Building & Site Maintenance | SOFT WOOD POST 1.8M | N/A | POST, SOFT WOOD, POINTED, CREOSOTED TO BS 1722 1.8M X 38MM X 87MM. EME ITEM NO. 5064530 | 52299 | POWER POLES LTD |  | 129 | Mike Chapman
Building Services & Products | Building & Site Maintenance | SOFT WOOD POST 1.8M | N/A | POST, SOFT WOOD, POINTED, CREOSOTED TO BS 1722 1.8M X 38MM X 87MM. EME ITEM NO. 5064530 | 52299 | CALDERS & GRANDIDGE |  | 129 | Mike Chapman
Plant Accessories | Gaskets etc. | DISC REYROLLE RO & RM LID | Discontinued | REYROLLE RO & RM LID GASKET | 52350 | ALW GROUP (UK) LIMITED |  | Discontinued | N/A
Plant Accessories | Gaskets etc. | DISC CBL BX FLR CAP C/W J | Discontinued | CBL BX FLR CAP C/W JUB CLIP-RO | 52351 | ALW GROUP (UK) LIMITED |  | Discontinued | N/A
Underground Materials | Joint Kits and Jointing | REPL BY 60490 JT TELE/PILOT 19 PR | Discontinued | JT TELE/PILOT 19 PR INT DISC REPLACED BY 60490 MATERIAL CHANGE 2015-19 | 52666 | ALW GROUP (UK) LIMITED |  | Discontinued | N/A
Common Engineering Materials | Tapes | PAPER MASKING TAPE 2 | N/A | TAPE 2 PAPER MASKING STRONG QUALITY ADHESIVE. | 52743 | TOOLOUT LTD T/A JOINTING TECHNOLOGIES |  | 109 | Richard Summers
Overhead Materials | Connectors - Compression (Overhead) | CRMP 50-100AL | 11kV | NON TENSION 'C' CRIMP 50MM TO100MM AAAC | 52931 | SICAME ELECTRICAL DEVELOPMENTS LTD | YP28U26 | N/A | N/A
Overhead Materials | Helical Fittings | 35HDCU 38MM TOP TIE | 11kV | 35MM HDCU 38MM CAD CU SINGLE TOP TIE INSULTOR - 78 MM NECK FITTING COLOUR CODE PURPLE DT 5670720 RP | 52938 | PREFORMED LINE PRODUCTS (GB) LTD | DT5670720RP | 138 | Mike Chapman
Common Engineering Materials | Earthing Equipment | BOX PUD IP65 CUTOUT | N/A | BOX PUD IP65 CUT-OUT 170MM X 220MM X 90MM WITH 2 X 20MM HOLES IN BOTTOM SUPPLIER PART NO. 1403 | 52977 | PUDSEY DIAMOND ENGINEERING LTD | 1403 | N/A | N/A
Overhead Materials | Helical Fittings | 300MM AAAC DBLE TOP TIE | 11kV | 300MM AAC DOUBLE TOP TIE 120 NECK 21.74 - 24.60 | 60024 | PREFORMED LINE PRODUCTS (GB) LTD | DDT5071438RP | 138 | Mike Chapman
Overhead Materials | Connectors - Compression (Overhead) | LUG BM 50AAAC 1XM12 | N/A | BI METALIC LUG 50AL LIVE LINE LEAD WITH 1 X M12 HOLE WITH 30DEG RAKE, RECESSED TO ACCEPT PVC CONDUCTOR | 60025 | CEMBRE LTD | BMR050-M12H/300 | N/A | N/A
Overhead Materials | Connectors - Compression (Overhead) | 50MM AL BI-METAL LUG M16 ACUTE | N/A | 50MM FLEX AL BI-METAL LUG M16 STUD 30 DEGREE ACUTE ANGLE PART NUMBER BMR050-M16H/300 | 60026 | CEMBRE LTD | BMR050-M16H/300 | N/A | N/A
Overhead Materials | Connectors - Compression (Overhead) | 50MM AL BI-METAL LUG M12 PALM | N/A | 50MM FLEX AL BI-METAL LUG M12 STUD 30 DEGREE PALM ANGLE | 60027 | CEMBRE LTD | BMR050-M12H/30 | N/A | N/A
Overhead Materials | Connectors - Compression (Overhead) | 50MM AL BI-METAL LUG M16 PALM | N/A | 50MM FLEX AL BI-METAL LUG M16 STUD 30 DEGREE PALM ANGLE | 60028 | CEMBRE LTD | BMR050-M16H/30 | N/A | N/A
Fuses | 11kv air insulated | FUSE 125A 7.2 HV AIR | 11kV | FUSE 125A 7.2KV TYPE 2 HV AIR FUSE LINKS (FUSE SWITCH) BARREL DIAMETER 76MM LENGTH 361MM BS EN 60282-1 | 60101 | EATON ELECTRICAL PRODUCTS LIMITED | 7-2BFGHA125 | N/A | N/A
Fuses | 11kv air insulated | FUSE 140A 7.2 HV AIR | 11kV | FUSE 140A 7.2KV TYPE 2 HV AIR FUSE LINKS (FUSE SWITCH) BARREL DIAMETER 76MM LENGTH 361MM BS EN 60282-1 | 60102 | EATON ELECTRICAL PRODUCTS LIMITED | 7-2BFGHA140 | N/A | N/A
Fuses | Fuses | 3A F BLOW DTBHFUSE | 11kV | 3A HV COMBINED DOUBLE TAIL & REMOVABLE BUTTON HEAD (FAST BLOW) MATERIAL CHANGE 2017 -34 | 60104 | EATON ELECTRICAL PRODUCTS LIMITED | 15KU3 | 52 | Phil Hooper
Fuses | Fuses | 20A F BLOW DTBH FUSE | 11kV | 20A HV COMBINED DOUBLE TAIL & REMOVABLE BUTTON HEAD (FAST BLOW) MATERIAL CHANGE 2017 -34 | 60108 | EATON ELECTRICAL PRODUCTS LIMITED | 15KU20 | 52 | Phil Hooper
Fuses | Fuses | 30A F BLOW DTBH FUSE | 11kV | 30A HV COMBINED DOUBLE TAIL & REMOVABLE BUTTON HEAD (FAST BLOW) MATERIAL CHANGE 2017 -34 | 60110 | EATON ELECTRICAL PRODUCTS LIMITED | 15KU30 | 52 | Phil Hooper
Fuses | Fuses | 50A F BLOW DTBH FUSE | 11kV | 50A HV COMBINED DOUBLE TAIL & REMOVABLE BUTTON HEAD (FAST BLOW) MATERIAL CHANGE 2017 -34 | 60111 | EATON ELECTRICAL PRODUCTS LIMITED | 15KU50 | 52 | Phil Hooper
Overhead Materials | Steelwork | 2500MM H POLE BRACE BAR | LV | 2500MM H POLE BRACE BAR | 60112 | BB PRICE LTD | BBP9113 | N/A | N/A
Switchgear | Switchgear Accessories | UG AERIAL KIT (MIDLANDS) FOR T200 | 11kV | UNDERGROUND AERIAL KIT (MIDLANDS) FOR T200 PDR 121 RADIO COMPLETE WITH 10M COAX | 60161 | NETCONTROL UK LTD | 52558023 | N/A | N/A
Switchgear | Switchgear Accessories | OH AERIAL KIT (MIDLANDS) FOR NULEC | 11kV | OH AERIAL KIT (MIDLANDS) FOR NULEC SERIES PDR 121 RADIO COMPLETE WITH 7M COAX (INCLUDES 42963 VT TRAFO BOX) | 60162 | NETCONTROL UK LTD | 52558030 | N/A | N/A
Plant Accessories | 33/11KV Cable Boxes | 3P 3G DRY CABLE BOX | 11kV | 3 POLE, 3 GLAND 11KV DRY CABLE BOX C4016/F | 60206 | WEBSTER-WILKINSON LTD | C4016/F | N/A | N/A
Cables | 11kv | LSFZH 300MM TRIPLEX | 11kV | 300MM²SAC XLPE 35MM² COPPER WIRE SCREEN TRIPLEX LOW SMOKE ZERO HALOGEN OVERSHEATH CABLE | 60211 | PRYSMIAN CABLES AND SYSTEMS LTD | CA 40367255 | 82 | Richard Summers
Switchgear | Switchgear Accessories | PDR 121 RADIO ONLY | 11kV | PDR 121 RADIO ONLY | 60212 | NETCONTROL UK LTD | 52550113 | N/A | N/A
Overhead Materials | Binding Wire | BINDING WIRE BARE CU | N/A | COPPER BINDING WIRE, 2.64MM DIA BARE, IN 100 METER COILTO EA TS 43-15. | 60214 | ROWAN CABLE PRODUCTS LTD |  | N/A | N/A
Overhead Materials | Binding Wire | BINDING WIRE BARE AL | N/A | ALUMINIUM BINDING WIRE, 2.5MM DIA BARE, IN 100 METER COILS TO EA TS 43-15. | 60215 | ROWAN CABLE PRODUCTS LTD |  | N/A | N/A
Overhead Materials | Steelwork | POST INSULATOR BRCKT | 11kV | RIGHT ANGLE POST INSULATOR BRACKET | 60255 | BB PRICE LTD |  | N/A | N/A
Metering | Metering Accessories | COP5 HV REMOTE PANEL | 11kV | METERING PANEL HV GRP COP5 REMOTE WKS-WP007 | 60264 | BEMCO LIMITED | WKS-WP007 | 119 | Richard Brady
Metering | Metering Accessories | 2/4/600A PANEL EX CT | LV | METERING PANEL GRP LV 200/400/600A PRE-WIRED CTS AND CUTOUT NOT INCLUDED WKS-WP008 | 60265 | BEMCO LIMITED | WKS-WP008 | 119 | Richard Brady
Switchgear | Switchgear Accessories | CN2 TO MU2 INSTALL KIT | 11kV | CN2 TO MU2 INSTALLATION KIT | 60357 | SCHNEIDER ELECTRIC LTD | RMR-A168 | 2 | Anthony Smith
Underground Materials | Joint Kits and Jointing | 33KvIndTermPb185-400(SET OF 3) | 33kV | 33KV INDOOR TERMINATION FOR LEAD SHEATHES CABLE 185-400SQMM. (SET OF 3) | 60359 | ENSTO UK LTD | CIT1.4204PB | 129 | Richard Summers
Underground Materials | Joint Kits and Jointing | 33KvIndTermPb400-630(SET OF 3) | 33kV | 33KV INDOOR TERMINATION FOR LEAD SHEATHED CABLE 400-630SQMM.(SET OF 3) | 60360 | ENSTO UK LTD | CIT1.4205PB | 129 | Richard Summers
Underground Materials | Joint Kits and Jointing | 33KvOdrTermPb185-400(SET OF 3) | 33kV | 33KV OUTDOOR TERMINATION FOR LEAD SHEATHED CABLE 185-400SQMM(SET OF 3) | 60361 | ENSTO UK LTD | COT1.4204PB | 129 | Richard Summers
Underground Materials | Joint Kits and Jointing | 33KvOdrTermPb400-630(SET OF 3) | 33kV | 33KV OUTDOOR TERMINATION FOR LEAD SHEATHED CABLE 400-630SQMM (SET OF 3). | 60362 | ENSTO UK LTD | COT1.4205PB | 129 | Richard Summers
Underground Materials | Joint Kits and Jointing | 33KvIdrTermCu185-400(SET OF 3) | 33kV | 33KV INDOOR TERMINATION FOR CU SCREEN CABLE 185-400SQMM(SET OF 3 ). | 60363 | ENSTO UK LTD | CIT1.4204 | 129 | Richard Summers
Underground Materials | Joint Kits and Jointing | 33KvIdrTermCu400-630(SET OF 3) | 33kV | 33KV INDOOR TERMINATION FOR CU SCREEN CABLE 400-630SQMM(SET OF 3 ). | 60364 | ENSTO UK LTD | CIT1.4205 | 129 | Richard Summers
Underground Materials | Joint Kits and Jointing | 33KvOdrTermCu185-400(SET OF 3) | 33kV | 33KV OUTDOOR TERMINATION FOR CU SCREEN CABLE 185-400SQMM(SET OF 3). | 60365 | ENSTO UK LTD | COT1.4204 | 129 | Richard Summers
Underground Materials | Joint Kits and Jointing | 33KvOdrTermCu400-630(SET OF 3) | Discontinued | 33KV OUTDOOR TERMINATION FOR CU SCREEN CABLE 400-630SQMM (SET OF 3). TO BE REPLACED BY 42481 WHEN STOCKS EXHAUSTED MATERIAL CHANGE 2014-94 | 60366 | ENSTO UK LTD | COT1.4205 | Discontinued | N/A
Transformers | 11KV Pole Mounted (New) | 100KVA 1PH DR PM | 11kV | 100KVA SINGLE PHASE DUAL RATIO POLE MOUNT - 'TO NEW ECO LOSSES'. | 60386 | CG POWER SYSTEMS IRELAND LTD |  | 5 | Andrew Reynolds
Transformers | 11KV Pole Mounted (New) | 100KVA 1PH DR PM | 11kV | 100KVA SINGLE PHASE DUAL RATIO POLE MOUNT - 'TO NEW ECO LOSSES'. | 60386 | ABB LIMITED |  | 5 | Andrew Reynolds
Overhead Materials | Steelwork | LW HSE EX BKT 110MM | LV | LIGHT WEIGHT HOUSE BRACKET 110MM STAND-OFF 560MM EXTENSION PART TYPE 3B | 60387 | D HUGHES WELDING & FABRICATION LTD | TYPE 3B | N/A | N/A
Overhead Materials | Steelwork | LW HSE EX BKT 240MM | LV | LIGHT WEIGHT HOUSE BRACKET 240MM STAND-OFF 560MM EXTENSION PART TYPE 1B | 60388 | D HUGHES WELDING & FABRICATION LTD | TYPE 1B | N/A | N/A
Overhead Materials | Steelwork | LW HSE EX BKT 360MM | LV | LIGHT WEIGHT HOUSE BRACKET 360MM STAND-OFF 560MM EXTENSION PART TYPE 2B | 60389 | D HUGHES WELDING & FABRICATION LTD | TYPE 2B | N/A | N/A
Overhead Materials | Steelwork | LW HSE EX BKT 500MM | LV | LIGHT WEIGHT HOUSE BRACKET 500MM STAND-OFF 560MM EXTENSION PART TYPE 3C | 60390 | D HUGHES WELDING & FABRICATION LTD | TYPE 3C | N/A | N/A
Overhead Materials | Steelwork | LW PLE EX BKT 530MM | LV | LIGHT WEIGHT 530MM POLE EXTENSION BRACKET PART 3084 | 60391 | D HUGHES WELDING & FABRICATION LTD | 3084 | N/A | N/A
Overhead Materials | Steelwork | LW PLE EX BK 1060MM | LV | LIGHT WEIGHT 1060MM POLE EXTENSION BRACKET PART 3085 | 60392 | D HUGHES WELDING & FABRICATION LTD | 3085 | N/A | N/A
Switchgear | Switchgear Accessories | UG AERIAL KIT (10M COAX) | 11kV | UG AERIAL KIT (10M COAX) 525,408,031,125 | 60464 | NETCONTROL UK LTD | 525,408,031,125 | N/A | N/A
Common Engineering Materials | Cable Accessories | CLEAT TR 33KV 300 FC | 33Kv | ATLAS TREFOIL CABLE CLEAT FOR 45-50MM (FRAMING CHANNEL FIXING) | 60467 | ELLIS PATENTS LTD | AR3-A36-FC | N/A | N/A
Switchgear | Switchgear Accessories | OH AERIAL KIT (7M COAX) + BRACKET | 11kV | OH AERIAL KIT (7M COAX) + BRACKET | 60473 | NETCONTROL UK LTD | 52540929, 36, 43 | N/A | N/A
Switchgear | LV Fuse Cabinets (New) | FREESTAND PILLAR 1600A | LV | FREE STANDING PILLAR 1600A BUSBARS. 6 X 630A FUSEWAYS | 60480 | SCHNEIDER ELECTRIC LTD | EWP15 | 16 | Richard Summers
Underground Materials | Joint Kits and Jointing | PILOT JOINT 1/4-PT15 | LV | INLINE RESIN JOINT KIT LVI-1/4-PT15 FOR 7 PAIR PE MULTI-PAIR CABLE; 7 & 12 CORE PV MULTI-CORE CABLE | 60489 | FINECAL DISTRIBUTORS | LVI-1/4-PT15 | N/A | N/A
Underground Materials | Joint Kits and Jointing | PILOT JOINT 1/5-PT15 | LV | INLINE RESIN JOINT KIT LVI-1/5-PT15 FOR 19 PAIR PE MULTI-PAIR CABLE; 20 PAIR PVC MULTI-PAIR CABLE; 19 & 27CORE PV MULTI-CORE CABLE | 60490 | FINECAL DISTRIBUTORS | LVI-1/5-PT15 | N/A | N/A
Underground Materials | Joint Kits and Jointing | PILOT JOINT 1/6-PT15 | LV | INLINE RESIN JOINT KIT LVI-1/6-PT15 FOR 37 PAIR PE MULTI-PAIR CABLE; 1/0.8MM & 2.5MM COMPOSITE CABLES | 60491 | FINECAL DISTRIBUTORS | LVI-1/6-PT15 | N/A | N/A
Underground Materials | Joint Kits and Jointing | 11KV TRIP EARTH BOND | 11kV | 11KV 95 TO 300MM TRIPLEX EARTH BONDING KIT BAH 038081516 | 60492 | TYCO ELECTRONICS UK LIMITED | BAH-038081516 | 112 | Richard Summers
Underground Materials | Joint Kits and Jointing | 11KV PILC EARTH BOND | 11kV | 11KV 95 TO 300MM PILC EARTH BONDING KIT BAH 038081517 | 60493 | TYCO ELECTRONICS UK LIMITED | BAH-038081517 | 112 | Richard Summers
Plant Accessories | Protection & Control Panels | VOLT CONSTR PNL 5AMP | N/A | VOLTAGE CONSTRAINT PANEL FITTED WITH A 5 AMP CT MEASURMENT CARD | 60507 | ZIV AUTOMATION UK LIMITED |  | N/A | N/A
Switchgear | LV Fuse Cabinets (New) | COMPACT C TO NS MCCB KIT FUSE CABINETS | LV | KIT OF PARTS TO REPLACE COMPACT C WITH NS 1250A MCCB IN FUSE CABINETS. [EWP12CABRF]. | 60508 | SCHNEIDER ELECTRIC LTD | EWP12CABRF | 16 | Richard Summers
Switchgear | LV Fuse Cabinets (New) | INTAKE PANEL COMPACT C TO NS MMCB KIT | LV | KIT OF PARTS TO REPLACE COMPACT C WITH NS 1250A MCCB IN A SERVICE INTAKE PANEL [EPC12CUBRF]. | 60509 | SCHNEIDER ELECTRIC LTD | EPC12CUBRF | 16 | Richard Summers
Underground Materials | Connectors - Mechanical (Underground) | LV TERM CONN 95-300 | LV | CONNECTOR FOR LV HD CUT OUTS, LV FEEDER PILLARS AND CT CABINETS 95-300MM SINGLE BOLT FIXING BAH-026010088 | 60511 | SICAME ELECTRICAL DEVELOPMENTS LTD | HMFMCUT4/B | 107 | Richard Summers
Cables | Concentric Service | 3C 35MM CU SNE LSF | LV | 3 CORE 35MM2 CU SNE LSF SERVICE CABLE LOW SMOKE TO BS 7870 3.12 | 60603 | TRATOS LIMITED | 142937 | 74 | Richard Summers
Cables | Concentric Service | 3C 35MM CU CNE LSF | LV | 3 CORE 35MM2 CU CNE LSF SERVICE CABLE LOW SMOKE TO BS 7870 3.12 | 60604 | TRATOS LIMITED | 144928 | 74 | Richard Summers
Cables | 11kv | EPR 400 TRIPLEX 11KV | 11kV | 400MM2 WATER BLOCKED STRANDED CU CONDUCTOR TRIPLEX EPR CWS MDPE OVERSHEATH | 60608 | TRATOS LIMITED | 140413 | 82 | Richard Summers
Cables | 11kv | EPR 400 TRIPLEX 11KV | 11kV | 400MM2 WATER BLOCKED STRANDED CU CONDUCTOR TRIPLEX EPR CWS MDPE OVERSHEATH | 60608 | PRYSMIAN CABLES AND SYSTEMS LTD | VKEDTN40ZXWCRD | 82 | Richard Summers
Cables | 33kv | EPR 300 1CORE 33KV | 33kV | 300MM EPR 1 CORE 33KV CABLE COPPER WIRE SCREEN | 60609 | TRATOS LIMITED | 12625 | 72 | Richard Summers
Cables | 33kv | EPR 300 1CORE 33KV | 33kV | 300MM EPR 1 CORE 33KV CABLE COPPER WIRE SCREEN | 60609 | PRYSMIAN CABLES AND SYSTEMS LTD | VKEG1N30ZXWCBK | 72 | Richard Summers
Cables | 66kv and above | EPR 185 1CORE 66KV | 66kV | 185MM2 WATER BLOCKED STRANDED CU CONDUCTOR SINGLE CORE 66KV EPR 83MM CWS MDPE OVERSHEATH | 60610 | PRYSMIAN CABLES AND SYSTEMS LTD | 4000445 | 93 | Richard Summers
Cables | 66kv and above | EPR 400 1CORE 66KV | 66kV | 400MM2 WATER BLOCKED STRANDED CU CONDUCTOR SINGLE CORE 66KV EPR 83MM CWS MDPE OVERSHEATH | 60611 | PRYSMIAN CABLES AND SYSTEMS LTD | 4000447 | 93 | Richard Summers
Cables | 66kv and above | EPR 630 1CORE 66KV | 66kV | 630MM2 WATER BLOCKED STRANDED CU CONDUCTOR SINGLE CORE 66KV EPR 83MM CWS MDPE OVERSHEATH | 60612 | PRYSMIAN CABLES AND SYSTEMS LTD | 4000448 | 93 | Richard Summers
Cables | 66kv and above | EPR 1000 1CORE 66KV | 66kV | 1000MM2 WATER BLOCKED STRANDED CU CONDUCTOR SINGLE CORE66KV EPR 83MM CWS MDPE OVERSHEATH | 60613 | PRYSMIAN CABLES AND SYSTEMS LTD | 4000449 | 93 | Richard Summers
Switchgear | 11KV Voltage Regulators & Stabilizers | RN2C TLF TX ACT3 STC | 11kV | RN2C TLF PROTECTION ACTUATORS FITTED TO THE TWO RING AND THE CB TEE OFF + ADDITIONAL SHUNT TRIP COIL | 60623 | SCHNEIDER ELECTRIC LTD | RN2C-T1 | 2 | Anthony Smith
Switchgear | 11KV Voltage Regulators & Stabilizers | RN2C RELAY TX ACT3 STC | 11kV | RN2C VIP300 PROTECTION ACTUATORS FITTED TO THE TWO RINGSWITCHES AND THE CB TEE OFF + ADDITIONAL SHUNT TRIP COIL | 60624 | SCHNEIDER ELECTRIC LTD | RN2C-T2 | 2 | Anthony Smith
Switchgear | 11KV Voltage Regulators & Stabilizers | T200E UNIT&MOUNT KIT | 11kV | T200E RTE AUTOMATION CONTROL UNIT, SWTICH UNIT AND T200E MOUNTING KIT FOR RN2C UNIT | 60626 | SCHNEIDER ELECTRIC LTD | RMR-A2079 & A406 | 2 | Anthony Smith
Cables | 66kv and above | EPR 300 1CORE 66KV | 66kV | 300MM WATER BLOCKED STRANDED CU CONDUCTOR SINGLE CORE 66KV EPR 83MM CWS MDPE OVERSHEATH | 60742 | PRYSMIAN CABLES AND SYSTEMS LTD | 4000446 | 93 | Richard Summers
Plant Accessories | Protection Relays | O/H PDR 121 REPEATER | 11kV | OVER HEAD PDR 121 REPEATER COMPLETE WITH 7M COAX AND FASTNET | 60743 | NETCONTROL UK LTD | 52110975 | N/A | N/A
Plant Accessories | Protection Relays | U/G PDR 121 REPEATER | 11kV | UNDER GROUND PDR 121 REPEATER COMPLETE WITH 10M COAX AND FASTNET | 60744 | NETCONTROL UK LTD | 52110975 | N/A | N/A
Plant Accessories | Protection Relays | RL38 RSERIES 33KV POLE | 33kV | RL38 33KV POLE MOUNTED LOAD BREAK SWITCH COMPLETE WITH ADVC RL38 LBS FA SF6 38 12 170 | 60756 | SCHNEIDER ELECTRIC LTD | RL38LBSFASF62812170 | 13 | Anthony Smith
Common Engineering Materials | Cable Accessories | CBL TIE 100X2.5 BAG | N/A | CABLE TIE BLACK PLASTIC 100MM X 2.5MM 1 = BAG OF 100 | 60758 | TW ENGINEERING CO LTD |  | N/A | N/A
Common Engineering Materials | Cable Accessories | CBL TIE 200X4.6 BAG | N/A | CABLE TIE BLACK PLASTIC 200MM X 4.6MM 1 = BAG OF 100 | 60759 | TW ENGINEERING CO LTD |  | N/A | N/A
Common Engineering Materials | Cable Accessories | CBL TIE 365X4.6 BAG | N/A | CABLE TIE BLACK PLASTIC 365MM X 4.6MM 1 = BAG OF 100 | 60760 | TW ENGINEERING CO LTD |  | N/A | N/A
Common Engineering Materials | Cable Accessories | CBL TIE 370X7 BAG | N/A | CABLE TIE BLACK PLASTIC 370MM X 7MM 1 = BAG OF 100 | 60761 | TW ENGINEERING CO LTD |  | N/A | N/A
Common Engineering Materials | Cable Accessories | CBL TIE 580X12.7 BAG | N/A | CABLE TIE BLACK PLASTIC 580MM X 12.7MM 1 = BAG OF 50 | 60762 | TW ENGINEERING CO LTD |  | N/A | N/A
Common Engineering Materials | Cable Accessories | CBL TIE BASE 25X25 BAG | N/A | CABLE TIE BASE BLACK 25MM X 25MM 1 = BAG OF 100 | 60763 | TW ENGINEERING CO LTD |  | N/A | N/A
Plant Accessories | Locks | L3 SYSTEM PADLOCK | All voltages | SYSTEM PADLOCK LEVEL 3 11KV/6.6KV SUITE PT1548 NO KEYS BODY 57MM CHROME PLATED, CASE HARDENED STEEL SHACKLE 10MM BORON STEEL | 60765 | ABLOY UK | PLC340/25-PT-MK | SP5D_1 | N/A
Switchgear | Switchgear Accessories | N25/16KA 100/50/5 CT | 11kV | MU2 N25 NON EXTEN 100/50/5 PLUS 3PH VT & OPEN DELTA | 60767 | SCHNEIDER ELECTRIC LTD | MU2-N25 | 2 | Anthony Smith
Switchgear | Switchgear Accessories | N26/16KA200/100/5 CT | 11kV | MU2 N26 NON EXTEN 200/100/5 PLUS 3 PH VT & OPEN DELTA | 60768 | SCHNEIDER ELECTRIC LTD | MU2-N26 | 2 | Anthony Smith
Switchgear | Switchgear Accessories | N16/16KA 400/200/5CT | 11kV | MU6 N16 NON EXTEN 400/200/5 PLUS 3PH VT & OPEN DELTA | 60769 | SCHNEIDER ELECTRIC LTD | MU2-N16 | 2 | Anthony Smith
Plant Accessories | 33/11KV Cable Boxes | N38 N SERIES 33KV | 33kV | N38 N SERIES 33KV POLE MOUNTED AUTO RECLOSING CIRCUIT BREAKER, C/W ADVC, 800A RATING, SF6 UNIT VENDOR PART NO. N38-ACR-SF6-38-12-170 | 60770 | SCHNEIDER ELECTRIC LTD | N38-ACR-SF6-38 | 13 | Anthony Smith
Plant Accessories | 33/11KV Cable Boxes | 33KV POLE MOUNTED RESIN VT | 33kV | 33KV POLE MOUNTED RESIN VT FOR MOUNTING ONTO N SERIES RECLOSER | 60771 | SCHNEIDER ELECTRIC LTD | VT EXT SSV 33K | 13 | Anthony Smith
Plant Accessories | 33/11KV Cable Boxes | VOLT CONSTR PNL 1AMP | N/A | VOLTAGE CONSTRAINT PANEL FITTED WITH 1 AMP CT MEASUREMENT CARD | 60775 | ZIV AUTOMATION UK LIMITED |  | N/A | N/A
Switchgear | Switchgear Accessories | RN6C SEP40 FS ACT 3 | 11kV | RN6C SEPAM 40 RELAY FS ACT(3) | 60776 | SCHNEIDER ELECTRIC LTD | RN6C | 2 | Anthony Smith
Underground Materials | Joint Kits and Jointing | EARTH ROD KIT 5mm | N/A | EARTH ROD KIT WITH 5MM DIAMETER SOLID COPPER CONDUCTOR TAIL. | 60780 | AN WALLIS & CO LTD | ERB612WPD5MM | 132 | Graham Brewster
Underground Materials | Connectors - Mechanical (Underground) | 33KV ST CON 95-240 | 33kV | SPLIT CONNECTOR FOR USE WITH COLD SHRINK STRAIGHT JOINTFOR USE WITH 51330 BAH 022100023 | 60802 | TYCO ELECTRONICS UK LIMITED | BAH-022100023 | 111 | Richard Summers
Common Engineering Materials | Lubricants | 3 IN 1 OIL | N/A | 3 IN 1 OIL - SIZE 100ML | 60805 | JAMES BOYLAN SAFETY (NI) LTD |  | N/A | N/A
Cables | Concentric Service | 1 CORE 25MM SAC SNE | LV | 1 CORE 25MM2 SAC SNE SERVICE CABLE | 60806 | TRATOS LIMITED |  | 74 | Richard Summers
Common Engineering Materials | Earthing Equipment | EARTH ROD KIT 70MM | N/A | EARTH ROD KIT WITH 70SQMM STRANDED COPPER CABLE | 60808 | AN WALLIS & CO LTD | ERB612WPD70MM2 | 132 | Graham Brewster
Switchgear | 11KV Voltage Regulators & Stabilizers | 2X200A 11KV VOLT REG | 11kV | PACKAGE OF 2 X 11KV 200A VOLTAGE REGULATORS WITH IDPT AND CL7 MULTIPHASE CONTROL. DOUBLE SIZE SS BOX COMPLETE WITH 1 X 20' AND 1 X 30' CONTROL CABLE | 60811 | LANGLEY ENGINEERING LTD | VR-32/200SS-2011 | 45 | Anthony Smith
Switchgear | 11KV Voltage Regulators & Stabilizers | SS CONTROL BOX + CL7-3 | 11kV | SS CONTROL BOX WITH CL7-3 MULTIPHASE CONTROLLER WITHOUT CONTROL CABLE TO FIT 11KV 200A DESIGN | 60812 | LANGLEY ENGINEERING LTD |  | 45 | Anthony Smith
Switchgear | 11KV Voltage Regulators & Stabilizers | SNG 11KV 200A REG | 11kV | SEPARATE SINGLE 11KV 200A SS REGULATOR WITH IDPT (NO CL7 CONTROL BOX OR CABLE) | 60813 | LANGLEY ENGINEERING LTD |  | 45 | Anthony Smith
Switchgear | 11KV Voltage Regulators & Stabilizers | CONTROL CABLE 54" | 11kV | CONTROL CABLE 54" | 60814 | LANGLEY ENGINEERING LTD |  | 45 | Anthony Smith
Switchgear | 11KV Voltage Regulators & Stabilizers | CONTROL CABLE 10' | 11kV | CONTROL CABLE 10' | 60815 | LANGLEY ENGINEERING LTD |  | 45 | Anthony Smith
Switchgear | 11KV Voltage Regulators & Stabilizers | CONTROL CABLE 20' | 11kV | CONTROL CABLE 20' | 60816 | LANGLEY ENGINEERING LTD |  | 45 | Anthony Smith
Switchgear | 11KV Voltage Regulators & Stabilizers | CONTROL CABLE 30' | 11kV | CONTROL CABLE 30' | 60817 | LANGLEY ENGINEERING LTD |  | 45 | Anthony Smith
Switchgear | 11KV Voltage Regulators & Stabilizers | CONTROL CABLE 40' | 11kV | CONTROL CABLE 40' | 60818 | LANGLEY ENGINEERING LTD |  | 45 | Anthony Smith
Switchgear | 11KV Voltage Regulators & Stabilizers | CONTROL CABLE 50' | 11kV | CONTROL CABLE 50' | 60819 | LANGLEY ENGINEERING LTD |  | 45 | Anthony Smith
Switchgear | 11KV Voltage Regulators & Stabilizers | CONTROL CABLE 60' | 11kV | CONTROL CABLE 60' | 60820 | LANGLEY ENGINEERING LTD |  | 45 | Anthony Smith
Switchgear | 11KV Voltage Regulators & Stabilizers | CONTROL CABLE 80' | 11kV | CONTROL CABLE 80' | 60821 | LANGLEY ENGINEERING LTD |  | 45 | Anthony Smith
Switchgear | 11KV Voltage Regulators & Stabilizers | CONTROL CABLE 100' | 11kV | CONTROL CABLE 100' | 60822 | LANGLEY ENGINEERING LTD |  | 45 | Anthony Smith
Switchgear | 11KV Voltage Regulators & Stabilizers | CONTROL CABLE 120' | 11kV | CONTROL CABLE 120' | 60823 | LANGLEY ENGINEERING LTD |  | 45 | Anthony Smith
Switchgear | 11KV Ring Main Units (New) | VRN6A FS RELAY NOACT | 11kV | VRN6A FREESTANDING WITH 630A RELAY NO ACTUATORS | 60824 | LUCY ELECTRIC UK LIMITED |  | 2 | Anthony Smith
Switchgear | 11KV Ring Main Units (New) | VRN6A FS RELAY 2ACT | 11kV | VRN6A FREESTANDING WITH 630A RELAY 2 ACTUATORS | 60825 | LUCY ELECTRIC UK LIMITED |  | 2 | Anthony Smith
Overhead Materials | Steelwork | 11KV CAT0 ABSD AL | 11kV | ALLIED INSULATORS 11KV CAT0 ABSD 11KV 630A CAT 0 SE (10KA, 190MVA), 400A BREAK, 3PH HOOKSTICK OPERATED UNDERSLUNG ABSD SUPPLIED WITH MOUNTING STEELWORK | 60832 | ALLIED INSULATORS GROUP LIMITED | FAS7906.07 | 10 | Mike Chapman
Overhead Materials | Steelwork | 11KV CAT0 ABSD ML | 11kV | MORRIS LINE 11KV CAT0 ABSD 11KV 630A CAT 0 SE (10KA, 190MVA), 400A BREAK, 3PH HOOKSTICK OPERATED UNDERSLUNG ABSD SUPPLIED WITH MOUNTING STEELWORK | 60833 | MORRIS LINE ENGINEERING | TYPE MLS | 10 | Mike Chapman
Overhead Materials | Steelwork | 11KV CAT2 ABSD AL | 11kV | ALLIED INSULATORS 11KV CAT2 ABSD 11KV 630A CAT 2 DM (3KA, 60MVA), 20A BREAK, 3PH HOOKSTICK OPERATED UNDERSLUNG ABSD SUPPLIED WITH MOUNTING STEELWORK | 60834 | ALLIED INSULATORS GROUP LIMITED | FAS7906.06 | 10 | Mike Chapman
Overhead Materials | Steelwork | 11KV CAT2 ABSD ML | 11kV | MORRIS LINE 11KV CAT2 ABSD 11KV 630A CAT 2 DM (3KA, 60MVA), 20A BREAK, 3PH HOOKSTICK OPERATED UNDERSLUNG ABSD SUPPLIED WITH MOUNTING STEELWORK | 60835 | MORRIS LINE ENGINEERING |  | 10 | Mike Chapman
Overhead Materials | ABC Fittings | 1PH ABC DIST BOX | LV | 1PH ABC DISTRIBUTION BOX SUITABLE FOR UP TO 3 X 1PH SERVICES. BOX CAN BE CONVERTED FOR USE WITH SNE SERVICES WITH ADDITION OF 1PH ABC DB SNE EARTH BLOCK | 60845 | WT HENLEY DIV OF SICAME UK LTD | 54611-62 | 135 | Mike Chapman
Overhead Materials | ABC Fittings | 1PH DIST EARTH BLOCK | LV | 1PH ABC DIST BOX SNE EARTH BLOCK | 60846 | WT HENLEY DIV OF SICAME UK LTD | 54614-66 | 135 | Mike Chapman
Common Engineering Materials | Cable Accessories | CLEAT SC 33KV 300400 | 33Kv | ATLAS GALVANISED STEEL TWO BOLT CABLE CLEAT FOR USE ON 300MM AND 400MM SINGLE CORE 33KV CABLES OF NOMINAL DIAMETER 47.5MM AND 50.8MM RESPECTIVELY SUPPLIER PART AR2 A13 TB | 60886 | ELLIS PATENTS LTD | AR2 A13 TB | N/A | N/A
Common Engineering Materials | Cable Accessories | CLEAT SC 33KV 630MM | 33Kv | ATLAS GALVANISED STEEL TWO BOLT CABLE CLEAT FOR USE ON 630MM SINGLE CORE 33KV CABLE OF NOMINAL DIAMETER 59.9MM SUPPLIER PART AR2 A14 TB | 60887 | ELLIS PATENTS LTD | AR2 A14 TB | N/A | N/A
Common Engineering Materials | Cable Accessories | CLEAT TR 33KV 400MM | 33Kv | ATLAS GALVANISED STEEL TWO BOLT CABLE CLEAT FOR USE ON 400MM TREFOIL 33KV CABLE OF NOMINAL DIAMETER 50.8MM SUPPLIER PART AR4 A37 TB | 60888 | ELLIS PATENTS LTD | AR4 A37 TB | N/A | N/A
Common Engineering Materials | Cable Accessories | CLEAT TR 33KV 630MM | 33Kv | ATLAS GALVANISED STEEL TWO BOLT CABLE CLEAT FOR USE ON 630MM TREFOIL 33KV CABLE OF NOMINAL DIAMETER 59.9MM SUPPLIER PART AR4 A38 TB | 60889 | ELLIS PATENTS LTD | AR4 A38 TB | N/A | N/A
Underground Materials | Connectors - Mechanical (Underground) | 33KV ST CON 120-300 | 33kV | 33KV BRASS 120-300MM2 SPLIT STRAIGHT CONNECTOR THREE BOLT FIXING BAH-022110032 VTPB27UTB | 60906 | TYCO ELECTRONICS UK LIMITED | BAH-022110032 | 111 | Richard Summers
Plant Accessories | Locks | SINGLE EURO CYL L2 | All voltages | ABLOY CY326PT SINGLE EURO PROFILE CYLINDER SATIN CHROMEFINISH. KEYED TO MASTER KEY SYSTEM PT554. KEY LEVEL 2. NO KEYS SUPPLIED WITH CYLINDER. | 61002 | ABLOY UK | CY326PT | SP5D_1 | N/A
Overhead Materials | Consumable OH Materials | 10MM LV RETROFIT INS | LV | 10MM LV RIGID SPLIT TUBE RETROFIT INSULATION 3 METER LENGTHS BLACK PART NUMBER LV-INS-500-PLUS-3M-10MM | 61069 | HORIZON UTILITY SUPPLIES LTD | LV INS PLUS 3M 10MM | N/A | N/A
Overhead Materials | Consumable OH Materials | 10MM RETRO APP TOOL | LV | 10MM RETROFIT INSULATION APPLICATION TOOL PART NUMBER LV-INS-APP-10MM | 61070 | HORIZON UTILITY SUPPLIES LTD | LV INS APP 10MM | N/A | N/A
Overhead Materials | Consumable OH Materials | 17MM LV RETROFIT INS | LV | 17MM LV RIGID SPLIT TUBE RETROFIT INSULATION 3 METER LENGTHS BLACK PART NUMBER LV-INS-500-PLUS-3M-17MM | 61071 | HORIZON UTILITY SUPPLIES LTD | LV INS PLUS 3M 17MM | N/A | N/A
Overhead Materials | Consumable OH Materials | 21MM LV RETROFIT INS | LV | 21MM LV RIGID SPLIT TUBE RETROFIT INSULATION 3 METER LENGTHS BLACK PART NUMBER LV-INS-500-PLUS-3M-21MM | 61072 | HORIZON UTILITY SUPPLIES LTD | LV INS PLUS 3M 21MM | N/A | N/A
Overhead Materials | Consumable OH Materials | 17-21MM RETRO APP TL | LV | 17MM AND 21MM FIXED DUAL APPLICATION TOOL FOR RETROFIT INSULATION PART NUMBER LV-INS-APP-1721MM | 61073 | HORIZON UTILITY SUPPLIES LTD | LV INS APP 1721MM | N/A | N/A
Plant Accessories | Locks | DIFFER PADLOCK L2 | All voltages | PL330/25 PROTEC STAINLESS STEEL SHACKLE BRASS BODY, MASTER KEYED WITH 3 KEYS STAMPED RUBY LEVEL PT554 | 61085 | ABLOY UK | PL330/25 PT MK SS | SP5D_1 | N/A
Plant Accessories | Locks | PL341/25 PADLOCK L3 | All voltages | PL341/25 PROTEC STAINLESS STEEL SHACKLE BRASS BODY, MASTER KEYED STAMPED WITHOUT KEYS RUBY LEVEL PT554 L3 | 61086 | ABLOY UK | PL341/25 PT MK SS | SP5D_1 | N/A
Plant Accessories | Locks | PL341/25 PADLOCK L2 | All voltages | PL341/25 PROTEC STAINLESS STEEL SHACKLE BRASS BODY, MASTER KEYED STAMPED WITHOUT KEYS RUBY LEVEL PT554 L2 | 61087 | ABLOY UK | PL341/25 PT MK SS | SP5D_1 | N/A
Transformers | Outdoor Voltage Transformers | 33KV POLE MOUNTED VT | 33kV | 33KV POLE MOUNTED RESIN VT (FOR USE WITH THE RL38 LOAD BREAK SWITCH) | 61094 | SCHNEIDER ELECTRIC LTD | 457056300 | N/A | N/A
Underground Materials | Connectors - Mechanical (Underground) | 600-740 O/S LUG SAL | LV | 600-740MM SOLID AL OFFSET LUG | 61097 | SICAME ELECTRICAL DEVELOPMENTS LTD | HMFMLML7/SH | 107 | Richard Summers
Transformers | 11kv Ground Mounted (New) | 500KVA 3P CC GM cw CABLE BOX | 11kV | 500KVA CABLE CONNECTED GROUND MOUNTED TRANSFORMER - 'TO ECO LOSSES' COMPLETE WITH CABLE BOX | 61116 | SCHNEIDER ELECTRIC LTD |  | 5 | Andrew Reynolds
Transformers | 11kv Ground Mounted (New) | 800KVA CC GM CW CABLE BOX | 11kV | 800KVA CABLE CONNECTED GROUND MOUNTED TRANSFORMER - 'TO ECO LOSSES' COMPLETE WITH CABLE BOX | 61117 | SCHNEIDER ELECTRIC LTD |  | 5 | Andrew Reynolds
Transformers | 11kv Ground Mounted (New) | 1000KVA CC GM CW CABLE BOX | 11kV | 1000KVA CABLE CONNECTED GROUND MOUNTED TRANSFORMER - 'TO ECO LOSSES' COMPLETE WITH CABLE BOX | 61118 | SCHNEIDER ELECTRIC LTD |  | 5 | Andrew Reynolds
Transformers | 11kv Ground Mounted (New) | 500KVA DR CC GM CW CABLE BOX | 11kV | TRF 500KVA DUAL RATIO CABLE CONNECTED GM - 'TO ECO LOSSES'. COMPLETE WITH CABLE BOX | 61119 | SCHNEIDER ELECTRIC LTD |  | 5 | Andrew Reynolds
Transformers | 11kv Ground Mounted (New) | 800KVA DR CC GM CW CABLE BOX | 11kV | TRF 800KVA DUAL RATIO CABLE CONNECTED GM - 'TO ECO LOSSES'. COMPLETE WITH CABLE BOX | 61120 | SCHNEIDER ELECTRIC LTD |  | 5 | Andrew Reynolds
Transformers | 11kv Ground Mounted (New) | 1000KVA DR CC GM CW CABLE BOX | 11kV | TRF 1000KVA DUAL RATIO CABLE CONNECTED GM - 'TO ECO LOSSES'. COMPLETE WITH CABLE BOX | 61121 | SCHNEIDER ELECTRIC LTD |  | 5 | Andrew Reynolds
Common Engineering Materials | Cable Accessories | CLEAT SC 33KV 185TB | 33Kv | ATLAS GALVANISED STEEL TWO BOLT CABLE CLEAT FOR USE ON 185MM 33KV SINGLE CORE CABLES CLEAT DIAMETER RANGE 41-47MM SUPPLIER PART AR2-A12-TB | 61122 | ELLIS PATENTS LTD | AR2-A12-TB | N/A | N/A
Common Engineering Materials | Cable Accessories | CLEAT TR 33KV 185TB | 33Kv | ATLAS GALVANISED STEEL TWO BOLT CABLE CLEAT FOR USE ON 185MM 33KV TREFOIL CABLES CLEAT CABLE DIAMETER RANGE 40-45MM SUPPLIER PART AR3-A35-TB | 61123 | ELLIS PATENTS LTD | AR3-A35-TB | N/A | N/A
Overhead Materials | Consumable OH Materials | 16MM 12YR BLK SHRD | LV | 16MM X 5M, 12 YEAR BLACK CORRUGATED SPLIT TUBE SHROUDING | 61162 | HORIZON UTILITY SUPPLIES LTD | LV-INS-YS-303-01-02 | N/A | N/A
Overhead Materials | Consumable OH Materials | 32MM 12YR BLK SHRD | LV | 32MM X 5M, 12 YEAR BLACK CORRUGATED SPLIT TUBE SHROUDING | 61163 | HORIZON UTILITY SUPPLIES LTD | LV-INS-YS-303-02-02 | N/A | N/A
Telecommunications | Mobile Radio | UHF QR450 | LV | UHF QR450 OUT STATION RADIO | 61170 | MAGDALENE LIMITED | TBURQR4HH-E00E1L00 | N/A | N/A
Telecommunications | Mobile Radio | QH450 BASE STATION | LV | W & D QH450 BASE STATION RADIO. | 61171 | MAGDALENE LIMITED | TBURQH4HN-E00E1L0A | N/A | N/A
Telecommunications | Mobile Radio | W D E MOUNT PLT ADAP | LV | W & D E SERIES MOUNTING PLATE ADAPTER | 61172 | MAGDALENE LIMITED | TBUMMNTKIT-ERQR | N/A | N/A
Telecommunications | Mobile Radio | RNO 401 RADIO ONLY | LV | NETCONTROLL RNO 401 RADIO ONLY. | 61173 | NETCONTROL UK LTD | 52554117 | N/A | N/A
Telecommunications | Mobile Radio | FASTNET RTU | LV | NETCONTROLL FASTNET RTU(WITH SD CARD) ONLY | 61176 | NETCONTROL UK LTD | 52101014 | N/A | N/A
Telecommunications | Mobile Radio | BATTERY CHARGER | LV | NETCONTROL BATTERY CHARGER PSU DIN RAIL MTD(GREEN) | 61177 | NETCONTROL UK LTD | 205057-9 | N/A | N/A
Telecommunications | Mobile Radio | CCU RADIO BASESTATION | LV | NETCONTROL CCU RADIO BASESTATION INCLUDING FASTNET | 61178 | NETCONTROL UK LTD | 52110989 | N/A | N/A
Telecommunications | Mobile Radio | SMR100 | LV | SMR 100 | 61179 | NETCONTROL UK LTD | 5255125 | N/A | N/A
Telecommunications | Mobile Radio | RNO 501 RADIO ONLY | LV | NET CONTROL RNO 501 RADIO ONLY | 61180 | NETCONTROL UK LTD | 5255125 | N/A | N/A
Telecommunications | Mobile Radio | PDR 121 | LV | PDR 121 | 61181 | NETCONTROL UK LTD | 52550113 | N/A | N/A
Telecommunications | Mobile Radio | BMU12V | LV | BMU12V | 61182 | NETCONTROL UK LTD | 52101042 | N/A | N/A
Telecommunications | Mobile Radio | BMU24V | LV | BMU24V | 61183 | NETCONTROL UK LTD | 52101049 | N/A | N/A
Telecommunications | Equipment | 20way interface | LV | ANALOGUE PERIPHERAL INTERFACE 20 WAY. | 61186 | AUWELL ELECTRONICS LTD | 8000.1135 | N/A | N/A
Telecommunications | Equipment | status 20way interfce | LV | STATUS PERIPHERAL INTERFACE 20 WAY. | 61187 | AUWELL ELECTRONICS LTD | 8000.1136 | N/A | N/A
Telecommunications | Equipment | 2014 20way interface D20KB | LV | CONTROL PERIPHERAL INTERFACE 2014 20 WAYD20KB. | 61188 | AUWELL ELECTRONICS LTD | 8000.1137 | N/A | N/A
Telecommunications | Equipment | KRONE/IDC INTER | LV | KRONE/IDC INTERFACE 4X10 DISCONNECT TYPE A. | 61189 | AUWELL ELECTRONICS LTD | 8000.112 | N/A | N/A
Telecommunications | Equipment | SAT AK1703 | LV | SAT AK1703 DIGITAL ANALOGUE. | 61190 | AUWELL ELECTRONICS LTD | 8000.1068 | N/A | N/A
Telecommunications | Equipment | SAT AK1703 D/INPUT | LV | SAT AK1703 DIGITAL INPUT. | 61191 | AUWELL ELECTRONICS LTD | 8000.1070 | N/A | N/A
Telecommunications | Equipment | SAT AK1703 D/OUTPUT | LV | SAT AK1703 DIGITAL OUTPUT. | 61192 | AUWELL ELECTRONICS LTD | 8000.1072 | N/A | N/A
Telecommunications | Equipment | R140 MODULE ANALOGUE | LV | ANALOGUE R140 MODULE. | 61193 | AUWELL ELECTRONICS LTD | R140 MODULE | N/A | N/A
Telecommunications | Equipment | R140 MODULE CONTROL | LV | CONTROL R140 MODULE. | 61194 | AUWELL ELECTRONICS LTD | 8000.1107 | N/A | N/A
Telecommunications | Equipment | R140 MODULE STATUS | LV | STATUS R140 MODULE. | 61195 | AUWELL ELECTRONICS LTD | 8000.1108 | N/A | N/A
Telecommunications | Equipment | KRONEFRAME 18WAY | LV | KRONEFRAME 18WAY 50MM DEEP 70MM OVERALL. | 61196 | HSBC INVOICE FINANCE (UK) LTD | 52/DGKBM1850 | N/A | N/A
Telecommunications | Equipment | KRONE BLOCKS | LV | KRONE BLOCKS SINGLES. | 61197 | HSBC INVOICE FINANCE (UK) LTD | 49/ED23A001 | N/A | N/A
Telecommunications | Equipment | KRONE BLOCKS COVERS | LV | KRONE BLOCKS COVERS | 61198 | HSBC INVOICE FINANCE (UK) LTD | 49/EDDSS1A01 | N/A | N/A
Telecommunications | Equipment | MDW-45LV RS232 | LV | MDW-45LV RS232-RS422/485 | 61199 | WESTERMO DATA COMMUNICATIONS LTD | 3617-0001 | N/A | N/A
Telecommunications | Equipment | EDW-120 | LV | EDW-120 | 61200 | WESTERMO DATA COMMUNICATIONS LTD | 3616-0010 | N/A | N/A
Telecommunications | Equipment | MASCOT 48V TO 12V | LV | MASCOT 48V-12V DC-DC CONVERTOR | 61202 | RS COMPONENTS LTD | 433-5883 | N/A | N/A
Telecommunications | Equipment | RIBBON CABLE DRUM 30M | LV | 20 WAY 30M RIBBON CABLE DRUM. | 61203 | RS COMPONENTS LTD | 105-5310 | N/A | N/A
Telecommunications | Equipment | RIBBON CABLE CONN | LV | 20 WAY RIBBON CABLE CONNECTORS. | 61204 | RS COMPONENTS LTD | 461-203 | N/A | N/A
Telecommunications | Equipment | D20 CPU CARD | LV | GE HARRIS D20 CPU CARD. PRIOR TO ORDERING PLEASE CONFIRM REQUIRED SPECIFICATIONWITH JERRY BARRETT AND PHIL RIGDEN. | 61206 | GE GRID SOLUTIONS (UK) LTD |  | N/A | N/A
Telecommunications | Equipment | D20 ST PERIPH CARD | LV | GE HARRIS D20 STATUS PERIPHERAL CARD. PRIOR TO ORDERING PLEASE CONFIRM REQUIRED SPECIFICATIONWITH JERRY BARRETT AND PHIL RIGDEN. | 61209 | GE GRID SOLUTIONS (UK) LTD | D20S-1371-UUUA | N/A | N/A
Telecommunications | Equipment | D20 IBOX MINI RTU | LV | D20 GE HARRIS IBOX MINI RTU 48VDV. IBOX2UUUUUAA WITH SAX0034.00 PRIOR TO ORDERING PLEASE CONFIRM REQUIRED SPECIFICATIONWITH JERRY BARRETT AND PHIL RIGDEN. | 61217 | GE GRID SOLUTIONS (UK) LTD |  | N/A | N/A
Telecommunications | Equipment | IBOX AN PERIPH DNP | LV | GE HARRIS IBOX ANALOGUE PERIPHERAL DNP PRIOR TO ORDERING PLEASE CONFIRM REQUIRED SPECIFICATIONWITH JERRY BARRETT AND PHIL RIGDEN. | 61219 | GE GRID SOLUTIONS (UK) LTD | DNP-I0-A-1AUU | N/A | N/A
Telecommunications | Equipment | IBOX ST PERIPH DNP | LV | GE HARRIS IBOX STATUS PERIPHERAL DNP PRIOR TO ORDERING PLEASE CONFIRM REQUIRED SPECIFICATIONWITH JERRY BARRETT AND PHIL RIGDEN. | 61220 | GE GRID SOLUTIONS (UK) LTD | DNP-I0-S-13AU | N/A | N/A
Telecommunications | Equipment | RTU12 WITHOUT RADIO | LV |  | 61230 | NETCONTROL UK LTD | 51100854 | N/A | N/A
Telecommunications | Equipment | RTU12 C/W RADIO | LV |  | 61231 | NETCONTROL UK LTD | 51100861 | N/A | N/A
Telecommunications | Equipment | RTU12 CABLE PK ALL TYPES | LV |  | 61232 | NETCONTROL UK LTD |  | N/A | N/A
Telecommunications | Equipment | 33 KV KRONE CABINET | LV | 33 KV GENERATION I BOX KRONE CABINET | 61238 | AUWELL ELECTRONICS LTD | 33KV KRONE | N/A | N/A
Telecommunications | Equipment | 33 KV SAKR CABINET | LV | 33 KV GENERATION I BOX SAKR CABINET | 61239 | AUWELL ELECTRONICS LTD | 33KV SAKR | N/A | N/A
Telecommunications | Equipment | 11KV RTU CONSTRAINT | LV | 11KV RTU CONSTRAINT KIT | 61240 | AUWELL ELECTRONICS LTD | KIT A | N/A | N/A
Telecommunications | Equipment | DDW-142 | LV | WOLVERINE DDW-142 SCADA | 61241 | WESTERMO DATA COMMUNICATIONS LTD | 7220-3642-0300-WPD | N/A | N/A
Telecommunications | Equipment | DDW-142 - 485 | LV | WOLVERINE DDW-142 - 485 SCADA | 61242 | WESTERMO DATA COMMUNICATIONS LTD | 7220-3642-0310-WPD | N/A | N/A
Telecommunications | Telecommunications | ANA 40WAY INTERFCE | LV | ANALOGUE PERIPHERAL INTERFACE 40 WAY | 61244 | AUWELL ELECTRONICS LTD | 8000.1077 | N/A | N/A
Telecommunications | Equipment | STAT 40WAY INTERFCE | LV | STATUS PERIPHERAL INTERFACE 40 WAY | 61245 | AUWELL ELECTRONICS LTD | 8000.1078 | N/A | N/A
Telecommunications | Equipment | CON 40WAY INTERFCE | LV | CONTROL PERIPHERAL INTERFACE 40 WAY | 61246 | AUWELL ELECTRONICS LTD | 8000.1079 | N/A | N/A
Overhead Materials | Signs and Plates | POLE LETTER I | N/A | POLE LETTER I YELLOW/BLACK | 61247 | RITELITE (SYSTEMS) LTD | HDYAL/I | ST: OH4N | N/A
Common Engineering Materials | Earthing Equipment | TAPE CLIPS 25X3 | N/A | TAPE CLIPS FOR 25 X 3MM COPPER TAPE | 61260 | AN WALLIS & CO LTD | DCB253 | 132 | Graham Brewster
Common Engineering Materials | Earthing Equipment | TAPE CLIPS 50X4 | N/A | TAPE CLIPS FOR 50 X 4MM COPPER TAPE | 61261 | AN WALLIS & CO LTD | DCG504 | 132 | Graham Brewster
Common Engineering Materials | Earthing Equipment | TAPE CLIPS 50X6 | N/A | TAPE CLIPS FOR 50 X 6MM COPPER TAPE | 61262 | AN WALLIS & CO LTD | DCB506 | 132 | Graham Brewster
Common Engineering Materials | Earthing Equipment | EARTH POINT | N/A | FURSE PC115FU TWO HOLE EARTH POINT WITH 500MM LONG 70MM STRANDED COPPER TAIL | 61263 | AN WALLIS & CO LTD | EGP02500 | 132 | Graham Brewster
Common Engineering Materials | Earthing Equipment | ROD-CABLE CLAMP | N/A | FURSE CR700 ROD TO CABLE CLAMP (TYPE GUV) | 61264 | AN WALLIS & CO LTD | ERU470 | 132 | Graham Brewster
Common Engineering Materials | Earthing Equipment | FLEXIBLE BRAID 35MM | N/A | FLEXIBLE BRAID WITH 35MM CROSS SECTION & 500MM MINIMUM LENGTH | 61265 | AN WALLIS & CO LTD | FBT253-500 | 132 | Graham Brewster
Common Engineering Materials | Earthing Equipment | FLEXIBLE BRAID 50MM | N/A | FLEXIBLE BRAID WITH 50MM CROSS SECTION & 500MM MINIMUM LENGTH | 61266 | AN WALLIS & CO LTD | FBT305-500 | 132 | Graham Brewster
Common Engineering Materials | Earthing Equipment | FLEXIBLE BRAID 70MM | N/A | FLEXIBLE BRAID WITH 70MM CROSS SECTION & 500MM MINIMUM LENGTH | 61267 | AN WALLIS & CO LTD | FBT326-500 | 132 | Graham Brewster
Switchgear | Remote Automation Equipment | 9PMDS MODEM DATA SPLITTER | N/A |  | 61323 | ADEY ELECTRONICS LTD | 9PMDS | N/A | N/A
Telecommunications | Mobile Radio | 2 WATT 3dB N-Type ATTENUATOR | LV |  | 61348 | CINCH CONNECTIVITY SOLUTIONS | ATT-0218-03-NNN-02 | N/A | N/A
Telecommunications | Mobile Radio | 2 WATT 6dB N-Type ATTENUATOR | LV |  | 61349 | CINCH CONNECTIVITY SOLUTIONS | ATT-0218-06-NNN-02 | N/A | N/A
Telecommunications | Mobile Radio | 2 WATT 10dB N-Type ATTENUATOR | LV |  | 61350 | CINCH CONNECTIVITY SOLUTIONS | ATT-0218-10-NNN-02 | N/A | N/A
Telecommunications | Mobile Radio | 2 WATT 13dB N-Type ATTENUATOR | LV |  | 61351 | CINCH CONNECTIVITY SOLUTIONS | ATT-0218-13-NNN-02 | N/A | N/A
Telecommunications | Mobile Radio | 2 WATT 16dB N-Type ATTENUATOR | LV |  | 61352 | CINCH CONNECTIVITY SOLUTIONS | ATT-0218-16-NNN-02 | N/A | N/A
Telecommunications | Mobile Radio | 2 WATT 20dB N-Type ATTENUATOR | LV |  | 61353 | CINCH CONNECTIVITY SOLUTIONS | ATT-0218-20-NNN-02 | N/A | N/A
Telecommunications | Mobile Radio | 2 WATT 23dB N-Type ATTENUATOR | LV |  | 61354 | CINCH CONNECTIVITY SOLUTIONS | ATT-0218-23-NNN-02 | N/A | N/A
Telecommunications | Mobile Radio | 2 WATT 26dB N-Type ATTENUATOR | LV |  | 61355 | CINCH CONNECTIVITY SOLUTIONS | ATT-0218-26-NNN-02 | N/A | N/A
Telecommunications | Mobile Radio | 2 WATT 30dB N-Type ATTENUATOR | LV |  | 61356 | CINCH CONNECTIVITY SOLUTIONS | ATT-0218-30-NNN-02 | N/A | N/A
Telecommunications | Mobile Radio | 2 WATT 33dB N-Type ATTENUATOR | LV |  | 61357 | CINCH CONNECTIVITY SOLUTIONS | ATT-0218-33-NNN-02 | N/A | N/A
Telecommunications | Mobile Radio | 2 WATT 36dB N-Type ATTENUATOR | LV |  | 61358 | CINCH CONNECTIVITY SOLUTIONS | ATT-0218-36-NNN-02 | N/A | N/A
Telecommunications | Mobile Radio | 2 WATT 40dB N-Type ATTENUATOR | LV |  | 61359 | CINCH CONNECTIVITY SOLUTIONS | ATT-0218-40-NNN-02 | N/A | N/A
Telecommunications | Mobile Radio | 5 WATT 3dB N-Type ATTENUATOR | LV |  | 61360 | CINCH CONNECTIVITY SOLUTIONS | ATT-0391-03-NNN-07 | N/A | N/A
Telecommunications | Mobile Radio | 5 WATT 6dB N-Type ATTENUATOR | LV |  | 61361 | CINCH CONNECTIVITY SOLUTIONS | ATT-0391-06-NNN-07 | N/A | N/A
Telecommunications | Mobile Radio | 5 WATT 10dB N-Type ATTENUATOR | LV |  | 61362 | CINCH CONNECTIVITY SOLUTIONS | ATT-0391-10-NNN-07 | N/A | N/A
Telecommunications | Mobile Radio | 5 WATT 13dB N-Type ATTENUATOR | LV |  | 61363 | CINCH CONNECTIVITY SOLUTIONS | ATT-0391-13-NNN-07 | N/A | N/A
Telecommunications | Mobile Radio | 5 WATT 16dB N-Type ATTENUATOR | LV |  | 61364 | CINCH CONNECTIVITY SOLUTIONS | ATT-0391-16-NNN-07 | N/A | N/A
Telecommunications | Mobile Radio | 5 WATT 20dB N-Type ATTENUATOR | LV |  | 61365 | CINCH CONNECTIVITY SOLUTIONS | ATT-0391-20-NNN-07 | N/A | N/A
Telecommunications | Mobile Radio | 5 WATT 23dB N-Type ATTENUATOR | LV |  | 61366 | CINCH CONNECTIVITY SOLUTIONS | ATT-0391-23-NNN-07 | N/A | N/A
Telecommunications | Mobile Radio | 5 WATT 26dB N-Type ATTENUATOR | LV |  | 61367 | CINCH CONNECTIVITY SOLUTIONS | ATT-0391-26-NNN-07 | N/A | N/A
Telecommunications | Mobile Radio | 5 WATT 30dB N-Type ATTENUATOR | LV |  | 61368 | CINCH CONNECTIVITY SOLUTIONS | ATT-0391-30-NNN-07 | N/A | N/A
Telecommunications | Mobile Radio | 5 WATT 33dB N-Type ATTENUATOR | LV |  | 61369 | CINCH CONNECTIVITY SOLUTIONS | ATT-0391-33-NNN-07 | N/A | N/A
Telecommunications | Mobile Radio | 5 WATT 36dB N-Type ATTENUATOR | LV |  | 61370 | CINCH CONNECTIVITY SOLUTIONS | ATT-0391-36-NNN-07 | N/A | N/A
Telecommunications | Mobile Radio | 5 WATT 40dB N-Type ATTENUATOR | LV |  | 61371 | CINCH CONNECTIVITY SOLUTIONS | ATT-0391-40-NNN-07 | N/A | N/A
Common Engineering Materials | Earthing Equipment | EARTH ROD NON-EXTENS | N/A | PLAIN NON-EXTENSIBLE COPPER BONDED EARTH ROD 12.7MM X 1.2M. | 61379 | AN WALLIS & CO LTD | ER8612 | 132 | Graham Brewster
Common Engineering Materials | Earthing Equipment | EARTH ROD EXTENSIBLE | N/A | PLAIN EXTENSIBLE COPPER BONDED EARTH ROD 12.7MM X 1.2M. MATERIAL CHANGE 2016-25 | 61380 | AN WALLIS & CO LTD | ERB412 | 132 | Graham Brewster
Common Engineering Materials | Earthing Equipment | EARTH ROD COUPLER | N/A | EARTH ROD COUPLER FOR 12.7MM COPPER BONDED EARTH ROD. MATERIAL CHANGE 2016-25 | 61381 | AN WALLIS & CO LTD | ERB012 | 132 | Graham Brewster
Common Engineering Materials | Earthing Equipment | EARTH ROD DRIVE HEAD | N/A | EARTH ROD DRIVE HEAD FOR 12.7MM COPPER BONDED EARTH ROD | 61382 | AN WALLIS & CO LTD | ERBD12 | 132 | Graham Brewster
Common Engineering Materials | Earthing Equipment | EARTH ROD DRIVE TIP | N/A |  | 61383 | AN WALLIS & CO LTD | ERBS12 | 132 | Graham Brewster
Cables | Cables | 185 Strand A1 Trip EPr | 11kV | 185MM STRANDED ALUMINIUM EPR TRIPLEX 3 X 1 X 185/45 | 61471 | PRYSMIAN CABLES AND SYSTEMS LTD | 20165685 | 82 | Richard Summers
Telecommunications | Telecommunications | RS232 INTERFACE 12-48VDC | N/A |  | 61487 | WESTERMO DATA COMMUNICATIONS LTD | ODW-720-F2 | N/A | N/A
Telecommunications | Telecommunications | RS422/485 INTERFACE 12-48VDC | N/A |  | 61488 | WESTERMO DATA COMMUNICATIONS LTD | ODW-730-F2 | N/A | N/A
Telecommunications | Telecommunications | SINGLE MODE LC | N/A | SINGLE MODE LC 155MBITS/S 1310NM | 61489 | WESTERMO DATA COMMUNICATIONS LTD | SLC20 | N/A | N/A
Telecommunications | Telecommunications | TNC TO N TYPE ADAPTOR | N/A | 20 WAY RIBBON CABLE CONNECTORS. | 61508 | RS COMPONENTS LTD | 546-5272 | N/A | N/A
Underground Materials | 33kv | 33 IDRTermCU800-1000 | 33kV | 33KV INDOOR TERMINATION FOR COPPER SCREENED CABLE 800-1000 SQMM. CIT1.4206 | 61521 | ENSTO UK LTD | CIT1.4206 | 129 | Richard Summers
Underground Materials | 33kv | 33 IDRTermPB800-1000(SET OF 3) | 33kV | 33KV INDOOR TERMINATION FOR LEAD SHEATHED CABLE 800-1000 SQMM.(SET OF 3). CIT1.4206PB | 61522 | ENSTO UK LTD | CIT1.4206PB | 129 | Richard Summers
Underground Materials | 33kv | 33 ODRTermCU800-1000 | 33kV | 33KV OUTDOOR TERMINATION FOR COPPER SCREENED CABLE 800-1000 SQMM. COT1.4206 | 61523 | ENSTO UK LTD | COT1.4206 | 129 | Richard Summers
Underground Materials | 33kv | 33 ODRTermPB800-1000 | 33kV | 33KV OUTDOOR TERMINATION FOR LEAD SHEATHED CABLE 800-1000 SQMM. COT1.4206PB | 61524 | ENSTO UK LTD | COT1.4206PB | 129 | Richard Summers
Underground Materials | 33kv | SEPCONN 300MM 33KV | 33kV | 33KV INTERFACE SEPARABLE CONNECTOR FOR 300MM2 EPR 1250A RATING EUROMOLD (M440TB/G-32-120.300-14.5 MWS) DEADBREAK PRE-MOULDED(OUTERCONE) SEPERABLE CONNECTOR SCREEN BREAK-INTERFACE C. SINGLES | 61525 | NEXANS POWER ACCESSORIES (UK)LTD | M440TB/G-32 | 129 | Richard Summers
Telecommunications |  | GALVANISED PLATE | N/A | GALVANISED PLATE FOR MOUNTING W & D RADIO ONTO IBOX RTU178MM X188MM WITH 4 SLOTS AND 4 RIVET NUTS. QUOTE 11742A | 61528 | WESTERN FABRICATIONS LTD | 11742A | N/A | N/A
Underground Materials | Joint Kits and Jointing | BASEMOD M85 SC 33KV | 33kV | 33KV BASE MODULE M85 SC 185-400 | 61532 | LOVINK ENERTECH BV | 007501 | 129 | Richard Summers
Underground Materials | Joint Kits and Jointing | BASEMOD M105 SC 33KV | 33kV | 33KV BASE MODULE M105 SC 630 | 61533 | LOVINK ENERTECH BV | 007502 | 129 | Richard Summers
Underground Materials | Joint Kits and Jointing | BASEMOD M125 SC 33KV | 33kV | 33KV BASE MODULE M125 3C 185-400 | 61534 | LOVINK ENERTECH BV | 007500 | 129 | Richard Summers
Underground Materials | Joint Kits and Jointing | UNI STOP END MODULE M85 | 11KV/33KV | UNIVERSAL STOP END MODULE 85 ITEM CAN BE USED ON 11KV AND 33KV | 61539 | LOVINK ENERTECH BV | 003716M | 129 & 112 | Richard Summers
Underground Materials | Joint Kits and Jointing | UNI STOP END MODULE M105 | 11KV/33KV | UNIVERSAL STOP END MODULE M105 | 61540 | LOVINK ENERTECH BV | 003721M | 129 & 112 | Richard Summers
Telecommunications | Telecommunications | D20 POWER SUPPLY | N/A |  | 61543 | GE GRID SOLUTIONS (UK) LTD | D20ME-S-A-U-U | N/A | N/A
Overhead Materials | Consumable OH Line Conductors | SMALL BM LL TAP | 11kV | SMALL BI METAL LIVE LINE TAP 300A RATING SUITABLE FOR USE ON CONDUCTORS UP TO 70MM COPPER AND 100MM ALUMINIUMTHE TAPS CAN BE USED IN CONJUNCTION WITH ALUMINIUM OR COPPER LIVE LINE LEAD AND BAILS FOR | 61544 | PRISMA COMPONENTS LIMITED |  | N/A | N/A
Overhead Materials | Consumable OH Line Conductors | LARGE BM LL TAP | 11kV | LARGE BI METAL LIVE LINE TAP 400A RATING SUITABLE FOR USE ON CONDUCTORS UP TO 70MM COPPER AND 100MM ALUMINIUMTHE TAPS CAN BE USED IN CONJUNCTION WITH ALUMINIUM OR COPPER LIVE LINE LEAD AND BAILS FOR | 61545 | ALLIED INSULATORS GROUP LIMITED |  | N/A | N/A
Telecommunications | Equipment | W&D Q SPLITTER | N/A | W&D Q SERIES SERIAL SPLITTER LEAD | 61547 | MAGDALENE LIMITED | TBUMCAB-SER-ADP-A | N/A | N/A
Underground Materials | 33kv | BASEMOD SIZE 3 33KV | 33kV | INNER CONE SEPARABLE CONNECTORS BASE MODULE SIZE 3 (UP TO 500MM) PACK OF 3 MATERIAL CHANGE 2016-57 | 61548 | PFISTERER LTD | 244870330 | 129 | Richard Summers
Underground Materials | 33kv | BASEMOD SIZE3XL 33KV | 33kV | INNER CONE SEPARABLE CONNECTORS BASE MODULE SIZE 3XL (630MM UPWARDS) PACK OF 3 MATERIAL CHANGE 2016-57 | 61549 | PFISTERER LTD | 244870335 | 129 | Richard Summers
Underground Materials | 33kv | INNERCONE CM185 33KV | 33kV | 185MM CABLE DEPENDANT MODULE FOR INNER CONE SEPARABLE CONNECTOR. PACK OF 3. MATERIAL CHANGE 2016-57 | 61550 | PFISTERER LTD | 244810185 | 129 | Richard Summers
Underground Materials | 33kv | INNERCONE CM300 33KV | 33kV | 300MM CABLE DEPENDANT MODULE FOR INNER CONE SEPARABLE CONNECTOR. PACK OF 3. MATERIAL CHANGE 2016-57 | 61551 | PFISTERER LTD | 244810300 | 129 | Richard Summers
Underground Materials | Underground Materials | 33kv 1000 End TermLug | 33kV | 33KV COPPER END TERMINATION 63.5 OD, 44.0 ID CENTRE PALM WITH DIA 13 HOLE AND SLOT WITH MULTI SHEER BRASS BOLTS. VETC44-12OHUTB | 61567 | TYCO ELECTRONICS UK LIMITED | BAH-024030254 | 111 | Richard Summers
Underground Materials | Underground Materials | LINK BOX BLANKET XL | LV | LINK DISCONNECTION BOX PROTECTION BLANKET 1100MM X 900MM. | 61572 | ASSOCIATED UTILITY SUPPLIES LTD | BLANK35 | N/A | N/A
Underground Materials | Underground Materials | LINK BOX BLANKET L | LV | LINK DISCONNECTION BOX PROTECTION BLANKET 1100MM X 450MM. | 61573 | ASSOCIATED UTILITY SUPPLIES LTD | BLANK36 | N/A | N/A
Underground Materials | Underground Materials | LINK BOX BLANKET S | LV | LINK DISCONNECTION BOX PROTECTION BLANKET 600MM X 450MM. | 61574 | ASSOCIATED UTILITY SUPPLIES LTD | BLANK37 | N/A | N/A
Underground Materials | Underground Materials | LINK BOX BLANKET M | LV | LINK DISCONNECTION BOX PROTECTION BLANKET 800MM X 700MM. | 61575 | ASSOCIATED UTILITY SUPPLIES LTD | BLANK38 | N/A | N/A
Telecommunications |  | MASCOT 24V TO 12V | N/A | MASCOT 24V-12V DC-DC CONVERTOR | 61589 | RS COMPONENTS LTD | 218-4841 | N/A | N/A
Plant Accessories | 33/11KV Cable Boxes | MVAJ PANEL | N/A | MVAJ PANEL (HOT SITE INTERFACE PANEL) MATERIAL CHANGE 2016-68 | 61622 | ZIV AUTOMATION UK LIMITED |  | N/A | N/A
Underground Materials | 33kv | BASEMOD M105 33KV800 | 33kV | 33KV BASE MODULE M105 SINGLE CORE 800-1000 | 61625 | LOVINK ENERTECH BV | 007503 | 129 | Richard Summers
Underground Materials | 33kv | MK125X3X1CWS185 | 33kV | 33KV CABLE MODULE MK125 EPR/XLPE 3X1 CWS 185-300. | 61626 | LOVINK ENERTECH BV | 007510 | 129 | Richard Summers
Underground Materials | 33kv | MK125X3X1CWS400 | 33kV | 33KV CABLE MODULE MK125 EPR/XLPE 3X1 CWS 300 | 61627 | LOVINK ENERTECH BV | 007511 | 129 | Richard Summers
Underground Materials | 33kv | MK125 XLPE PB 185 | 33kV | 33KV CABLE MODULE MK125 XLPE 3X1 PB SHEATH 185-300 | 61628 | LOVINK ENERTECH BV | 007512 | 129 | Richard Summers
Underground Materials | 33kv | MK125 XLPE PB 400 | 33kV | 33KV CABLE MODULE MK125 XLPE 3X1 PB SHEATH 400 | 61629 | LOVINK ENERTECH BV | 007513 | 129 | Richard Summers
Underground Materials | 33kv | MK125 1X3CAB 185 | 33kV | 33KV CABLE MODULE MK125 G 1X3 CABLE 185-300 PILC / 1X3 0,3-0,5 INCH | 61630 | LOVINK ENERTECH BV | 007514 | 129 | Richard Summers
Underground Materials | 33kv | MK125 G 1X3 CAB 400 | 33kV | 33KV CABLE MODULE MK125 1X3 CABLE 400 PILC / 1X3 0,6 INCH. | 61631 | LOVINK ENERTECH BV | 007515 | 129 | Richard Summers
Underground Materials | 33kv | MK125 G 1X3 HSL | 33kV | 33KV CABLE MODULE MK125 1X3 HSL 3X1 PILC 0.3-0.5 INCH. | 61632 | LOVINK ENERTECH BV | 007516 | 129 | Richard Summers
Underground Materials | 33kv | CM MK125 1X3 HSL | 33kV | 33KV CABLE MODULE MK125 G 1X3 HSL 3X1 0.6 INCH | 61633 | LOVINK ENERTECH BV | 007517 | 129 | Richard Summers
Underground Materials | 33kv | CM MK125 XLPE1X3CWS185 | 33kV | 33KV CABLE MODULE MK125 XLPE 3 CORE 1X3 CWS 185-300 | 61634 | LOVINK ENERTECH BV | 007518 | 129 | Richard Summers
Underground Materials | 33kv | CM MK125 XLPE1X3CWS400 | 33kV | 33KV CABLE MODULE MK125 XLPE 3 CORE 1X3 CWS 400 | 61635 | LOVINK ENERTECH BV | 007519 | 129 | Richard Summers
Underground Materials | 33kv | CM M85 EPR SCCWS185 | 33kV | 33KV CABLE MODULE M85 EPR/XLPE SINGLE CORE CWS 185-300 | 61636 | LOVINK ENERTECH BV | 007530 | 129 | Richard Summers
Underground Materials | 33kv | CM M85 EPR SCCWS400 | 33kV | 33KV CABLE MODULE M85 EPR/XLPE SINGLE CORE CWS 400 | 61637 | LOVINK ENERTECH BV | 007531 | 129 | Richard Summers
Underground Materials | 33kv | CM M85 XLPELCCWS185 | 33kV | 33KV CABLE MODULE M85 XLPE LC SHEATH 185-300 | 61638 | LOVINK ENERTECH BV | 007532 | 129 | Richard Summers
Underground Materials | 33kv | CM M85 XLPELC400 | 33kV | 33KV CABLE MODULE M85 XLPE LC SHEATH 400 | 61639 | LOVINK ENERTECH BV | 007533 | 129 | Richard Summers
Underground Materials | 33kv | CM M85 PILC 0.1 INCH SQ | 33kV | 33KV CABLE MODULE M85 PILC 0.1 INCH SQ-0.15 INCH SQ | 61640 | LOVINK ENERTECH BV | 007534 | 129 | Richard Summers
Underground Materials | 33kv | CM M85 PILC 0.2INCH SQ | 33kV | 33KV CABLE MODULE M85 PILC 0.2INCH SQ | 61641 | LOVINK ENERTECH BV | 007535 | 129 | Richard Summers
Underground Materials | 33kv | CM M85 PILC 0.4INCH SQ | 33kV | 33KV CABLE MODULE M85 PILC 0.3INCH SQ-0.6INCH SQ | 61642 | LOVINK ENERTECH BV | 007536 | 129 | Richard Summers
Underground Materials | 33kv | CM M105 EPR CWS185 | 33kV | 33KV CABLE MODULE M105 EPR/XLPE SINGLE CORE CWS 185-300 | 61643 | LOVINK ENERTECH BV | 007550 | 129 | Richard Summers
Underground Materials | 33kv | CM M105 EPR CWS400 | 33kV | 33KV CABLE MODULE M105 EPR/XLPE SINGLE CORE CWS 300-400 | 61644 | LOVINK ENERTECH BV | 007551 | 129 | Richard Summers
Underground Materials | 33kv | CM M105 EPR CWS630 | 33kV | 33KV CABLE MODUL M105 EPR/XLPE SINGLE CORE CWS 630 | 61645 | LOVINK ENERTECH BV | 007552 | 129 | Richard Summers
Underground Materials | 33kv | CM M105 EPR CWS800 | 33kV | 33KV CABLE MODUL M105 EPR/XLPE SNGLE CORE CWS 800-1000 | 61646 | LOVINK ENERTECH BV | 007553 | 129 | Richard Summers
Underground Materials | 33kv | CM M105 XLPE LC 630 | 33kV | 33KV CABLE MODULE M105 XLPE SINGLE CORE LC SHEATH 630 | 61647 | LOVINK ENERTECH BV | 007554 | 129 | Richard Summers
Underground Materials | 33kv | CM M105 XLPE LC 800 | 33kV | 33KV CABLE MODULE M105 XLPE SINGLE CORE LC SHEATH 800 | 61648 | LOVINK ENERTECH BV | 007555 | 129 | Richard Summers
Underground Materials | 33kv | CM M105 PILC .75INCH SQ | 33kV | 33KV CABLE MODULE M105 PILC 0.75INCH SQ | 61649 | LOVINK ENERTECH BV | 007556 | 129 | Richard Summers
Underground Materials | 33kv | CM M105 PILC 1 INCH SQ | 33kV | 33KV CABLE MODULE M105 PILC 1 INCH SQ | 61650 | LOVINK ENERTECH BV | 007557 | 129 | Richard Summers
Underground Materials | 33kv | CM M105 PILC 1.5 INCH SQ | 33kV | 33KV CABLE MODULE M105 PILC 1.5 INCH SQ | 61651 | LOVINK ENERTECH BV | 007558 | 129 | Richard Summers
Underground Materials | 33kv | CM MK125 G 1X3 PILC | 33kV | 33KV CABLE MODULE MK125 G 1X3 SHAPED PILC 400 | 61656 | LOVINK ENERTECH BV | 007520 | 129 | Richard Summers
Underground Materials | 33kv | CM MK125 G 3X1 0.1" | 33kV | 33KV CABLE MODULE MK125 G 3X1 0.1" | 61657 | LOVINK ENERTECH BV | 007521 | 129 | Richard Summers
Underground Materials | 33kv | CM MK125 G 3X1 0.2" | 33kV | 33KV CABLE MODULE MK125 3X1 0.2"-0.25" | 61658 | LOVINK ENERTECH BV | 007522 | 129 | Richard Summers
Underground Materials | 33kv | LOVISIL MODULE PACK H | 33kV | CONTAINING 2X LOVISIL MODULE. & 3X LOFIT POUCH MODULE H | 61659 | LOVINK ENERTECH BV | 007560 | 129 | Richard Summers
Underground Materials | 33kv | RESIN MODULE B | 11KV/33KV | RESIN MODULE B-FOR 33KV AND 11 KV. | 61665 | LOVINK ENERTECH BV | 003711M | 129 & 112 | Richard Summers
Underground Materials | 33kv | RESIN MODULE C (M105) | 11KV/33KV | RESIN MODULE C - FOR 33KV AND 11KV. | 61666 | LOVINK ENERTECH BV | 003718M | 129 & 112 | Richard Summers
Underground Materials | 33kv | LOVISIL BAG 4.8LITRE | 11KV/33KV | LOVISIL BAG 4.8LITRE FOR 11KV AND 33KV JOINTS. | 61667 | LOVINK ENERTECH BV | 007244 | 129 & 112 | Richard Summers
Underground Materials | 33kv | CM MK125G 1X3 95PILC | 33kV | 33KV CABLE MODULE MK125 G 1X3 95 PILC / 1X3 0,1-0,15 INCH | 61676 | LOVINK ENERTECH BV | 007523 | 129 | Richard Summers
Underground Materials | 33kv | CM MK125 G 1X3 0.2" | 33kV | 33KV CABLE MODULE MK125 G 1X3 33KV 0,2 INCH | 61677 | LOVINK ENERTECH BV | 007524 | 129 | Richard Summers
Underground Materials | 33kv | 33KV SPLITTER KIT | 33kV | 33KV HSL SPLITTER KIT | 61678 | LOVINK ENERTECH BV | 007525 | 129 | Richard Summers
Underground Materials | Connectors - Mechanical (Underground) | 1000 straight conn | 11/33/66kV | 11, 33 & 66KV COPPER SPLIT STRAIGHT CONNECTOR 63.5 OD, 44.0 ID WITH SHEAR BOLTS VTPC44UTB. | 61683 | TYCO ELECTRONICS UK LIMITED | BAH-022110110 | 111 | Richard Summers
Cables | Cables | EPR 800 1 CORE 33KV | 33kV | 800MM EPR 1 CORE 33KV CABLE COPPER WIRE SCREEN | 61684 | PRYSMIAN CABLES AND SYSTEMS LTD | CA40601488 | 72 | Richard Summers
Cables | Mains 600-1000V copper | 630MM CU/AWA/PVC 1KV | LV | 630MM COPPER/AWA/PVC 1KV CABLE BS5467. | 61699 | PRYSMIAN CABLES AND SYSTEMS LTD | 20144238 | 74 | Richard Summers
Switchgear | 11KV Ring Main Units (New) | T300 UNIT 2 WAY SWITCH | 11kV |  | 61700 | SCHNEIDER ELECTRIC LTD | RMR-F861 | 2 | Anthony Smith
Switchgear | 11KV Ring Main Units (New) | T300 UNIT 4 WAY SWITCH | 11kV |  | 61701 | SCHNEIDER ELECTRIC LTD | RMR-F862 | 2 | Anthony Smith
Fuses | 11kv expulsion | 50A SBLOW DTBH FUSE | 11kV | 50A SLOW BLOW DOUBLE TAIL & BUTTON HEAD FIXING FIXING. MATERIAL CHANGE: 2017-27 MATERIAL CHANGE 2017 -34 | 61724 | EATON ELECTRICAL PRODUCTS LIMITED | 15TU50 | 52 | Phil Hooper
Fuses | 11kv expulsion | 3A F BLOW RBH FUSE | 11kV | 3A FAST BLOW REMOVABLE BUTTON HEAD HV OVERHEAD EXPULSION FUSE. | 61725 | EATON ELECTRICAL PRODUCTS LIMITED | 15KBR3 | 52 | Phil Hooper
Fuses | 11kv expulsion | 5A F BLOW RBH FUSE | 11kV | 5A FAST BLOW REMOVABLE BUTTON HEAD HV OVERHEAD EXPULSION FUSE. | 61726 | EATON ELECTRICAL PRODUCTS LIMITED | 15KBR5 | 52 | Phil Hooper
Fuses | 11kv expulsion | 10A F BLOW RBH FUSE | 11kV | 10A FAST BLOW REMOVABLE BUTTON HEAD HV OVERHEAD EXPULSION FUSE. | 61727 | EATON ELECTRICAL PRODUCTS LIMITED | 15KBR10 | 52 | Phil Hooper
Fuses | 11kv expulsion | 15A F BLOW RBH FUSE | 11kV | 15A FAST BLOW REMOVABLE BUTTON HEAD HV OVERHEAD EXPULSION FUSE. | 61728 | EATON ELECTRICAL PRODUCTS LIMITED | 15KBR15 | 52 | Phil Hooper
Fuses | 11kv expulsion | 20A F BLOW RBH FUSE | 11kV | 20A FAST BLOW REMOVABLE BUTTON HEAD HV OVERHEAD EXPULSION FUSE. | 61729 | EATON ELECTRICAL PRODUCTS LIMITED | 15KBR20 | 52 | Phil Hooper
Fuses | 11kv expulsion | 30A F BLOW RBH FUSE | 11kV | 30A FAST BLOW REMOVABLE BUTTON HEAD HV OVERHEAD EXPULSION FUSE. | 61730 | EATON ELECTRICAL PRODUCTS LIMITED | 15KBR30 | 52 | Phil Hooper
Fuses | 11kv expulsion | 50A F BLOW RBH FUSE | 11kV | 50A FAST BLOW REMOVABLE BUTTON HEAD HV OVERHEAD EXPULSION FUSE. | 61731 | EATON ELECTRICAL PRODUCTS LIMITED | 15KBR50 | 52 | Phil Hooper
Transformers | Transformer Repairs & Accessories | FUSE CAB TYPE XVI | 11kV | TX MOUNTED FUSE CABINET 1600A BUSBARS NO FUSEWAYS- 2 X 800A MCCB | 61739 | SCHNEIDER ELECTRIC LTD | EWP06R4 | 16 | Richard Summers
Transformers | Transformers | ISO TX LV CABINETS | 11kV | ISOLATION TRANSFORMER FOR HOT SITES - UNIT FITS WITHIN THE LV CABINET ISSUE 4 INCLUDES MOUNTING BRACKET. | 61740 | SCHNEIDER ELECTRIC LTD | EHSKI5PMA/EHSKI5PMB | 16 | Richard Summers
Plant Accessories | Electronic components and accessories | ANM ELEMENT DEVICE | N/A | ANM ELEMENT DEVICE W600 MM, H800 MM, D210 MM, W36 KGTO BE USED WHEN A COMMERCIAL CUSTOMER HAS ACCEPTED AN ANM CONNECTION, THIS DEVICE IS CONNECTED AT THE CUSTOMERS SITE TO ENABLE GENERATION | 61741 | SMARTER GRID SOLUTIONS LTD | SGSCON001-2.6 | N/A | N/A
Switchgear | 11KV Ring Main Units (New) | RN2D-TLF TX.NO ACT | 11kV | RN2D-T1 TX MOUNTED TLF NO ACTUATORS TALUS 500/1 CTS ONLH BOX + EFI +VPIS ON RING SW+PG42 CABLE GLANDS - REF ABWP61743. | 61743 | SCHNEIDER ELECTRIC LTD | ABWP61743 | 2 | Anthony Smith
Switchgear | 11KV Ring Main Units (New) | RN2D-TLF TX.ACT(2) | 11kV | RN2D-T1 TX MOUNTED TLF NO ACTUATORS TALUS 500/1 CTS ONLH BOX + EFI +VPIS ON RING SW+PG42 CABLE GLANDS - REF ABWP61744. | 61744 | SCHNEIDER ELECTRIC LTD | ABWP61744 | 2 | Anthony Smith
Switchgear | 11KV Ring Main Units (New) | RN2D-RELAY TX.NO.ACT | 11kV | RN2D-T2 TX MOUNTED VIP400 RELAY NO ACTUATORS TALUS 500/1 CTS ON LH BOX + EFI +VPIS ON RING SW+PG42 CABLE GLANDS - REF ABW61745 | 61745 | SCHNEIDER ELECTRIC LTD | ABWP61745 | 2 | Anthony Smith
Switchgear | 11KV Ring Main Units (New) | RN2D-TLF FS NO ACT | 11kV | RN2D-T1 - FREESTANDING TEE CABLE BOX TLF NO ACTUATORS TALUS 500/1 CTS ON LH BOX + EFI +VPIS ON RING SW+PG42 CABLE GLANDS - REF ABWP61746 | 61746 | SCHNEIDER ELECTRIC LTD | ABWP61746 | 2 | Anthony Smith
Switchgear | 11KV Ring Main Units (New) | RN2D-TLF FS ACT(2) | 11kV | RN2D-T1 - FREESTANDING TEE CABLE BOX TLF NO ACTUATORS TALUS 500/1 CTS ON LH BOX + EFI +VPIS ON RING SW+PG42 CABLE GLANDS - REF ABWP61747 | 61747 | SCHNEIDER ELECTRIC LTD | ABWP61747 | 2 | Anthony Smith
Switchgear | 11KV Ring Main Units (New) | RN2D TLF NO ACT STC | 11kV | RN2D-T1 TX MOUNTED TLF NO ACTUATORS + SHUNT TRIP COIL TALUS 500/1 CTS ON LH BOX + EFI +VPIS ON RING SW+PG42 CABLE GLANDS - REF ABWP61748 | 61748 | SCHNEIDER ELECTRIC LTD | ABWP61748 | 2 | Anthony Smith
Switchgear | 11KV Ring Main Units (New) | RN2D TLF TX ACT3 STC | 11kV | RN2D-T1 MU MOUNTED TLF THREE ACTUATORS + SHUNT TRIP COIL TALUS 500/1 CTS ON LH BOX + EFI +VPIS ON RING SW+PG42 CABLE GLANDS. GCP USE. - REF ABWP61749 | 61749 | SCHNEIDER ELECTRIC LTD | ABWP61749 | 2 | Anthony Smith
Switchgear | 11KV Ring Main Units (New) | RN2D RELAY ACT3 STC | 11kV | RN2D-T2 MU MOUNTED VIP 400 RELAY THREE ACTUATORS + SHUNT TRIP COIL TALUS 500/1 CTS ON LH BOX + EFI +VPIS ON RING SW+PG42 CABLE GLANDS. GCP USE - REF ABWP61750 | 61750 | SCHNEIDER ELECTRIC LTD | ABWP61750 | 2 | Anthony Smith
Switchgear | 11KV Ring Main Units (New) | MU2D-M2/16 100/50/5 | 11kV | 11KV METERING UNIT MU2D-M2/16KA 100/50/5 -10VA CLASS 0.5S CTS - TWO PHASE/PHASE VTS 50VA CLASS 0.5 REF - MU2D-M2/16-61751 + RMR-A846 KIT. | 61751 | SCHNEIDER ELECTRIC LTD | MU2D-M2/16-61751 | 2 | Anthony Smith
Switchgear | 11KV Ring Main Units (New) | MU2D-M3/16 200/100/5 | 11kV | 11KV METERING UNIT MU2D-M3/16KA 200/100/5 -10VA CLASS 0.5S CTS - TWO PHASE/PHASE VTS 50VA CLASS 0.5 REFMU2D-M3/16-61752 + RMR-A846 KIT. | 61752 | SCHNEIDER ELECTRIC LTD | MU20-M3/16 61752 | 2 | Anthony Smith
Switchgear | 11KV Ring Main Units (New) | MU2D-M12/16 (NVD) | 11kV | 11KV METERING UNIT MU12D-M12/16KA 200/100/5 -10VA CLASS 0.5S CTS -THREE PHASE/EARTH VTS 50VA CLASS 0.5 + 20VA NEUTRAL VOLTAGE PROTECTION- REF MU2D-M12/16-61753 + RMR-A846 KIT | 61753 | SCHNEIDER ELECTRIC LTD | MU20-M12/16 61753 | 2 | Anthony Smith
Switchgear | 11KV Ring Main Units (New) | MU2D-N9 200/100/5DV | 11kV | 11KV METERING UNIT MU2D-N9/16KA 200/100/5 -10VA CLASS 0.5S CTS - TWO PHASE/PHASE VTS 50VA CLASS 0.5 DUAL VOLTAGE 11/6.6KV - REF MU2D-N9/16-*61754 + RMR-A846 KIT | 61754 | SCHNEIDER ELECTRIC LTD | MU2D-N9/16-61754 | 2 | Anthony Smith
Switchgear | 11KV Ring Main Units (New) | MU2D-N25(100/50/5GCP | 11kV | 11KV METERING UNIT MU2D-N25/16KA 100/50/5 -10VA CLASS 0.5S CTS -THREE PHASE/EARTH VTS 50VA CLASS 0.5 + 20VA NEUTRAL VOLTAGE PROTECTION +ADD. GCP TERMINALS REF - MU2D- | 61755 | SCHNEIDER ELECTRIC LTD | MU2D-N25/16-61755 | 2 | Anthony Smith
Switchgear | 11KV Ring Main Units (New) | MU2DN26/200/100/5GCP | 11kV | 11KV METERING UNIT MU2D-N25/16KA 100/50/5 -10VA CLASS 0.5S CTS -THREE PHASE/EARTH VTS 50VA CLASS 0.5 + 20VA NEUTRAL VOLTAGE PROTECTION +ADD. GCP TERMINALS REF - MU2D- | 61756 | SCHNEIDER ELECTRIC LTD | MU20-N26/16 61756 | 2 | Anthony Smith
Switchgear | 11KV Ring Main Units (New) | RN2D TO MU2D/MU6DMU | 11kV | INSTALLATION KIT TO CONNECT RN2D TO MU2D/MU6D KIT IS INCLUDED IN ALL MU2D&MU6D WHEN ORDERED REF-RMR-A846 - 61757. | 61757 | SCHNEIDER ELECTRIC LTD | RMR-A846 - 61757 | 2 | Anthony Smith
Switchgear | 11KV Ring Main Units (New) | RN2D TO- MU2 MU | 11kV | INSTALLATION KIT TO CONNECT RN2D TO MU2 - RMR-A848 - 61758. | 61758 | SCHNEIDER ELECTRIC LTD | RMR-A848 - 61758 | 2 | Anthony Smith
Switchgear | 11KV Ring Main Units (New) | RN6D/RN2D TO-MU6 MU | 11kV | INSTALLATION KIT TO CONNECT RN6D/RN2D TO MU6 RMR-A849 - 61759 | 61759 | SCHNEIDER ELECTRIC LTD | RMR-A849 61759 | 2 | Anthony Smith
Switchgear | 11KV Ring Main Units (New) | RN2C TO- MU2D | 11kV | INSTALLATION KIT TO CONNECT RN2C TO MU2D RMR-A850 - 61760 | 61760 | SCHNEIDER ELECTRIC LTD | RMR-A860 61760 | 2 | Anthony Smith
Switchgear | 11KV Ring Main Units (New) | RN2C TO - MU6D | 11kV | INSTALLATION KIT TO CONNECT RN2C TO MU6D RMR-A850 - 61761 | 61761 | SCHNEIDER ELECTRIC LTD | RMR-A851 61761 | 2 | Anthony Smith
Switchgear | 11KV Ring Main Units (New) | RN2D TEE OFF BOX | 11kV | TEE-OFF CABLE BOX FOR RN2D - RMD-A47 - 61762 | 61762 | SCHNEIDER ELECTRIC LTD | RMD-A47 - 61762 | 2 | Anthony Smith
Overhead Materials | Fixings General | PK25 SET PIN HEX M12 | N/A | PACK OF 25 SET PINS HEX M12 X 40MM (EACH PACK WILL CONTAIN 25 HEX SET SCREWS, 25 NUTS & 50 WASHERS, ALL WITH BRIGHT ZINC PLATED FINISH). | 61794 | WILLIAMS FASTENERS DIV N POWER TOOLS |  | N/A | N/A
Plant Accessories | Antennae | O/H SPIDER AERIAL | 11kV | O/H SPIDER UHF AERIAL ONLY (NO BRACKET) | 61808 | NETCONTROL UK LTD | 52540929 | N/A | N/A
Telecommunications | Mobile Radio | DMR MODEM KIT (U/G) | N/A | DMR TELEMETRY MODEM KIT (U/G) CONTAINING DATA MODEM (PD1ACML SZ00-01) MOUNTING ASSEMBLY (6102 350 21641) & VHF ANTENNA (DMR-MODEM-VHF). | 61839 | SIMOCO EMEA LTD | WPD-DMR-MODEM-KIT | N/A | N/A
Telecommunications | Mobile Radio | DMR MODEM KIT (O/H) | N/A | DMR TELEMETRY MODEM KIT (O/H) CONTAINING DATA MODEM (PD1ACML SZ00-01) MOUNTING ASSEMBLY (6102 350 21841) ANTENNA MOUNTING BRACKET (VHF ANT BRACKET) & VHF ANTENNA (DMR-MODEM-VHF). | 61840 | SIMOCO EMEA LTD | WPD-DMR-MODEM-KIT | N/A | N/A
Telecommunications | Mobile Radio | DMR Telemetry Modem only | N/A |  | 61841 | SIMOCO EMEA LTD | PDIACMLSZ00-01 | N/A | N/A
Underground Materials | 33kv | INNERCONE CM800 33KV | 11kV | 800MM CABLE DEPENDANT MODULE FOR INNER CONE SEPERABLE CONNECTOR. SET OF 3 | 61846 | PFISTERER LTD | 244810800 | 129 | Richard Summers
Switchgear | 11KV Ring Main Units (New) | T300 FOR RN2C | 11kV | T300 MOUNTING KIT FOR THE RN2C | 61852 | SCHNEIDER ELECTRIC LTD | RMR-A864 | 2 | Anthony Smith
Switchgear | 11KV Ring Main Units (New) | T300 FOR RN2D | 11kV | T300 MOUNTING KIT FOR THE RN2D | 61853 | SCHNEIDER ELECTRIC LTD | RMD-A864 | 2 | Anthony Smith
Fuses |  | 25A S BLOW DT FUSE | 11kV | 25A SLOW BLOW COMBINED DOUBLE TAIL AND BUTTON HEAD FIXING HV OVERHEAD EXPULSION FUSE. MATERIAL CHANGE 2017 -33 | 61856 | EATON ELECTRICAL PRODUCTS LIMITED | 15TU25 | 52 | Phil Hooper
Fuses |  | 30A S BLOW DT FUSE | 11kV | 30A SLOW BLOW COMBINED DOUBLE TAIL AND BUTTON HEAD FIXING HV OVERHEAD EXPULSION FUSE. MATERIAL CHANGE 2017 -33 | 61857 | EATON ELECTRICAL PRODUCTS LIMITED | 15TU30 | 52 | Phil Hooper
Fuses |  | 25A F BLOW DT FUSE | 11kV | 25A FAST BLOW COMBINED DOUBLE TAIL AND BUTTON HEAD FIXING HV OVERHEAD EXPULSION FUSE. MATERIAL CHANGE 2017 -33 | 61858 | EATON ELECTRICAL PRODUCTS LIMITED | 15KU25 | 52 | Phil Hooper
Fuses |  | 40A F BLOW DT FUSE | 11kV | 40A FAST BLOW COMBINED DOUBLE TAIL AND BUTTON HEAD FIXING HV OVERHEAD EXPULSION FUSE. MATERIAL CHANGE 2017 -33 | 61859 | EATON ELECTRICAL PRODUCTS LIMITED | 15KU40 | 52 | Phil Hooper
Overhead Materials |  | EARTH PIN 12MM STUD | 11kV | EARTH PIN FOR DIVERTER PLATE FOR 12MM STUD (BOX OF 3) | 61885 | TYCO ELECTRONICS UK LIMITED |  | 84 | Andrew Reynolds
Overhead Materials |  | 33KV SURGE ARRESTOR | 11kV | 33KV SURGE ARRESTOR OCP2-30ML-NFF (BOX OF 3) MATERIAL CHANGE 2017 - 41 | 61886 | TYCO ELECTRONICS UK LIMITED | BOW-OCP2-29ML-B-NFF- | 84 | Andrew Reynolds
Overhead Materials |  | 42KV POLY ARRESTER | 11kV | SURGE ARRESTER,VARISTAR, POLYMERIC 42KV 50HZ (BOX OF 3) MATERIAL CHANGE 2017 - 41 | 61888 | TYCO ELECTRONICS UK LIMITED | BOW-OCP2-36ML-B-NFF- | 84 | Andrew Reynolds
Overhead Materials |  | 11KV SURGE ARRESTOR | 11kV | 11KV SURGE ARRESTOR GREY OCP2-12L-NFF (BOX OF 3) MATERIAL CHANGE 2017 - 41 | 61889 | TYCO ELECTRONICS UK LIMITED | BOW-OCP2-12L-B-NFF- | 84 | Andrew Reynolds
Switchgear |  | T300 BRACKET | 11kV | T300 MOUNTING BRACKET FOR RMR MATERIAL CHANGE 2017 -52 | 62045 | SCHNEIDER ELECTRIC LTD | RMR-A867 | 2 | Anthony Smith
Plant Accessories | PlantAcces | T300 SERIAL MODULE | 11kV | T300 RS232/RS485 SERIAL MODULE P/N EMS59151 | 62185 | SCHNEIDER ELECTRIC LTD | RS232/RS485 | 2 | Anthony Smith
Telecommunications | Networks Peripherals | D20E STATUS 20 WAY INTERFACE | N/A |  | 62188 | AUWELL ELECTRONICS LTD | 8000.1444 | N/A | N/A
Telecommunications | Networks Peripherals | D20E STATUS 40 WAY INTERFACE | N/A |  | 62189 | AUWELL ELECTRONICS LTD | 8000.1445 | N/A | N/A
Telecommunications | Networks Peripherals | D20E CONTROL 20 WAY INTERFACE | N/A |  | 62190 | AUWELL ELECTRONICS LTD | 8000.1456 | N/A | N/A
Telecommunications | Networks Peripherals | D20E CONTROL 40 WAY INTERFACE | N/A |  | 62191 | AUWELL ELECTRONICS LTD | 8000.1455 | N/A | N/A
Underground Materials | Joint Shells | JOINT SHELL C/W RESIN | LV | LV SERVICE STRAIGHT JOINT COMPLETE WITH 1.3 LITRE OF RESIN. PART NO. BAH-038081580 | 62200 | TYCO ELECTRONICS UK LIMITED | BAH-038081580 | 106 | Richard Summers
Telecommunications | Consumable Telecommunications | 40WAY FLAT RIBBON | N/A | 40 WAY FLAT RIBBON CABLE DRUM | 62201 | RS COMPONENTS LTD | 105-5348 | N/A | N/A
Telecommunications | Consumable Telecommunications | 40WAY TWISTED RIBBON | N/A | 40 WAY TWISTED RIBBON CABLE DRUM | 62202 | RS COMPONENTS LTD | 754-2270 | N/A | N/A
Telecommunications | Consumable Telecommunications | 40WAY RIBBON CONN | N/A | 40 WAY RIBBON CABLE CONNECTORS | 62203 | RS COMPONENTS LTD | 461-231 | N/A | N/A
Telecommunications | Consumable Telecommunications | 20WAY TWIST RIBBON | N/A | 20 WAY TWISTED RIBBON CABLE DRUM | 62204 | RS COMPONENTS LTD | 754-2264 | N/A | N/A
Telecommunications | Consumable Telecommunications | 4PR DATA CABLE | N/A | 4 PAIR DATA CABLE | 62205 | RS COMPONENTS LTD | 812-4750 | N/A | N/A
Telecommunications | Consumable Telecommunications | 5CORE CABLE | N/A | 5 CORE INDUSTRIAL CABLE | 62206 | RS COMPONENTS LTD | 812-4775 | N/A | N/A
Telecommunications | Consumable Telecommunications | MASCOT 24V-24V | N/A | MASCOT 24V-24V DC-DC CONVERTOR | 62207 | RS COMPONENTS LTD | 397-9606 | N/A | N/A
Telecommunications | Telephones | UHF QH DIPLEXER | N/A | EXTERNAL 19" RACK MOUNTED DIPLEXER | 62213 | MAGDALENE LIMITED | 200000392 & 21000232 | N/A | N/A
Telecommunications | Telephones | UHF QP450 | N/A | UHF QP450 OUTSTATION RADIO REPEATER | 62214 | MAGDALENE LIMITED | TBURQP4HN-E00E1L0B | N/A | N/A
Underground Materials | Connectors - Solder | 1C-1C 185-400MM EPR | 33kV | 1C-1C 185-400MM EPR - EPR CWS CW SPLIT CONNECTOR | 62297 | TYCO ELECTRONICS UK LIMITED |  | 129 | Richard Summers
Underground Materials | Connectors - Solder | 1C-1C 500-630MM EPR | 33kV | 1C-1C 500-630MM EPR - EPR CWS CW SPLIT CONNECTOR | 62298 | TYCO ELECTRONICS UK LIMITED |  | 129 | Richard Summers
Underground Materials | Connectors - Solder | 1C-1C 800-1000MM EPR | 33kV | 1C-1C 800-1000MM EPR - EPR CWS W/O CONNECTOR | 62299 | TYCO ELECTRONICS UK LIMITED |  | 129 | Richard Summers
Underground Materials | Connectors - Solder | 800MM CONNECTOR | 33kV | 800MM SOLID CONNECTOR FOR USE WITH 1C-1C 800-1000MM EPR- EPR CWS W/O CONNECTOR. | 62300 | TYCO ELECTRONICS UK LIMITED |  | 129 | Richard Summers
Underground Materials | Connectors - Solder | 1000MM CONNECTOR | 33kV | 1000MM SOLID CONNECTOR FOR USE WITH 1C-1C 800-1000MMEPR- EPR CWS W/O CONNECTOR. | 62301 | TYCO ELECTRONICS UK LIMITED |  | 129 | Richard Summers
Underground Materials | Connectors - Solder | 800-1000 CON C/SHK | 33kV | 800MM - 1000MM SOLID CONNECTOR FOR USE WITH 1C-1C 800-1000MM EPR - EPR CWS W/O CONNECTOR. | 62302 | TYCO ELECTRONICS UK LIMITED |  | 129 | Richard Summers
Underground Materials | Connectors - Solder | 3C-1C TRIF 185-400MM | 33kV | 3C-1C TRIFF 185-400MM TE REF SMOE-62718-185/400. | 62303 | TYCO ELECTRONICS UK LIMITED |  | 129 | Richard Summers
Underground Materials | Joint Shells | 1C-1C 185-400MM PILC | 33kV | 1C-1C 185MM² - 400MM² EPR - PILC W/O CONNECTOR. (CONNECTOR THIS ITEM IS WPD REF 34415 BAH-022110052). | 62320 | TYCO ELECTRONICS UK LIMITED | EPKJ-36C/1XU-1HL | 129 | Richard Summers
Underground Materials | Joint Shells | 1C-1C 500-630MM PILC | 33kV | 1C-1C 500MM² - 630MM² EPR - PILC W/O CONNECTOR. CONNECTOR FOR THIS ITEM IS WPD REF 40416 BAH-022110055. | 62321 | TYCO ELECTRONICS UK LIMITED | EPKJ-36D/1XU-1HL | 129 | Richard Summers
Underground Materials | Joint Shells | 1C-1C 800-1000MMPILC | 33kV | 1C-1C 800MM² - 1000MM² EPR - PILC W/O CONNECTOR. | 62322 | TYCO ELECTRONICS UK LIMITED | SMOE-64222 | 129 | Richard Summers
Underground Materials |  | 95-240MM CONNECTOR | 33kV | 1C-1C 95MM²- 240MM² EPR CWS CW SPLIT CONNECTOR MATERIAL CHANGE: 2018-14 | 62329 | TYCO ELECTRONICS UK LIMITED | CSJH-36D/1XU-1XU-GB0 | 129 | Richard Summers
Underground Materials |  | BUILD UP KIT 95MM | 33kV | SMALL CORE BUILD UP KIT FOR EPR - PILC & TRIFF JOINTS 95MM. USE IN HEAT SHRINK JOINTS ONLY. | 62330 | TYCO ELECTRONICS UK LIMITED | SMOE-62191 | 129 | Richard Summers
Underground Materials |  | BUILD UP KIT 150MM | 33kV | SMALL CORE BUILD UP KIT FOR EPR - PILC & TRIFF JOINTS 150MM USE IN HEAT SHRINK JOINTS ONLY. | 62331 | TYCO ELECTRONICS UK LIMITED | SMOE-62190 | 129 | Richard Summers
Underground Materials |  | 800-1000 CON H/SHK | 33kV | 800MM² -1000MM² SOLID CONNECTOR FOR USE WITH SMOE 64222 - ITEM 10. (HEAT SHRINK JOINTS ONLY) | 62332 | TYCO ELECTRONICS UK LIMITED | CONNECTOR | 129 | Richard Summers
Cables | Mains 600-1000V copper | 630MM CU/AWA/LSOH | LV | 630MM CU/AWA/XLPE LSOH CABLE 1KV TO BS6724 | 62334 | PRYSMIAN CABLES AND SYSTEMS LTD | 20144401 | N/A | N/A
Overhead Materials | Connectors - Compression (Overhead) | 11KV NEXAN TEE 300CU | 11kV | 11KV NEXANS BOLTED TEE 300CU TRUNCATED PART NO : 3X(K430TB/G-18-120.300-14.5 + MWS) CW | 62335 | NEXANS POWER ACCESSORIES (UK)LTD |  | 112 | Richard Summers
Overhead Materials | Connectors - Compression (Overhead) | 11KV NEXAN TEE PIGGY | 11kV | 11KV NEXANS BOLTED TEE 300CU TRUNCATED WITH PIGGY BACK ADAPTORS. PART NO : 3X(K300PB/G-18-120.300-14.5 + MWS) CW | 62336 | NEXANS POWER ACCESSORIES (UK)LTD |  | 112 | Richard Summers
Overhead Materials | Earthing Equipment | COVER GUARD 50MMX6MM | N/A | "CAPPING FOR 50MM X 6MM COPPER TAPE(1.1 METRE LENGTHS) GUARDIAN PART NO: GCG50C. | 62344 | ALCOMET LTD | GCG50C | 132 | Graham Brewster
Switchgear | Switchgear Accessories | RMR-A852 | 11kV | RMR-A852 KIT REQUIRED FOR CONNECTING THE CN2 /CE2 CIRCUIT BREAKER TO THE MU2D METERING UNIT. | 62345 | SCHNEIDER ELECTRIC LTD | RMR-A852 | 2 | Anthony Smith
Switchgear | Switchgear Accessories | DEEP DOOR 4 WAY | LV | DEEP DOOR FOR 4 WAY LV CABINET TO ENABLE WEEZAP DEVICE | 62346 | SCHNEIDER ELECTRIC LTD | FPINST-05 | 16 | Richard Summers
Switchgear | Switchgear Accessories | DEEP DOOR 5 WAY | LV | DEEP DOOR FOR 5 WAY LV CABINET TO ENABLE WEEZAP DEVICE | 62347 | SCHNEIDER ELECTRIC LTD | FPINST-07 | 16 | Richard Summers
Switchgear | Switchgear Accessories | DEEP DOOR 7 WAY | LV | DEEP DOOR FOR 7 WAY LV CABINET TO ENABLE WEEZAP DEVICE | 62348 | SCHNEIDER ELECTRIC LTD | FPINST-06 | 16 | Richard Summers
Switchgear | Switchgear Accessories | 10M TALUS CONDUIT RSW 1LH RMR-F382 | 11kV | 10M TALUS CONDUIT RSW 1LH RMR-F382 | 62361 | SCHNEIDER ELECTRIC LTD |  | 2 | Anthony Smith
Switchgear | Switchgear Accessories | 10M TALUS CONDUIT RSW 2RH RMR-F384 | 11kV | 10M TALUS CONDUIT RSW 2RH RMR-F384 | 62362 | SCHNEIDER ELECTRIC LTD |  | 2 | Anthony Smith
Switchgear | Switchgear Accessories | 10M TALUS CONDUIT CIRCUIT BREAKER | 11kV | 10M TALUS CONDUIT CIRCUIT BREAKER | 62363 | SCHNEIDER ELECTRIC LTD |  | 2 | Anthony Smith
Switchgear | Switchgear Accessories | 5M TALUS CONDUIT RSW 1LH RMR-F381 | 11kV | 5M TALUS CONDUIT RSW 1LH RMR-F381 | 62364 | SCHNEIDER ELECTRIC LTD |  | 2 | Anthony Smith
Switchgear | Switchgear Accessories | 5M TALUS CONDUIT RSW 2RH RMR-F383 | 11kV | 5M TALUS CONDUIT RSW 2RH RMR-F383 | 62365 | SCHNEIDER ELECTRIC LTD |  | 2 | Anthony Smith
Switchgear | Switchgear Accessories | 5M TALUS CONDUIT CIRCUIT BREAKER | 11kV | 5M TALUS CONDUIT CIRCUIT BREAKER | 62366 | SCHNEIDER ELECTRIC LTD |  | 2 | Anthony Smith
Switchgear | Switchgear Accessories | 2.5M RN2C TALUS CPLD CONDUIT RSW 1LH | 11kV | 2.5M RN2C TALUS CPLD CONDUIT RSW 1LH | 62367 | SCHNEIDER ELECTRIC LTD |  | 2 | Anthony Smith
Switchgear |  | 2.5M RN2C TALUS CPLD CONDUIT RSW 2RH | 11kV | 2.5M RN2C TALUS CPLD CONDUIT CIRC BREAK | 62368 | SCHNEIDER ELECTRIC LTD |  | 2 | Anthony Smith
Switchgear | Switchgear Accessories | 2.5M RN2C TALUS CPLD CONDUIT CIRC BREAK | 11kV | 2.5M RN2C TALUS CPLD CONDUIT CIRC BREAK | 62369 | SCHNEIDER ELECTRIC LTD |  | 2 | Anthony Smith
Switchgear | Switchgear Accessories | HOT SITE KIT B-KIT | LV | HOT SITE KIT B-KIT FOR ISSUE 4 CABINET | 62370 | SCHNEIDER ELECTRIC LTD | EHSKI5PMB | 16 | Richard Summers
Underground Materials | Connectors - Mechanical (Underground) | 4 BOLT J CONNECTOR | LV | 4 BOLT J SERVICE CONNECTOR | 62400 | SICAME ELECTRICAL DEVELOPMENTS LTD | MF19/1/SHR | 107 | Richard Summers