## Overview
Company and Licence name, charging year, effective from, status
| Company and Licence name | Year | Effective From | Status
Company and Licence name, charging year, effective from, status | Western Power Distribution (East Midlands) plc | 2019/2020 | 2019-04-01 | Final
List of data tables in this workbook
Worksheet | Information
Annex 1 LV and HV charges | Annex 1 contains the charges to LV and HV Designated Properties.
Annex 2 EHV charges | Annex 2 contains the charges to Designated EHV Properties and charges applied to LDNOs with Designated EHV Properties/end-users embedded in networks within the Western Power Distribution (East Midlands) plc Licence area.
Annex 3 Preserved charges | Annex 3 contains details of any preserved and additional charges that are valid at this time.
Annex 4 LDNO charges | Annex 4 contains charges that are levied on the owner of an embedded network within the Western Power Distribution (East Midlands) plc Licence area. Electricity suppliers and consumers who have properties connected to an embedded network should contact the embedded network owner to determine their distribution charges. The charges listed in this table are not payable by domestic consumers, business consumers or electricity suppliers.
Annex 5 LLFs | Annex 5 has been intentionally left blank as this charging statement is published a complete year before the LLFs have been audited. The line loss factors that are approved by the BSC Panel for the applicable year and consequently published on the Elexon website will take precedence and be used in Settlement. This annex will be re-published with these values once they are available.
Annex 6 Charges for New or Amended Designated EHV Properties | Annex 6 contains the charges for new or amended Designated EHV Properties and charges applied to LDNOs with new or amended Designated EHV Properties/end-users embedded in networks within the Western Power Distribution (East Midlands) plc Licence area.
Nodal prices | Contains the underlying [nodal/network group] costs used to calculate the current EDCM charges.
SSC TPR to unit rate lookup table | The time periods for the non half hourly metered charge rates in Annex 1 are as specified by the SSC. To determine the appropriate charge rate for each SSC/TPR a lookup table is provided.
Charge calculator | Charge calculator is a tool to help you estimate your distribution charges using current consumption data and forecast consumption data.
Notes to users of this spreadsheet
Please use this spreadsheet with reference to the LC14 use of system charging statement.
Notes to DNOs populating this spreadsheet
DNOs must endeavour to maintain consistency in the structure of this spreadsheet. Any changes to the structure must be noted in the 'Notes to users of this spreadsheet'
The drop down list on the charge calculator can be expanded by unprotecting the charge calculator sheet and selecting 'data', 'data validation...' and then expanding the 'source' data range. The sheet can then be protected.

## Annex 1 LV and HV charges
Back to Overview | 'DNOs paste value cells A15:J47 from CDCM 3701 into cells A14:J46 |  |  | Note: Where a tariff only has a p/kWh unit rate in Unit Charge 1 then this unit rate applies at all times.
Western Power Distribution (East Midlands) plc - Effective from 1 April 2019 - Final LV and HV charges
Time Bands for Half Hourly Metered Properties | [5 empty] | Time Bands for Half Hourly Unmetered Properties
Time periods | Red Time Band | Amber Time Band |  | Green Time Band |  |  |  | Black Time Band | Yellow Time Band | Green Time Band
Monday to Friday | 16:00 to 19:00 | 07:30 to 16:00 19:00 to 21:00 |  | 00:00 to 07:30 21:00 to 24:00 |  | Monday to Friday Nov to Feb |  | 16:00 to 19:00 | 07:30 to 16:00 19:00 to 21:00 | 00:00 to 07:30 21:00 to 24:00
Weekends |  |  |  | 00:00 to 24:00 |  | Monday to Friday Mar to Oct |  |  | 07:30 to 21:00 | 00:00 to 07:30 21:00 to 24:00
Notes | All the above times are in UK Clock time |  |  |  |  | Weekends |  |  |  | 00:00 to 24:00
[6 empty] | Notes |  | All the above times are in UK Clock time
Tariff name | Open LLFCs | PCs | Unit charge 1 (NHH) or red/black charge (HH) p/kWh | Unit charge 2 (NHH) or amber/yellow charge (HH) p/kWh | Green charge(HH) p/kWh | Fixed charge p/MPAN/day | Capacity charge p/kVA/day | Exceeded capacity charge p/kVA/day | Reactive power charge p/kVArh | Closed LLFCs
Domestic Unrestricted | 1 | 1 | 2.06 |  |  | 3.03 |  |  |  | 2
Domestic Two Rate | 3 | 2 | 2.291 | 0.898 |  | 3.03 |  |  |  | 4, 8, 10
Domestic Off Peak (related MPAN) | 11 | 2 | 1.263
Small Non Domestic Unrestricted | 13 | 3 | 2.118 |  |  | 6.15 |  |  |  | 22, 34, 43
Small Non Domestic Two Rate | 37 | 4 | 2.192 | 0.898 |  | 6.15 |  |  |  | 16, 19, 28, 31, 49, 52
Small Non Domestic Off Peak (related MPAN) | 901 | 4 | 1.056
LV Medium Non-Domestic | 81 | 5-8 | 2.142 | 0.894 |  | 17.33 |  |  |  | 83, 85
LV Sub Medium Non-Domestic | 80 | 5-8 | 1.997 | 0.889 |  | 15.74
LV Network Domestic | 246 |  | 7.566 | 1.544 | 0.894 | 3.03
LV Network Non-Domestic Non-CT | 247 |  | 7.998 | 1.588 | 0.897 | 6.15
LV HH Metered | 58, 990 |  | 6.045 | 1.365 | 0.883 | 8.6 | 2.66 | 5.75 | 0.129
LV Sub HH Metered | 59 |  | 4.635 | 1.189 | 0.871 | 6.71 | 3.44 | 5.43 | 0.09
HV HH Metered | 60, 991 |  | 3.129 | 1.018 | 0.86 | 72.5 | 4.13 | 6.24 | 0.047 | 929
NHH UMS category A | 800 | 8 | 2.357
NHH UMS category B | 801 | 1 | 2.619
NHH UMS category C | 802 | 1 | 3.581
NHH UMS category D | 803 | 1 | 2.097
LV UMS (Pseudo HH Metered) | 804 |  | 21.657 | 2.13 | 1.552
LV Generation NHH or Aggregate HH | 986 | 8&0 | -0.626
LV Sub Generation NHH | 970 | 8 | -0.548
LV Generation Intermittent | 971 |  | -0.626 | [5 empty] | 0.14
LV Generation Intermittent no RP charge | 141 |  | -0.626
LV Generation Non-Intermittent | 973 |  | -4.99 | -0.513 | -0.03 |  |  |  | 0.14
LV Generation Non-Intermittent no RP charge | 142 |  | -4.99 | -0.513 | -0.03
LV Sub Generation Intermittent | 972 |  | -0.548 | [5 empty] | 0.122
LV Sub Generation Intermittent no RP charge | 143 |  | -0.548
LV Sub Generation Non-Intermittent | 974 |  | -4.402 | -0.442 | -0.026 |  |  |  | 0.122
LV Sub Generation Non-Intermittent no RP charge | 144 |  | -4.402 | -0.442 | -0.026
HV Generation Intermittent | 975 |  | -0.339 |  |  | 29.81 |  |  | 0.097
HV Generation Intermittent no RP charge | 145 |  | -0.339 |  |  | 29.81
HV Generation Non-Intermittent | 977 |  | -2.851 | -0.245 | -0.012 | 29.81 |  |  | 0.097
HV Generation Non-Intermittent no RP charge | 146 |  | -2.851 | -0.245 | -0.012 | 29.81

## Annex 2 EHV charges
Back to Overview |  | Copy EDCM table 5001 range starting B101 and paste into G11. Extend or reduce print area as required. |  |  | Note: The list of MPANs / MSIDs provided may be incomplete; the DNO reserves the right to apply the listed charges to any other MPANs / MSIDs associated with the site.
Western Power Distribution (East Midlands) plc - Effective from 1 April 2019 - Final EDCM charges
Time Periods for Designated EHV Properties
Time periods |  |  | Super Red Time Band
Monday to Friday Nov to Feb |  |  | 16:00 to 19:00
Notes |  |  | All the above times are in UK Clock time
Import Unique Identifier | LLFC | Import MPANs/MSIDs | Export Unique Identifier | LLFC | Export MPANs/MSIDs | Name | Import Super Red unit charge (p/kWh) | Import fixed charge (p/day) | Import capacity charge (p/kVA/day) | Import exceeded capacity charge (p/kVA/day) | Export Super Red unit charge (p/kWh) | Export fixed charge (p/day) | Export capacity charge (p/kVA/day) | Export exceeded capacity charge (p/kVA/day)
292 | 292 | 1170000480680 | 367 | 367 | 1170000480699 | Yew Tree Farm PV | 0.863 | 4.36 | 1.63 | 1.63 |  | 522.9 | 0.05 | 0.05
293 | 293 | 1170000487142 | 368 | 368 | 1170000487151 | Cobb Farm Egmanton PV |  | 2.06 | 3.21 | 3.21 |  | 412.4 | 0.05 | 0.05
294 | 294 | 1170000530950 | 369 | 369 | 1170000530969 | Kelmarsh Wind Farm |  | 130.96 | 1.37 | 1.37 |  | 6443.17 | 0.05 | 0.05
295 | 295 | 1170000535104 | 370 | 370 | 1170000535113 | Pebble Hall Farm AD |  | 680.25 | 1.12 | 1.12 |  | 6802.47 | 0.05 | 0.05
296 | 296 | 1170000549231 | 371 | 371 | 1170000549240 | Copley Farm PV Claypole |  | 10.19 | 1.33 | 1.33 |  | 867.97 | 0.05 | 0.05
297 | 297 | 1170000549269 | 372 | 372 | 1170000549278 | Calvert Landfill EFW |  | 878.75 | 1.11 | 1.11 |  | 7243 | 0.05 | 0.05
298 | 298 | 1170000559851 | 373 | 373 | 1170000559860 | Lodge Farm (Calow) PV |  | 3.18 | 1.42 | 1.42 |  | 285.96 | 0.05 | 0.05
299 | 299 | 1170000569840 | 374 | 374 | 1170000569850 | Arkwright Solar PV |  | 107.92 | 1.1 | 1.1 |  | 1079.17 | 0.05 | 0.05
300 | 300 | 1170000579245 |  |  |  | Langar PV Imports |  | 2.29 | 1.79 | 1.79
302 | 302 | 1170000579919 | 377 | 377 | 1170000579928 | Averill Farm PV |  | 11.76 | 1.76 | 1.76 |  | 1048.12 | 0.05 | 0.05
303 | 303 | 1170000582692 | 378 | 378 | 1170000582708 | Marchington Solar PV | 1.3 | 3.78 | 1.32 | 1.32 |  | 335.49 | 0.05 | 0.05
304 | 304 | 1170000586492 | 379 | 379 | 1170000586508 | West End Fm Treswell PV |  | 2.76 | 1.74 | 1.74 |  | 339.84 | 0.05 | 0.05
305 | 305 | 1170000586605 | 380 | 380 | 1170000586614 | Fields Farm Southam PV |  | 3.35 | 1.77 | 1.77 |  | 295.19 | 0.05 | 0.05
306 | 306 | 1170000587273 | 381 | 381 | 1170000587282 | Canopus Farm PV |  | 3.3 | 1.35 | 1.35 |  | 304.64 | 0.05 | 0.05
307 | 307 | 1170000594261 | 382 | 382 | 1170000594270 | Lindridge Farm PV | 0.243 | 9.7 | 2.02 | 2.02 |  | 768.2 | 0.05 | 0.05
308 | 308 | 1170000594164 | 383 | 383 | 1170000594173 | Thornborough Grnds PV |  | 15.32 | 1.32 | 1.32 |  | 574.6 | 0.05 | 0.05
309 | 309 | 1170000592228 | 384 | 384 | 1170000592237 | Wymeswold Narrow Lane PV |  | 11.75 | 1.27 | 1.27 |  | 484.17 | 0.05 | 0.05
310 | 310 | 1170000598034 | 385 | 385 | 1170000598043 | Manor Farm Horton PV |  | 2.53 | 1.71 | 1.71 |  | 505.93 | 0.05 | 0.05
311 | 311 | 1170000598196 | 386 | 386 | 1170000598201 | Handley Park Farm PV |  | 11.57 | 1.25 | 1.25 |  | 578.35 | 0.05 | 0.05
312 | 312 | 1170000601982 | 387 | 387 | 1170000601991 | Shelton Lodge, Elton |  | 18.15 | 1.67 | 1.67 |  | 1549.47 | 0.05 | 0.05
313 | 313 | 1170000604023 | 388 | 388 | 1170000604050 | Brafield Green Solar Farm |  | 44.62 | 1.28 | 1.28 |  | 1673.21 | 0.05 | 0.05
314 | 314 | 1170000605221 | 389 | 389 | 1170000605240 | Sywell Aerodrome PV |  | 64.78 | 1.41 | 1.41 |  | 6478.02 | 0.05 | 0.05
315 | 315 | 1170000614990 | 390 | 390 | 1170000615007 | Holtwood Farm PV | 1.298 | 12.97 | 1.25 | 1.25 |  | 702.28 | 0.05 | 0.05
316 | 316 | 1170000614972 | 391 | 391 | 1170000614981 | Drakelow Farm PV | 1.153 | 7.08 | 1.63 | 1.63 |  | 708.16 | 0.05 | 0.05
317 | 317 | 1170000619916 | 392 | 392 | 1170000619925 | Stragglethorpe Road PV Solar Park |  | 3.67 | 1.55 | 1.55 |  | 366.93 | 0.05 | 0.05
318 | 318 | 1170000627448 | 393 | 393 | 1170000627457 | Oxcroft Solar Farm |  | 462.08 | 1.37 | 1.37 |  | 2446.32 | 0.05 | 0.05
319 | 319 | 1170000626816 | 394 | 394 | 1170000626825 | Derby Waste Sinfin EFW | 1.303 | 679.88 | 1.06 | 1.06 | -1.303 | 1351.26 | 0.05 | 0.05
320 | 320 | 1170000625681 | 395 | 395 | 1170000625690 | Littlewood Farm PV |  | 2.41 | 1.89 | 1.89 |  | 305.53 | 0.05 | 0.05
321 | 321 | 1170000630413 | 396 | 396 | 1170000630422 | Twin Yards Solar Farm |  | 4.32 | 1.89 | 1.89 |  | 428.95 | 0.05 | 0.05
322 | 322 | 1170000629640 | 397 | 397 | 1170000629659 | Tower Hayes Farm PV | 0.243 | 6.63 | 1.78 | 1.78 |  | 583.29 | 0.05 | 0.05
323 | 323 | 1170000632606 | 398 | 398 | 1170000632615 | The Breck Solar |  | 18.23 | 1.34 | 1.34 |  | 1063.58 | 0.05 | 0.05
324 | 324 | 1170000631426 | 399 | 399 | 1170000631435 | Barnby Moor Retford PV |  |  | 1.06 | 1.06 |  |  | 0.05 | 0.05
325 | 325 | 1170000636503 | 400 | 400 | 1170000636512 | Lincoln Farm Solar |  | 4.98 | 1.57 | 1.57 |  | 547.34 | 0.05 | 0.05
326 | 326 | 1170000652009 | 401 | 401 | 1170000652018 | Drakelow Renewable Energy Centre | 1.153 | 4.66 | 1.15 | 1.15 | -1.153 | 334.61 | 0.05 | 0.05
327 | 327 | 1170000656884 | 402 | 402 | 1170000656893 | Tetron Point ESS | 1.153 | 608.27 | 1.15 | 1.15 | -1.153 | 608.27 | 0.05 | 0.05
328 | 328 | 1170000641470 | 403 | 403 | 1170000641489 | Mill Fm Gt Ponton PV |  | 17.36 | 1.37 | 1.37 |  | 1562.61 | 0.05 | 0.05
330 | 330 | 1170000671093 | 405 | 405 | 1170000671109 | Deepdale Solar Farm |  | 6.12 | 1.72 | 1.72 |  | 477.27 | 0.05 | 0.05
331 | 331 | 1170000671118 | 406 | 406 | 1170000671127 | Burton Wold Wind Farm South |  | 8.94 | 1.15 | 1.15 |  | 1377.29 | 0.05 | 0.05
334 | 334 | 1170000677271 | 409 | 409 | 1170000677280 | Gawcott Flds PV Commercial |  | 3.65 | 1.43 | 1.43 |  | 289.36 | 0.05 | 0.05
335 | 335 | 1170000677290 | 410 | 410 | 1170000677305 | Gawcott Flds PV Community |  | 3.65 | 1.26 | 1.26 |  | 331.74 | 0.05 | 0.05
336 | 336 | 1170000649326 | 411 | 411 | 1170000649335 | Trafalgar Park | 1.296 | 4.57 | 1.31 | 1.31 | -1.303 | 397.36 | 0.05 | 0.05
337 | 337 | 1170000722748 | 412 | 412 | 1170000722757 | John Brookes Sawmill BIO |  | 505.59 | 1.35 | 1.35 |  | 3217.42 | 0.05 | 0.05
338 | 338 | 1170000723991 | 413 | 413 | 1170000724008 | Hawton Wind Farm WF |  | 22.13 | 1.15 | 1.15 |  | 1106.68 | 0.05 | 0.05
339 | 339 | 1170000726584 | 414 | 414 | 1170000726593 | Blackbridge Farm BIO |  | 36.07 | 1.15 | 1.15 |  | 2404.67 | 0.05 | 0.05
340 | 340 | 1170000727221 | 415 | 415 | 1170000727230 | Garnham Close STOR |  | 12.96 | 1.06 | 1.06 |  | 777.48 | 0.05 | 0.05
341 | 341 | 1170000733935 | 435 | 435 | 1170000893898 | RAF Cranwell High G Facility |  | 400.1 | 5.07 | 5.07 |  | 1.83 | 0.05 | 0.05
343 | 343 | 1170000751465 | 418 | 418 | 1170000751474 | Hermitage Lane STOR |  | 4.19 | 1.31 | 1.31 |  | 335.08 | 0.05 | 0.05
344 | 344 | 1170000759678 | 419 | 419 | 1170000759687 | Fosse Way Radford Sem PV |  | 17.35 | 1.89 | 1.89 |  | 2891.06 | 0.05 | 0.05
345 | 345 | 1170000761640 | 420 | 420 | 1170000761659 | Meadow Fm Thorpe Lang PV |  | 35.17 | 1.89 | 1.89 |  | 1494.68 | 0.05 | 0.05
346 | 346 | 1170000768557 | 421 | 421 | 1170000768566 | Olney Hyde Farm PV |  | 45.49 | 1.89 | 1.89 |  | 2046.94 | 0.05 | 0.05
347 | 347 | 1170000772456 | 422 | 422 | 1170000772465 | Dayfields Farm | 1.299 | 3.2 | 1.89 | 1.89 |  | 586.72 | 0.05 | 0.05
348 | 348 | 1170000775712 | 423 | 423 | 1170000775721 | Bolsovermoor Quarry |  | 5.26 | 1.31 | 1.31 |  | 519.44 | 0.05 | 0.05
349 | 349 | 1170000775340 | 424 | 424 | 1170000775350 | Bilsthorpe PV |  | 4.43 | 1.89 | 1.89 |  | 518.44 | 0.05 | 0.05
350 | 350 | 1170000773654 | 425 | 425 | 1170000773663 | Carlton Forest STOR |  | 13.65 | 1.31 | 1.31 |  | 2456.13 | 0.05 | 0.05
351 | 351 | 1170000783305 | 426 | 426 | 1170000783314 | Sutton Bonnington PV |  | 3.38 | 1.89 | 1.89 |  | 304.55 | 0.05 | 0.05
352 | 352 | 1170000784489 | 427 | 427 | 1170000784498 | Alfreton Diesel Power |  | 1.75 | 1.31 | 1.31 |  | 350.05 | 0.05 | 0.05
353 | 353 | 1170000790241 | 428 | 428 | 1170000790250 | Green Lane Marchington PV | 1.299 | 5.46 | 1.89 | 1.89 |  | 333.81 | 0.05 | 0.05
354 | 354 | 1170000807142 | 429 | 429 | 1170000807151 | Baddesley Park PV |  | 110.03 | 2.11 | 2.11 |  | 2171.29 | 0.05 | 0.05
356 | 356 | 1170000858990 | 431 | 431 | 1170000859007 | Taylor Lane STOR | 1.305 | 7.4 | 1.31 | 1.31 | -1.303 | 394.53 | 0.05 | 0.05
357 | 357 | 1170000871315 | 432 | 432 | 1170000871324 | Hill Farm ESS | 0.245 | 169.64 | 1.53 | 1.53 | -0.784 | 169.64 | 0.05 | 0.05
358 | 358 | 1170000871120 | 433 | 433 | 1170000871139 | Leverton ESS |  | 695.16 | 1.15 | 1.15 |  | 695.16 | 0.05 | 0.05
359 | 359 | 1170000884086 | 434 | 434 | 1170000884095 | Nottingham Road , Long Eaton STOR |  | 3.98 | 1.31 | 1.31 |  | 335.29 | 0.05 | 0.05
361 | 361 | 1170000895724 | 436 | 436 | 1170000895733 | Breach Farm ESS | 1.153 | 1626.52 | 1.15 | 1.15 | -1.153 | 1626.52 | 0.05 | 0.05
362 | 362 | 1170000902629 | 437 | 437 | 1170000902638 | Boston Biomass Gen AD |  | 215.94 | 1.15 | 1.15 |  | 1295.62 | 0.05 | 0.05
784 | 784 | 1170000447716 | 705 | 705 | 1170000447725 | Prestop Park Farm PV | 1.153 | 1.08 | 2.22 | 2.22 |  | 306.86 | 0.05 | 0.05
785 | 785 | 1170000447479 | 706 | 706 | 1170000447488 | Smith Hall Solar Farm |  | 14.39 | 1.25 | 1.25 |  | 575.53 | 0.05 | 0.05
786 | 786 | 1170000447497 | 707 | 707 | 1170000447502 | Park Farm Solar Ashby | 0.243 |  | 1.75 | 1.75 |  |  | 0.05 | 0.05
787 | 787 | 1170000451420 | 708 | 708 | 1170000451439 | Aston House Solar Farm | 1.3 | 3.57 | 1.72 | 1.72 |  | 586.35 | 0.05 | 0.05
789 | 789 | 1170000457617 | 710 | 710 | 1170000457626 | Elms Farm Solar Farm |  | 1.7 | 1.94 | 1.94 |  | 306.24 | 0.05 | 0.05
790 | 790 | 1170000458550 | 711 | 711 | 1170000458569 | Morton Solar Farm |  | 2.55 | 2.03 | 2.03 |  | 587.37 | 0.05 | 0.05
791 | 791 | 1170000463150 | 712 | 712 | 1170000463160 | Glebe Farm Podington PV |  | 91.59 | 1.5 | 1.5 |  | 5953.05 | 0.05 | 0.05
792 | 792 | 1170000468015 | 713 | 713 | 1170000468024 | Rolleston Park Solar | 1.154 | 38.46 | 1.26 | 1.26 |  | 777.04 | 0.05 | 0.05
793 | 793 | 1170000467572 | 714 | 714 | 1170000467581 | Nowhere Farm PV |  | 5.01 | 2.11 | 2.11 |  | 1086.2 | 0.05 | 0.05
794 | 794 | 1170000467554 | 715 | 715 | 1170000467563 | Lockington Solar Farm | 1.299 | 4.8 | 1.89 | 1.89 |  | 960.35 | 0.05 | 0.05
795 | 795 | 1170000467509 | 716 | 716 | 1170000467527 | Chelveston Renewable PV |  | 7.56 | 2.17 | 2.17 |  | 3023.2 | 0.05 | 0.05
796 | 796 | 1170000474082 | 717 | 717 | 1170000474107 | Horsemoor Drove Solar |  | 22.58 | 1.78 | 1.78 |  | 3763.09 | 0.05 | 0.05
797 | 797 | 1170000474436 | 718 | 718 | 1170000474445 | Decoy Farm Crowland PV |  | 6.43 | 1.23 | 1.23 |  | 270.18 | 0.05 | 0.05
798 | 798 | 1170000474418 | 719 | 719 | 1170000474427 | Decoy Farm Crowland Bio |  | 4.09 | 1.15 | 1.15 |  | 272.52 | 0.05 | 0.05
799 | 799 | 1170000474393 | 720 | 720 | 1170000474409 | Decoy Farm Crowland AD |  | 17.29 | 1.07 | 1.07 |  | 259.32 | 0.05 | 0.05
824 | 824 | 1100039676983 1100039676992 | 600 | 600 |  | Network Rail Bytham |  | 4586.1 | 4.24 | 4.24
825 | 825 | 1100039676690 1100039676706 | 601 | 601 | 1100050641453 | Network Rail Grantham |  | 2310.93 | 4.27 | 4.27
826 | 826 | 1100050106527 | 602 | 602 | 1100050106971 | Network Rail Staythorpe |  |  | 1.1 | 1.1
827 | 827 | 1100039676965 1100039676974 | 603 | 603 | 1100050314637 1100770450945 | Network Rail Retford |  | 3359.92 | 4.67 | 4.67
831 | 831 | 1100039602086 |  |  |  | Jaguar Cars |  | 121.45 | 6.61 | 6.61
832 | 832 | 1100039600655 |  |  |  | Alstom Frankton | 0.141 | 3130.54 | 1.9 | 1.9
833 | 833 | 1170000817007 1170000817025 | 684 | 684 | 1170000817034 | University of Warwick |  | 62.68 | 3.75 | 3.75 |  | 58.76 | 0.05 | 0.05
834 | 834 | 1100039603131 |  |  |  | Dunlop Factory |  | 121.45 | 4.53 | 4.53
835 | 835 | 1160001030330 1160001139525 | 416 | 416 | 1170000730127 | Bombardier | 1.322 | 546.93 | 1.7 | 1.7 |  | 260.72 | 0.05 | 0.05
836 | 836 | 1100039600015 |  |  |  | British Steel |  | 779.38 | 1.72 | 1.72
837 | 837 | 1100039669504 | 607 | 607 | 1100050223110 | Acordis | 1.323 | 58.82 | 2 | 2 | -1.303 | 549.02 | 0.05 | 0.05
838 | 838 | 1144444444443 | 7043 | 7043 |  | Derwent |  | 1985.48 | 1.89 | 1.89
839 | 839 | 1100039667570 |  |  |  | GEC Alsthom | 0.225 | 1403.2 | 1.87 | 1.87
840 | 840 | 1100050311185 1100050311194 |  |  |  | St Gobain | 1.304 | 519.59 | 3.41 | 3.41
841 | 841 | 1100039603559 |  |  |  | Toyota | 1.308 | 9232.83 | 1.68 | 1.68
842 | 842 | 1100039600051 | 610 | 610 | 1100050222428 | Derby Co-Generation |  | 149.8 | 1.62 | 1.62
843 | 843 | 1100039600060 1100050311167 |  |  |  | Rolls Royce Sinfin C | 1.302 | 11713.07 | 0.66 | 0.66
844 | 844 | 1100039671841 | 609 | 609 | 1100050222552 | ABR Foods |  | 437.07 | 1.12 | 1.12
845 | 845 | 1160001236210 | 635 | 635 | 1160001236229 | Petsoe Wind Farm |  | 19.39 | 1.76 | 1.76 |  | 1085.82 | 0.05 | 0.05
846 | 846 | 1100039600042 | 700 | 700 | 1170000330966 | Castle Cement |  | 3254.83 | 2.94 | 2.94 |  | 120.14 | 0.05 | 0.05
847 | 847 | 1100050013290 1100050314594 |  |  |  | Rugby Cement |  | 1585.47 | 4 | 4
848 | 848 | 1100039667446 | 632 | 632 | 1100050222604 | Coventry & Solihull Waste |  | 87.24 | 1.29 | 1.29
849 | 849 | 1170000014575 | 611 | 611 | 1170000014584 | Bentinck Generation |  | 8.47 | 1.26 | 1.26 |  | 203.33 | 0.05 | 0.05
852 | 852 | 1100050780529 | 640 | 640 | 1160001479030 | Asfordby 132kV |  | 2475.07 | 1.09 | 1.09 |  | 6226.06 | 0.05 | 0.05
853 | 853 | 1100770095532 | 612 | 612 | 1100770095541 1130000014463 | Calvert Landfill |  | 24.89 | 1.06 | 1.06
854 | 854 | 1100770104666 | 613 | 613 | 1100770104693 | Weldon Landfill |  | 29.68 | 1.06 | 1.06
855 | 855 | 1100770099918 | 614 | 614 | 1100770099927 | Goosy Lodge Power |  | 26.62 | 1.06 | 1.06
856 | 856 | 1160000116234 1160000135185 |  |  |  | BAR Honda |  | 562.83 | 2.47 | 2.47
857 | 857 | 1160000226327 | 615 | 615 | 1160000226336 | Burton Wolds Wind Farm |  | 6.39 | 1.11 | 1.11
858 | 858 | 1100039606090 | 616 | 616 |  | Network Rail Bretton |  | 9478 | 3.07 | 3.07
859 | 859 | 1100770683368 | 617 | 617 | 1100770683377 | Bambers Farm Wind Farm |  | 2.24 | 1.18 | 1.18
860 | 860 | 1160000213601 | 618 | 618 | 1160000213610 | Vine House Wind Farm |  | 51.61 | 1.38 | 1.38
861 | 861 | 1160000154150 | 619 | 619 | 1160000154160 | Red House Wind Farm |  | 8.12 | 1.39 | 1.39
862 | 862 | 1160000186551 | 620 | 620 | 1160000186560 | Daneshill Landfill |  | 39.48 | 1.19 | 1.19
863 | 863 | 1130000053950 |  |  |  | Corby Power demand |  | 774.62 | 2.68 | 2.68
864 | 864 | 1160000745093 | 621 | 621 | 1130000079897 1160000745066 | Newton Longville Landfill |  | 52.23 | 1.06 | 1.06
865 | 865 | 1160000909822 | 622 | 622 | 1160000909840 | Hollies Wind Farm |  | 2.03 | 1.3 | 1.3 |  | 284.08 | 0.05 | 0.05
866 | 866 | 1130000044004 | 629 | 629 | 1130000044013 | Lynn Wind Farm |  | 152.63 | 1.05 | 1.05
867 | 867 | 1130000044022 | 630 | 630 | 1130000044031 | Inner Dowsing Wind Farm |  | 152.63 | 1.07 | 1.07
868 | 868 | 1160000999037 | 631 | 631 | 1160000999046 | Bicker Fen |  | 27.89 | 1.15 | 1.15 |  | 2071.55 | 0.05 | 0.05
869 | 869 | 1100039667455 | 634 | 634 | 1100050222473 | London Road Heat Station |  | 137.07 | 1.14 | 1.14 |  | 411.22 | 0.05 | 0.05
870 | 870 | 1160001253330 | 633 | 633 | 1160001253321 | Lindhurst Wind Farm |  | 16.52 | 1.33 | 1.33 |  | 3138.88 | 0.05 | 0.05
871 | 871 | 1100039600103 |  |  |  | Staveley Works |  | 3776.88 | 1.56 | 1.56
872 | 872 | 1100039600380 |  |  |  | AP Drivelines | 0.404 | 63.34 | 4.99 | 4.99
873 | 873 | 1100039600317 |  |  |  | Rolls Royce Coventry |  | 121.45 | 4.52 | 4.52
874 | 874 | 1100039600460 |  |  |  | UK COAL MINING LTD |  | 3221.69 | 1.95 | 1.95
875 | 875 | 1100039667989 |  |  |  | Caterpillar | 0.777 | 3121.39 | 3.62 | 3.62
876 | 876 | 1100039602323 |  |  |  | Santander Carlton Park | 0.257 | 121.45 | 6.59 | 6.59
877 | 877 | 1100039600308 |  |  |  | Brush |  | 121.45 | 3.08 | 3.08
878 | 878 | 1170000352384 1170000352409 |  |  |  | JCB | 1.314 | 121.45 | 6.47 | 6.47
879 | 879 | 1100039606197 |  |  |  | Cast Bar UK |  | 182.17 | 3.75 | 3.75
880 | 880 | 1100039668227 |  |  |  | Bretby GP | 1.147 | 60.72 | 8.58 | 8.58
881 | 881 | 1100039601028 |  |  |  | Holwell Works |  | 121.45 | 5.21 | 5.21
882 | 882 | 1100039601019 |  |  |  | Pedigree Petfoods |  | 60.72 | 5.15 | 5.15
883 | 883 | 1100039601339 |  |  |  | Alstom Wolverton | 0.932 | 121.45 | 5.81 | 5.81
884 | 884 | 1100039600567 |  |  |  | Colworth Laboratory |  | 121.45 | 5.35 | 5.35
885 | 885 | 1100039601923 1100039601932 | 636 | 636 | 1100050222464 | Boots Thane Road |  | 596.98 | 2.34 | 2.34
886 | 886 | 1100039606294 | 608 | 608 | 1100050222446 | QMC |  | 41.79 | 3.62 | 3.62
887 | 887 | 1100039604358 |  |  |  | British Gypsum |  | 2693.45 | 6.3 | 6.3
888 | 888 | 1100039605139 1100039605148 |  |  |  | Melbourne STW | 1.307 | 121.45 | 6.09 | 6.09
889 | 889 | 1100039601116 1100050484817 |  |  |  | Whetstone | 0.251 | 121.45 | 5.45 | 5.45
890 | 890 | 1100039603647 1100039603656 |  |  |  | Holbrook Works |  | 121.45 | 4.18 | 4.18
891 | 891 | 1100050674421 1100050677575 |  |  |  | Astrazeneca Charnwood |  | 3646.99 | 2.95 | 2.95
892 | 892 | 1160000002893 1160000065918 | 637 | 637 | 1160001059394 | B&Q Manton |  | 52.05 | 5.64 | 5.64 |  | 69.4 | 0.05 | 0.05
893 | 893 | 1160001007100 1160001122717 |  |  |  | Transco Churchover | 0.132 | 121.45 | 2.91 | 2.91
894 | 894 | 1100039600033 |  |  |  | Alstom Rugby | 0.137 | 2539.93 | 2.79 | 2.79
895 | 895 | 1160001246403 |  |  |  | Volkerstevin / Volkersteven (VSB Avenue) |  | 294.89 | 1.95 | 1.95
896 | 896 | 1160001363390 | 638 | 638 | 1160001363380 | Low Spinney Wind Farm |  | 101.41 | 1.18 | 1.18 |  | 3326.2 | 0.05 | 0.05
897 | 897 | 1160001457392 | 639 | 639 | 1160001457408 | Swinford Wind Farm |  | 62.51 | 1.21 | 1.21 |  | 2865.05 | 0.05 | 0.05
898 | 898 | 1170000117971 | 641 | 641 | 1170000117980 | Yelvertoft Wind Farm |  | 49.3 | 1.15 | 1.15 |  | 2695.2 | 0.05 | 0.05
899 | 899 |  |  |  |  | Maxwell House Data Centre |  | 7887.68 | 2.45 | 2.45
902 | 902 | 1170000199789 | 650 | 650 | 1170000199798 | Burton Wolds Wind Farm phase 2 |  | 31.9 | 1.19 | 1.19 |  | 2296.58 | 0.05 | 0.05
903 | 903 | 1170000137579 | 651 | 651 | 1170000137588 | Shacks Barn Generation |  | 8.5 | 1.38 | 1.38 |  | 424.77 | 0.05 | 0.05
904 | 904 | 1160001324665 |  |  |  | Hatton Gas Compressor |  | 22384.51 | 3.15 | 3.15
905 | 905 | 1170000112477 | 642 | 642 | 1170000112486 | North Hykeham EFW |  | 10.65 | 1.1 | 1.1 |  | 55.79 | 0.05 | 0.05
906 | 906 | 1160001415347 | 643 | 643 | 1160001415356 | Sleaford Renewable Energy Plant |  | 78.98 | 1 | 1 |  | 1184.75 | 0.05 | 0.05
907 | 907 | 1170000059210 | 644 | 644 | 1170000059186 | Bilsthorpe Wind Farm |  | 14.86 | 1.09 | 1.09 |  | 313.86 | 0.05 | 0.05
908 | 908 | 1170000117944 | 645 | 645 | 1170000117953 | Old Dalby Lodge Wind Farm |  | 25.55 | 1.09 | 1.09 |  | 390.9 | 0.05 | 0.05
909 | 909 | 1170000146670 | 652 | 652 | 1170000146680 | Willoughby STOR generation |  | 0.47 | 1.07 | 1.07 |  | 93.53 | 0.05 | 0.05
910 | 910 | 1130000085288 |  |  |  | Rolls Royce AB&E 33kV | 1.314 |  | 2.61 | 2.61
911 | 911 | 1170000110600 | 647 | 647 | 1170000110610 | The Grange Wind Farm |  | 23.46 | 1.32 | 1.32 |  | 3284.03 | 0.05 | 0.05
912 | 912 | 1170000111881 | 648 | 648 | 1170000111890 | Clay Lake STOR |  | 0.87 | 1.35 | 1.35 |  | 65.56 | 0.05 | 0.05
913 | 913 | 1170000113443 | 649 | 649 | 1170000113452 | Balderton STOR |  | 0.66 | 2.06 | 2.06 | -0.003 | 65.78 | 0.05 | 0.05
914 | 914 | 1170000172954 | 653 | 653 | 1170000172963 | Wymeswold Solar Park |  | 5.63 | 3.59 | 3.59 |  | 2814.16 | 0.05 | 0.05
915 | 915 | 1170000722696 | 654 | 654 | 1170000722701 | French Farm Wind Farm |  | 46.52 | 1.2 | 1.2 |  | 2605.09 | 0.05 | 0.05
916 | 916 | 1170000398486 | 646 | 646 | 1170000398495 | Lilbourne Wind Farm |  | 9.67 | 1.21 | 1.21 |  | 773.61 | 0.05 | 0.05
917 | 917 | 1170000154538 | 655 | 655 | 1170000154547 | Chelvaston Renewable |  | 100.34 | 1.11 | 1.11 |  | 3271.03 | 0.05 | 0.05
918 | 918 | 1170000174827 | 656 | 656 | 1170000174836 | Beachampton Solar Farm |  | 15.12 | 1.3 | 1.3 |  | 453.66 | 0.05 | 0.05
919 | 919 | 1170000182961 | 657 | 657 | 1170000182970 | Croft End Solar Farm |  | 2.28 | 2.04 | 2.04 |  | 568.84 | 0.05 | 0.05
920 | 920 | 1170000233552 | 658 | 658 | 1170000233570 | M1 Wind farm |  | 7.22 | 1.08 | 1.08 |  | 269.39 | 0.05 | 0.05
921 | 921 | 1170000265270 | 659 | 659 | 1170000265280 | Leamington STOR |  | 41.2 | 1.73 | 1.73 | -0.376 | 1307.81 | 0.05 | 0.05
922 | 922 | 1170000280108 | 660 | 660 | 1170000280117 | Low Farm Anaerobic Dig |  |  | 1.07 | 1.07 |  |  | 0.05 | 0.05
923 | 923 | 1170000280960 | 691 | 691 | 1170000280970 | Turweston Airfield Solar Farm |  | 1.33 | 2.34 | 2.34 |  | 344.2 | 0.05 | 0.05
924 | 924 | 1170000281175 | 692 | 692 | 1170000281193 | Burton Pedwardine Solar |  | 10.24 | 1.79 | 1.79 |  | 767.67 | 0.05 | 0.05
925 | 925 | 1170000306909 | 693 | 693 | 1170000306918 | Little Morton Farm Solar |  | 3.84 | 1.84 | 1.84 |  | 460.75 | 0.05 | 0.05
930 | 930 | 1170000073288 |  |  |  | Rockingham |  | 7581.14 | 1.67 | 1.67
931 | 931 | 1170000086612 1170000091783 1170000091792 1170000091808 |  |  |  | Santander Carlton Park 132/11 | 0.249 |  | 1.03 | 1.03
932 | 932 | 1160001446600 |  |  |  | Delphi Diesel | 0.371 | 63.34 | 3.08 | 3.08
940 | 940 | 1170000306884 | 694 | 694 | 1170000306893 | Lodge Farm Solar Park |  | 22.62 | 1.39 | 1.39 |  | 1131.25 | 0.05 | 0.05
941 | 941 | 1170000313162 | 695 | 695 | 1170000313171 | Ermine Farm PV |  | 48.82 | 1.91 | 1.91 |  | 6591.35 | 0.05 | 0.05
942 | 942 | 1170000319234 | 696 | 696 | 1170000319243 | Ridge Solar Park |  | 4.16 | 1.6 | 1.6 |  | 416.48 | 0.05 | 0.05
943 | 943 | 1170000325283 | 697 | 697 | 1170000325292 | Winwick Wind Farm |  |  | 1.08 | 1.08 |  |  | 0.05 | 0.05
944 | 944 | 1170000325308 | 698 | 698 | 1170000325317 | Watford Lodge Wind Farm |  | 60.77 | 1.13 | 1.13 |  | 3559.11 | 0.05 | 0.05
945 | 945 | 1170000326454 | 699 | 699 | 1170000326463 | Leverton Solar Park |  | 2 | 2.13 | 2.13 |  | 299.68 | 0.05 | 0.05
946 | 946 | 1170000337508 | 701 | 701 | 1170000337517 | Burton Pedwardine Phase 2 |  | 21.61 | 1.62 | 1.62 |  | 756.3 | 0.05 | 0.05
947 | 947 | 1170000369068 | 702 | 702 | 1170000369086 | Hartwell Solar Farm |  | 18.64 | 2.06 | 2.06 |  | 2795.78 | 0.05 | 0.05
948 | 948 | 1170000369100 | 703 | 703 | 1170000369110 | Eakley Lanes Solar North |  | 25.7 | 1.35 | 1.35 |  | 1284.83 | 0.05 | 0.05
949 | 949 | 1170000369129 | 704 | 704 | 1170000369147 | Eakley Lanes Solar South |  | 6.04 | 3.7 | 3.7 |  | 301.9 | 0.05 | 0.05
950 | 950 | 1170000388743 | 661 | 661 | 1170000388752 | Welbeck Colliery PV |  | 6.08 | 1.52 | 1.52 |  | 583.84 | 0.05 | 0.05
951 | 951 | 1170000394960 | 662 | 662 | 1170000394979 | Newton Road PV |  | 2.89 | 2.56 | 2.56 |  | 432.59 | 0.05 | 0.05
952 | 952 | 1170000395954 | 663 | 663 | 1170000395963 | New Albion Wind Farm |  | 33.2 | 1.19 | 1.19 |  | 2969.21 | 0.05 | 0.05
953 | 953 | 1170000400772 | 664 | 664 | 1170000400781 | Moat Farm PV |  | 20.6 | 1.34 | 1.34 |  | 1098.81 | 0.05 | 0.05
954 | 954 | 1170000407875 | 665 | 665 | 1170000407884 | Bilsthorpe Solar |  | 8.37 | 1.74 | 1.74 |  | 803.99 | 0.05 | 0.05
955 | 955 | 1170000409696 | 666 | 666 | 1170000409701 | Hall Farm PV | 0.235 | 37.23 | 1.47 | 1.47 |  | 659.73 | 0.05 | 0.05
956 | 956 | 1170000415946 | 667 | 667 | 1170000415955 | Gaultney Solar Park |  | 0.94 | 4.14 | 4.14 |  | 338.33 | 0.05 | 0.05
957 | 957 | 1170000413692 | 668 | 668 | 1170000413708 | Fiskerton Solar Farm |  | 7.5 | 1.86 | 1.86 |  | 2249.23 | 0.05 | 0.05
958 | 958 | 1170000424904 | 669 | 669 | 1170000424913 | Mount Mill Solar Park |  | 6.97 | 2.08 | 2.08 |  | 710.49 | 0.05 | 0.05
959 | 959 | 1170000427170 | 670 | 670 | 1170000427180 | Podington Airfield WF |  | 109.14 | 1.08 | 1.08 |  | 4911.48 | 0.05 | 0.05
960 | 960 | 1170000428528 | 671 | 671 | 1170000428537 | Branston South PV Farm |  | 3.42 | 2.18 | 2.18 |  | 1025.13 | 0.05 | 0.05
961 | 961 | 1170000430182 | 672 | 672 | 1170000430191 | Eakring Solar Farm |  | 1.68 | 2.16 | 2.16 |  | 336.33 | 0.05 | 0.05
962 | 962 | 1170000439877 | 673 | 673 | 1170000439886 | Ragdale PV Solar Park |  |  | 1.21 | 1.21 |  |  | 0.05 | 0.05
963 | 963 | 1170000438312 | 674 | 674 | 1170000438321 | Thoresby Solar Farm |  | 6.45 | 1.5 | 1.5 |  | 644.88 | 0.05 | 0.05
964 | 964 | 1170000437211 | 675 | 675 | 1170000437220 | Welbeck Solar Farm |  | 4.45 | 1.74 | 1.74 |  | 585.47 | 0.05 | 0.05
965 | 965 | 1170000444690 | 676 | 676 | 1170000444681 | Atherstone Solar Farm |  | 2.1 | 2.38 | 2.38 |  | 587.82 | 0.05 | 0.05
966 | 966 | 1170000445115 | 677 | 677 | 1170000445133 | Babworth Estate PV Farm |  | 3.25 | 1.93 | 1.93 |  | 519.62 | 0.05 | 0.05
968 | 968 | 1170000446615 | 679 | 679 | 1170000446606 | Homestead Farm Solar Park |  | 4.75 | 1.62 | 1.62 |  | 712.7 | 0.05 | 0.05
969 | 969 | 1170000447033 | 680 | 680 | 1170000447042 | Grange Solar Farm |  | 2.85 | 2.29 | 2.29 |  | 305.09 | 0.05 | 0.05
|  |  | 375 | 375 | 1170000579254 | Langar PV Commercial | [5 empty] | 152.82 | 0.05 | 0.05
|  |  | 417 | 417 | 1170000740808 | Langar PV Community | [5 empty] | 152.82 | 0.05 | 0.05
2034 | 2034 | 2034 |  |  |  | Huntingdon Interconnector |  |  | 2.22 | 2.22
|  |  | 7015 | 7015 | 7015 | Corby Power generation | [5 empty] | 253.62 | 0.05 | 0.05
7315 | 7315 | 7315 | 7316 | 7316 | 7316 | Redfield Road 1 STOR |  | 10.21 | 1.08 | 1.08 |  | 266.4 | 0.05 | 0.05
7326 | 7326 | 7326 | 7327 | 7327 | 7327 | Redfield Road B STOR |  | 13.36 | 1.31 | 1.31 |  | 1394.94 | 0.05 | 0.05
New Import 1 | New Import 1 | New Import 1 | New Export 1 | New Export 1 | New Export 1 | Whaddon 2872 |  | 0.73 | 1.89 | 1.89 |  | 293.09 | 0.05 | 0.05
New Import 2 | New Import 2 | New Import 2 | New Export 2 | New Export 2 | New Export 2 | Ansty Park EES |  | 200.97 | 1.24 | 1.24 |  | 200.97 | 0.05 | 0.05
New Import 3 | New Import 3 | New Import 3 | New Export 3 | New Export 3 | New Export 3 | Barnwell Manor Solar Farm |  | 71.37 | 1.89 | 1.89 |  | 3964.95 | 0.05 | 0.05
New Import 4 | New Import 4 | New Import 4 | New Export 4 | New Export 4 | New Export 4 | Burton Pedwardine Ph1 |  | 10.54 | 1.89 | 1.89 |  | 767.37 | 0.05 | 0.05
New Import 5 | New Import 5 | New Import 5 | New Export 5 | New Export 5 | New Export 5 | Catthorpe PPG plant |  |  | 1.09 | 1.09 |  |  | 0.05 | 0.05
New Import 6 | New Import 6 | New Import 6 | New Export 6 | New Export 6 | New Export 6 | Church Field ESS & PV |  | 222.02 | 1.15 | 1.15 | -0.246 | 370.52 | 0.05 | 0.05
New Import 7 | New Import 7 | New Import 7 | New Export 7 | New Export 7 | New Export 7 | Churchover Solar Farm |  | 12.64 | 1.99 | 1.99 |  | 1517.2 | 0.05 | 0.05
New Import 8 | New Import 8 | New Import 8 | New Export 8 | New Export 8 | New Export 8 | Coney Grey | 1.299 | 3.36 | 1.89 | 1.89 |  | 335.91 | 0.05 | 0.05
New Import 9 | New Import 9 | New Import 9 | New Export 9 | New Export 9 | New Export 9 | Decoy Farm Crowland WF |  | 3.73 | 1.15 | 1.15 |  | 335.54 | 0.05 | 0.05
New Import 10 | New Import 10 | New Import 10 | New Export 10 | New Export 10 | New Export 10 | Wide Lane Solar Farm |  | 3.38 | 1.89 | 1.89 |  | 304.55 | 0.05 | 0.05
New Import 11 | New Import 11 | New Import 11 | New Export 11 | New Export 11 | New Export 11 | Heckington Fen |  | 736.46 | 0.71 | 0.71 |  | 30474.23 | 0.05 | 0.05
New Import 12 | New Import 12 | New Import 12 | New Export 12 | New Export 12 | New Export 12 | Horsemoor Drove Wind Farm |  | 40.34 | 1.34 | 1.34 |  | 2016.77 | 0.05 | 0.05
New Import 13 | New Import 13 | New Import 13 | New Export 13 | New Export 13 | New Export 13 | Judds lane STOR |  | 2.74 | 1.31 | 1.31 |  | 273.87 | 0.05 | 0.05
New Import 14 | New Import 14 | New Import 14 | New Export 14 | New Export 14 | New Export 14 | Ladywood Farm | 1.299 | 1.33 | 1.89 | 1.89 |  | 306.61 | 0.05 | 0.05
New Import 15 | New Import 15 | New Import 15 | New Export 15 | New Export 15 | New Export 15 | Land at Newhall | 1.154 | 31.87 | 1.89 | 1.89 |  | 2531.9 | 0.05 | 0.05
New Import 16 | New Import 16 | New Import 16 | New Export 16 | New Export 16 | New Export 16 | Mead Phase1 | 1.299 | 20.88 | 1.89 | 1.89 |  | 522.04 | 0.05 | 0.05
New Import 17 | New Import 17 | New Import 17 | New Export 17 | New Export 17 | New Export 17 | Mill Farm 2, Great Ponton |  | 16.39 | 1.89 | 1.89 |  | 1638.78 | 0.05 | 0.05
New Import 18 | New Import 18 | New Import 18 | New Export 18 | New Export 18 | New Export 18 | The Mills, Kirkby Green |  | 0.62 | 1.89 | 1.89 |  | 275.99 | 0.05 | 0.05
New Import 19 | New Import 19 | New Import 19 | New Export 19 | New Export 19 | New Export 19 | Netherhouse Farm |  | 451.61 | 1.22 | 1.22 |  | 451.61 | 0.05 | 0.05
New Import 20 | New Import 20 | New Import 20 | New Export 20 | New Export 20 | New Export 20 | Preston Lodge Solar Farm |  |  | 1.89 | 1.89 |  |  | 0.05 | 0.05
New Import 21 | New Import 21 | New Import 21 | New Export 21 | New Export 21 | New Export 21 | Red House Solar farm |  | 0.55 | 2.16 | 2.16 |  | 276.06 | 0.05 | 0.05
New Import 22 | New Import 22 | New Import 22 | New Export 22 | New Export 22 | New Export 22 | Roseland Business Park |  | 0.61 | 1.14 | 1.14 |  | 1226.38 | 0.05 | 0.05
New Import 23 | New Import 23 | New Import 23 | New Export 23 | New Export 23 | New Export 23 | Sewstern Lane Wind Farm |  | 16.04 | 1.15 | 1.15 |  | 1648.31 | 0.05 | 0.05
New Import 24 | New Import 24 | New Import 24 | New Export 24 | New Export 24 | New Export 24 | Shirebrook Wind Farm |  | 20.65 | 0.71 | 0.71 |  | 1032.34 | 0.05 | 0.05
New Import 25 | New Import 25 | New Import 25 | New Export 25 | New Export 25 | New Export 25 | Spring Ridge WF |  | 120.98 | 1.15 | 1.15 |  | 3024.54 | 0.05 | 0.05
New Import 26 | New Import 26 | New Import 26 | New Export 26 | New Export 26 | New Export 26 | Stoke Heights Wind Farm |  | 98.86 | 1.78 | 1.78 |  | 9473.89 | 0.05 | 0.05
New Import 27 | New Import 27 | New Import 27 | New Export 27 | New Export 27 | New Export 27 | Stud Farm, Sutton-on-Trent |  | 2.06 | 1.89 | 1.89 |  | 274.55 | 0.05 | 0.05
New Import 28 | New Import 28 | New Import 28 | New Export 28 | New Export 28 | New Export 28 | Swift Wind Farm |  | 3.18 | 1.25 | 1.25 |  | 586.74 | 0.05 | 0.05
New Import 29 | New Import 29 | New Import 29 | New Export 29 | New Export 29 | New Export 29 | Tathall End Solar Farm |  | 16.42 | 2.52 | 2.52 |  | 1970.76 | 0.05 | 0.05
New Import 30 | New Import 30 | New Import 30 | New Export 30 | New Export 30 | New Export 30 | JG Pears Farm PV |  | 1785.27 | 1.92 | 1.92 |  | 15472.33 | 0.05 | 0.05
New Import 31 | New Import 31 | New Import 31 | New Export 31 | New Export 31 | New Export 31 | Thornton Solar Farm |  | 58.53 | 1.89 | 1.89 |  | 2341.07 | 0.05 | 0.05
New Import 32 | New Import 32 | New Import 32 | New Export 32 | New Export 32 | New Export 32 | Tutbury Solar Farm | 1.154 | 36.69 | 1.89 | 1.89 |  | 741.21 | 0.05 | 0.05
New Import 33 | New Import 33 | New Import 33 | New Export 33 | New Export 33 | New Export 33 | Twin Oaks Farm | 1.299 | 1.46 | 1.89 | 1.89 |  | 290.81 | 0.05 | 0.05
New Import 34 | New Import 34 | New Import 34 | New Export 34 | New Export 34 | New Export 34 | Viking Solar Farm |  | 14.14 | 1.52 | 1.52 |  | 2828.98 | 0.05 | 0.05
New Import 35 | New Import 35 | New Import 35 | New Export 35 | New Export 35 | New Export 35 | Walworth farm EES |  |  | 1.15 | 1.15 |  |  | 0.05 | 0.05
New Import 36 | New Import 36 | New Import 36 | New Export 36 | New Export 36 | New Export 36 | Whitecross Lane PV Park |  | 14.38 | 1.89 | 1.89 |  | 503.47 | 0.05 | 0.05
New Import 37 | New Import 37 | New Import 37 | New Export 37 | New Export 37 | New Export 37 | Whitsundoles Solar Farm |  | 18.04 | 1.89 | 1.89 |  | 2706.28 | 0.05 | 0.05
New Import 38 | New Import 38 | New Import 38 | New Export 38 | New Export 38 | New Export 38 | Wilsthorpe Farm |  | 2.74 | 1.89 | 1.89 |  | 273.87 | 0.05 | 0.05
New Import 39 | New Import 39 | New Import 39 | New Export 39 | New Export 39 | New Export 39 | Wilsthorpe Solar Farm |  | 5.84 | 1.89 | 1.89 |  | 584.08 | 0.05 | 0.05
New Import 40 | New Import 40 | New Import 40 | New Export 40 | New Export 40 | New Export 40 | Woolfox Solar Farm |  | 12.33 | 1.89 | 1.89 |  | 6288.98 | 0.05 | 0.05
New Import 41 | New Import 41 | New Import 41 | New Export 41 | New Export 41 | New Export 41 | Woolfox Wind Farm |  | 37.58 | 1.15 | 1.15 |  | 6263.73 | 0.05 | 0.05
New Import 42 | New Import 42 | New Import 42 | New Export 42 | New Export 42 | New Export 42 | Staveley Energy Storage |  | 294.96 | 1.15 | 1.15 |  | 294.96 | 0.05 | 0.05
New Import 43 | New Import 43 | New Import 43 | New Export 43 | New Export 43 | New Export 43 | Watnall Brickworks |  | 0.9 | 1.39 | 1.39 |  | 307.04 | 0.05 | 0.05
New Import 44 | New Import 44 | New Import 44 | New Export 44 | New Export 44 | New Export 44 | Branston Potato Farm |  | 3.36 | 1.52 | 1.52 |  | 1343.28 | 0.05 | 0.05
New Import 45 | New Import 45 | New Import 45 | New Export 45 | New Export 45 | New Export 45 | Denby Transport |  | 12.68 | 1.31 | 1.31 |  | 1141.19 | 0.05 | 0.05
New Import 46 | New Import 46 | New Import 46 | New Export 46 | New Export 46 | New Export 46 | Litchlake Farm |  | 3.98 | 1.89 | 1.89 |  | 397.95 | 0.05 | 0.05
New Import 47 | New Import 47 | New Import 47 |  |  |  | JLR Gaydon |  | 4457.36 | 3.84 | 3.84
New Import 48 | New Import 48 | New Import 48 |  |  |  | JLR Whitley |  | 5565.03 | 4.87 | 4.87
New Import 49 | New Import 49 | New Import 49 | New Export 49 | New Export 49 | New Export 49 | Sutton Elms STOR |  | 7.46 | 1.48 | 1.48 |  | 895.76 | 0.05 | 0.05
New Import 50 | New Import 50 | New Import 50 | New Export 50 | New Export 50 | New Export 50 | Streetfield STOR |  | 4.05 | 1.58 | 1.58 | -0.134 | 2027.09 | 0.05 | 0.05
New Import 51 | New Import 51 | New Import 51 |  |  |  | Long Itchington Northern Portal |  | 10652.73 | 5.08 | 5.08
New Import 52 | New Import 52 | New Import 52 | New Export 52 | New Export 52 | New Export 52 | Hill Farm Radford Semele STOR |  | 9.8 | 1.75 | 1.75 | -0.376 | 392.13 | 0.05 | 0.05
New Import 53 | New Import 53 | New Import 53 | New Export 53 | New Export 53 | New Export 53 | Churchover Solar Farm New |  | 7.46 | 2.59 | 2.59 |  | 895.76 | 0.05 | 0.05
New Import 54 | New Import 54 | New Import 54 | New Export 54 | New Export 54 | New Export 54 | Breach Farm 132 |  | 831.29 | 1.85 | 1.85 | -1.153 | 831.29 | 0.05 | 0.05
New Import 55 | New Import 55 | New Import 55 | New Export 55 | New Export 55 | New Export 55 | Private Road No.5, Colwick Ind Est, Nottingham |  | 6.67 | 1.31 | 1.31 |  | 426.6 | 0.05 | 0.05
New Import 56 | New Import 56 | New Import 56 | New Export 56 | New Export 56 | New Export 56 | Asher Lane, Ripley , Derbyshire |  | 33.4 | 1.31 | 1.31 |  | 1997.74 | 0.05 | 0.05
New Import 57 | New Import 57 | New Import 57 | New Export 57 | New Export 57 | New Export 57 | Eakring Road, Bilsthorpe |  | 556.64 | 1.22 | 1.22 |  | 6738.1 | 0.05 | 0.05
New Import 58 | New Import 58 | New Import 58 | New Export 58 | New Export 58 | New Export 58 | Halfway Ind Est, Sheffield |  | 1.13 | 1.48 | 1.48 |  | 338.14 | 0.05 | 0.05
New Import 59 | New Import 59 | New Import 59 | New Export 59 | New Export 59 | New Export 59 | Willow Park Farm Generation | 0.241 | 25.13 | 1.69 | 1.69 | -0.784 | 1005.21 | 0.05 | 0.05
New Import 60 | New Import 60 | New Import 60 | New Export 60 | New Export 60 | New Export 60 | Thurlaston Estate Solar Farm |  | 0.62 | 1.15 | 1.15 |  | 342.57 | 0.05 | 0.05
New Import 61 | New Import 61 | New Import 61 | New Export 61 | New Export 61 | New Export 61 | Attfields Farm Generation | 0.241 | 3.4 | 1.31 | 1.31 | -0.246 | 339.79 | 0.05 | 0.05
New Import 62 | New Import 62 | New Import 62 | New Export 62 | New Export 62 | New Export 62 | Desford Road ESS |  | 171.59 | 1.15 | 1.15 | -0.246 | 171.59 | 0.05 | 0.05
New Import 63 | New Import 63 | New Import 63 | New Export 63 | New Export 63 | New Export 63 | Falcon Works Gas Farm |  | 306.06 | 1.31 | 1.31 |  | 428.49 | 0.05 | 0.05

## Annex 2a Import
Note: The list of MPANs / MSIDs provided may be incomplete; the DNO reserves the right to apply the listed charges to any other MPANs / MSIDs associated with the site. Note: This table is automatically populated based on the content of the tab entitled 'Annex 2 EHV Charges'. The timebands are as shown in Annex 2.
Western Power Distribution (East Midlands) plc - Effective from 1 April 2019 - Final EDCM import charges
Import Unique Identifier | LLFC | Import MPANs/MSIDs | Name | Import Super Red unit charge (p/kWh) | Import fixed charge (p/day) | Import capacity charge (p/kVA/day) | Import exceeded capacity charge (p/kVA/day)
292 | 292 | 1170000480680 | Yew Tree Farm PV | 0.863 | 4.36 | 1.63 | 1.63
293 | 293 | 1170000487142 | Cobb Farm Egmanton PV |  | 2.06 | 3.21 | 3.21
294 | 294 | 1170000530950 | Kelmarsh Wind Farm |  | 130.96 | 1.37 | 1.37
295 | 295 | 1170000535104 | Pebble Hall Farm AD |  | 680.25 | 1.12 | 1.12
296 | 296 | 1170000549231 | Copley Farm PV Claypole |  | 10.19 | 1.33 | 1.33
297 | 297 | 1170000549269 | Calvert Landfill EFW |  | 878.75 | 1.11 | 1.11
298 | 298 | 1170000559851 | Lodge Farm (Calow) PV |  | 3.18 | 1.42 | 1.42
299 | 299 | 1170000569840 | Arkwright Solar PV |  | 107.92 | 1.1 | 1.1
300 | 300 | 1170000579245 | Langar PV Imports |  | 2.29 | 1.79 | 1.79
302 | 302 | 1170000579919 | Averill Farm PV |  | 11.76 | 1.76 | 1.76
303 | 303 | 1170000582692 | Marchington Solar PV | 1.3 | 3.78 | 1.32 | 1.32
304 | 304 | 1170000586492 | West End Fm Treswell PV |  | 2.76 | 1.74 | 1.74
305 | 305 | 1170000586605 | Fields Farm Southam PV |  | 3.35 | 1.77 | 1.77
306 | 306 | 1170000587273 | Canopus Farm PV |  | 3.3 | 1.35 | 1.35
307 | 307 | 1170000594261 | Lindridge Farm PV | 0.243 | 9.7 | 2.02 | 2.02
308 | 308 | 1170000594164 | Thornborough Grnds PV |  | 15.32 | 1.32 | 1.32
309 | 309 | 1170000592228 | Wymeswold Narrow Lane PV |  | 11.75 | 1.27 | 1.27
310 | 310 | 1170000598034 | Manor Farm Horton PV |  | 2.53 | 1.71 | 1.71
311 | 311 | 1170000598196 | Handley Park Farm PV |  | 11.57 | 1.25 | 1.25
312 | 312 | 1170000601982 | Shelton Lodge, Elton |  | 18.15 | 1.67 | 1.67
313 | 313 | 1170000604023 | Brafield Green Solar Farm |  | 44.62 | 1.28 | 1.28
314 | 314 | 1170000605221 | Sywell Aerodrome PV |  | 64.78 | 1.41 | 1.41
315 | 315 | 1170000614990 | Holtwood Farm PV | 1.298 | 12.97 | 1.25 | 1.25
316 | 316 | 1170000614972 | Drakelow Farm PV | 1.153 | 7.08 | 1.63 | 1.63
317 | 317 | 1170000619916 | Stragglethorpe Road PV Solar Park |  | 3.67 | 1.55 | 1.55
318 | 318 | 1170000627448 | Oxcroft Solar Farm |  | 462.08 | 1.37 | 1.37
319 | 319 | 1170000626816 | Derby Waste Sinfin EFW | 1.303 | 679.88 | 1.06 | 1.06
320 | 320 | 1170000625681 | Littlewood Farm PV |  | 2.41 | 1.89 | 1.89
321 | 321 | 1170000630413 | Twin Yards Solar Farm |  | 4.32 | 1.89 | 1.89
322 | 322 | 1170000629640 | Tower Hayes Farm PV | 0.243 | 6.63 | 1.78 | 1.78
323 | 323 | 1170000632606 | The Breck Solar |  | 18.23 | 1.34 | 1.34
324 | 324 | 1170000631426 | Barnby Moor Retford PV |  |  | 1.06 | 1.06
325 | 325 | 1170000636503 | Lincoln Farm Solar |  | 4.98 | 1.57 | 1.57
326 | 326 | 1170000652009 | Drakelow Renewable Energy Centre | 1.153 | 4.66 | 1.15 | 1.15
327 | 327 | 1170000656884 | Tetron Point ESS | 1.153 | 608.27 | 1.15 | 1.15
328 | 328 | 1170000641470 | Mill Fm Gt Ponton PV |  | 17.36 | 1.37 | 1.37
330 | 330 | 1170000671093 | Deepdale Solar Farm |  | 6.12 | 1.72 | 1.72
331 | 331 | 1170000671118 | Burton Wold Wind Farm South |  | 8.94 | 1.15 | 1.15
334 | 334 | 1170000677271 | Gawcott Flds PV Commercial |  | 3.65 | 1.43 | 1.43
335 | 335 | 1170000677290 | Gawcott Flds PV Community |  | 3.65 | 1.26 | 1.26
336 | 336 | 1170000649326 | Trafalgar Park | 1.296 | 4.57 | 1.31 | 1.31
337 | 337 | 1170000722748 | John Brookes Sawmill BIO |  | 505.59 | 1.35 | 1.35
338 | 338 | 1170000723991 | Hawton Wind Farm WF |  | 22.13 | 1.15 | 1.15
339 | 339 | 1170000726584 | Blackbridge Farm BIO |  | 36.07 | 1.15 | 1.15
340 | 340 | 1170000727221 | Garnham Close STOR |  | 12.96 | 1.06 | 1.06
341 | 341 | 1170000733935 | RAF Cranwell High G Facility |  | 400.1 | 5.07 | 5.07
343 | 343 | 1170000751465 | Hermitage Lane STOR |  | 4.19 | 1.31 | 1.31
344 | 344 | 1170000759678 | Fosse Way Radford Sem PV |  | 17.35 | 1.89 | 1.89
345 | 345 | 1170000761640 | Meadow Fm Thorpe Lang PV |  | 35.17 | 1.89 | 1.89
346 | 346 | 1170000768557 | Olney Hyde Farm PV |  | 45.49 | 1.89 | 1.89
347 | 347 | 1170000772456 | Dayfields Farm | 1.299 | 3.2 | 1.89 | 1.89
348 | 348 | 1170000775712 | Bolsovermoor Quarry |  | 5.26 | 1.31 | 1.31
349 | 349 | 1170000775340 | Bilsthorpe PV |  | 4.43 | 1.89 | 1.89
350 | 350 | 1170000773654 | Carlton Forest STOR |  | 13.65 | 1.31 | 1.31
351 | 351 | 1170000783305 | Sutton Bonnington PV |  | 3.38 | 1.89 | 1.89
352 | 352 | 1170000784489 | Alfreton Diesel Power |  | 1.75 | 1.31 | 1.31
353 | 353 | 1170000790241 | Green Lane Marchington PV | 1.299 | 5.46 | 1.89 | 1.89
354 | 354 | 1170000807142 | Baddesley Park PV |  | 110.03 | 2.11 | 2.11
356 | 356 | 1170000858990 | Taylor Lane STOR | 1.305 | 7.4 | 1.31 | 1.31
357 | 357 | 1170000871315 | Hill Farm ESS | 0.245 | 169.64 | 1.53 | 1.53
358 | 358 | 1170000871120 | Leverton ESS |  | 695.16 | 1.15 | 1.15
359 | 359 | 1170000884086 | Nottingham Road , Long Eaton STOR |  | 3.98 | 1.31 | 1.31
361 | 361 | 1170000895724 | Breach Farm ESS | 1.153 | 1626.52 | 1.15 | 1.15
362 | 362 | 1170000902629 | Boston Biomass Gen AD |  | 215.94 | 1.15 | 1.15
784 | 784 | 1170000447716 | Prestop Park Farm PV | 1.153 | 1.08 | 2.22 | 2.22
785 | 785 | 1170000447479 | Smith Hall Solar Farm |  | 14.39 | 1.25 | 1.25
786 | 786 | 1170000447497 | Park Farm Solar Ashby | 0.243 |  | 1.75 | 1.75
787 | 787 | 1170000451420 | Aston House Solar Farm | 1.3 | 3.57 | 1.72 | 1.72
789 | 789 | 1170000457617 | Elms Farm Solar Farm |  | 1.7 | 1.94 | 1.94
790 | 790 | 1170000458550 | Morton Solar Farm |  | 2.55 | 2.03 | 2.03
791 | 791 | 1170000463150 | Glebe Farm Podington PV |  | 91.59 | 1.5 | 1.5
792 | 792 | 1170000468015 | Rolleston Park Solar | 1.154 | 38.46 | 1.26 | 1.26
793 | 793 | 1170000467572 | Nowhere Farm PV |  | 5.01 | 2.11 | 2.11
794 | 794 | 1170000467554 | Lockington Solar Farm | 1.299 | 4.8 | 1.89 | 1.89
795 | 795 | 1170000467509 | Chelveston Renewable PV |  | 7.56 | 2.17 | 2.17
796 | 796 | 1170000474082 | Horsemoor Drove Solar |  | 22.58 | 1.78 | 1.78
797 | 797 | 1170000474436 | Decoy Farm Crowland PV |  | 6.43 | 1.23 | 1.23
798 | 798 | 1170000474418 | Decoy Farm Crowland Bio |  | 4.09 | 1.15 | 1.15
799 | 799 | 1170000474393 | Decoy Farm Crowland AD |  | 17.29 | 1.07 | 1.07
824 | 824 | 1100039676983 1100039676992 | Network Rail Bytham |  | 4586.1 | 4.24 | 4.24
825 | 825 | 1100039676690 1100039676706 | Network Rail Grantham |  | 2310.93 | 4.27 | 4.27
826 | 826 | 1100050106527 | Network Rail Staythorpe |  |  | 1.1 | 1.1
827 | 827 | 1100039676965 1100039676974 | Network Rail Retford |  | 3359.92 | 4.67 | 4.67
831 | 831 | 1100039602086 | Jaguar Cars |  | 121.45 | 6.61 | 6.61
832 | 832 | 1100039600655 | Alstom Frankton | 0.141 | 3130.54 | 1.9 | 1.9
833 | 833 | 1170000817007 1170000817025 | University of Warwick |  | 62.68 | 3.75 | 3.75
834 | 834 | 1100039603131 | Dunlop Factory |  | 121.45 | 4.53 | 4.53
835 | 835 | 1160001030330 1160001139525 | Bombardier | 1.322 | 546.93 | 1.7 | 1.7
836 | 836 | 1100039600015 | British Steel |  | 779.38 | 1.72 | 1.72
837 | 837 | 1100039669504 | Acordis | 1.323 | 58.82 | 2 | 2
838 | 838 | 1144444444443 | Derwent |  | 1985.48 | 1.89 | 1.89
839 | 839 | 1100039667570 | GEC Alsthom | 0.225 | 1403.2 | 1.87 | 1.87
840 | 840 | 1100050311185 1100050311194 | St Gobain | 1.304 | 519.59 | 3.41 | 3.41
841 | 841 | 1100039603559 | Toyota | 1.308 | 9232.83 | 1.68 | 1.68
842 | 842 | 1100039600051 | Derby Co-Generation |  | 149.8 | 1.62 | 1.62
843 | 843 | 1100039600060 1100050311167 | Rolls Royce Sinfin C | 1.302 | 11713.07 | 0.66 | 0.66
844 | 844 | 1100039671841 | ABR Foods |  | 437.07 | 1.12 | 1.12
845 | 845 | 1160001236210 | Petsoe Wind Farm |  | 19.39 | 1.76 | 1.76
846 | 846 | 1100039600042 | Castle Cement |  | 3254.83 | 2.94 | 2.94
847 | 847 | 1100050013290 1100050314594 | Rugby Cement |  | 1585.47 | 4 | 4
848 | 848 | 1100039667446 | Coventry & Solihull Waste |  | 87.24 | 1.29 | 1.29
849 | 849 | 1170000014575 | Bentinck Generation |  | 8.47 | 1.26 | 1.26
852 | 852 | 1100050780529 | Asfordby 132kV |  | 2475.07 | 1.09 | 1.09
853 | 853 | 1100770095532 | Calvert Landfill |  | 24.89 | 1.06 | 1.06
854 | 854 | 1100770104666 | Weldon Landfill |  | 29.68 | 1.06 | 1.06
855 | 855 | 1100770099918 | Goosy Lodge Power |  | 26.62 | 1.06 | 1.06
856 | 856 | 1160000116234 1160000135185 | BAR Honda |  | 562.83 | 2.47 | 2.47
857 | 857 | 1160000226327 | Burton Wolds Wind Farm |  | 6.39 | 1.11 | 1.11
858 | 858 | 1100039606090 | Network Rail Bretton |  | 9478 | 3.07 | 3.07
859 | 859 | 1100770683368 | Bambers Farm Wind Farm |  | 2.24 | 1.18 | 1.18
860 | 860 | 1160000213601 | Vine House Wind Farm |  | 51.61 | 1.38 | 1.38
861 | 861 | 1160000154150 | Red House Wind Farm |  | 8.12 | 1.39 | 1.39
862 | 862 | 1160000186551 | Daneshill Landfill |  | 39.48 | 1.19 | 1.19
863 | 863 | 1130000053950 | Corby Power demand |  | 774.62 | 2.68 | 2.68
864 | 864 | 1160000745093 | Newton Longville Landfill |  | 52.23 | 1.06 | 1.06
865 | 865 | 1160000909822 | Hollies Wind Farm |  | 2.03 | 1.3 | 1.3
866 | 866 | 1130000044004 | Lynn Wind Farm |  | 152.63 | 1.05 | 1.05
867 | 867 | 1130000044022 | Inner Dowsing Wind Farm |  | 152.63 | 1.07 | 1.07
868 | 868 | 1160000999037 | Bicker Fen |  | 27.89 | 1.15 | 1.15
869 | 869 | 1100039667455 | London Road Heat Station |  | 137.07 | 1.14 | 1.14
870 | 870 | 1160001253330 | Lindhurst Wind Farm |  | 16.52 | 1.33 | 1.33
871 | 871 | 1100039600103 | Staveley Works |  | 3776.88 | 1.56 | 1.56
872 | 872 | 1100039600380 | AP Drivelines | 0.404 | 63.34 | 4.99 | 4.99
873 | 873 | 1100039600317 | Rolls Royce Coventry |  | 121.45 | 4.52 | 4.52
874 | 874 | 1100039600460 | UK COAL MINING LTD |  | 3221.69 | 1.95 | 1.95
875 | 875 | 1100039667989 | Caterpillar | 0.777 | 3121.39 | 3.62 | 3.62
876 | 876 | 1100039602323 | Santander Carlton Park | 0.257 | 121.45 | 6.59 | 6.59
877 | 877 | 1100039600308 | Brush |  | 121.45 | 3.08 | 3.08
878 | 878 | 1170000352384 1170000352409 | JCB | 1.314 | 121.45 | 6.47 | 6.47
879 | 879 | 1100039606197 | Cast Bar UK |  | 182.17 | 3.75 | 3.75
880 | 880 | 1100039668227 | Bretby GP | 1.147 | 60.72 | 8.58 | 8.58
881 | 881 | 1100039601028 | Holwell Works |  | 121.45 | 5.21 | 5.21
882 | 882 | 1100039601019 | Pedigree Petfoods |  | 60.72 | 5.15 | 5.15
883 | 883 | 1100039601339 | Alstom Wolverton | 0.932 | 121.45 | 5.81 | 5.81
884 | 884 | 1100039600567 | Colworth Laboratory |  | 121.45 | 5.35 | 5.35
885 | 885 | 1100039601923 1100039601932 | Boots Thane Road |  | 596.98 | 2.34 | 2.34
886 | 886 | 1100039606294 | QMC |  | 41.79 | 3.62 | 3.62
887 | 887 | 1100039604358 | British Gypsum |  | 2693.45 | 6.3 | 6.3
888 | 888 | 1100039605139 1100039605148 | Melbourne STW | 1.307 | 121.45 | 6.09 | 6.09
889 | 889 | 1100039601116 1100050484817 | Whetstone | 0.251 | 121.45 | 5.45 | 5.45
890 | 890 | 1100039603647 1100039603656 | Holbrook Works |  | 121.45 | 4.18 | 4.18
891 | 891 | 1100050674421 1100050677575 | Astrazeneca Charnwood |  | 3646.99 | 2.95 | 2.95
892 | 892 | 1160000002893 1160000065918 | B&Q Manton |  | 52.05 | 5.64 | 5.64
893 | 893 | 1160001007100 1160001122717 | Transco Churchover | 0.132 | 121.45 | 2.91 | 2.91
894 | 894 | 1100039600033 | Alstom Rugby | 0.137 | 2539.93 | 2.79 | 2.79
895 | 895 | 1160001246403 | Volkerstevin / Volkersteven (VSB Avenue) |  | 294.89 | 1.95 | 1.95
896 | 896 | 1160001363390 | Low Spinney Wind Farm |  | 101.41 | 1.18 | 1.18
897 | 897 | 1160001457392 | Swinford Wind Farm |  | 62.51 | 1.21 | 1.21
898 | 898 | 1170000117971 | Yelvertoft Wind Farm |  | 49.3 | 1.15 | 1.15
899 | 899 |  | Maxwell House Data Centre |  | 7887.68 | 2.45 | 2.45
902 | 902 | 1170000199789 | Burton Wolds Wind Farm phase 2 |  | 31.9 | 1.19 | 1.19
903 | 903 | 1170000137579 | Shacks Barn Generation |  | 8.5 | 1.38 | 1.38
904 | 904 | 1160001324665 | Hatton Gas Compressor |  | 22384.51 | 3.15 | 3.15
905 | 905 | 1170000112477 | North Hykeham EFW |  | 10.65 | 1.1 | 1.1
906 | 906 | 1160001415347 | Sleaford Renewable Energy Plant |  | 78.98 | 1 | 1
907 | 907 | 1170000059210 | Bilsthorpe Wind Farm |  | 14.86 | 1.09 | 1.09
908 | 908 | 1170000117944 | Old Dalby Lodge Wind Farm |  | 25.55 | 1.09 | 1.09
909 | 909 | 1170000146670 | Willoughby STOR generation |  | 0.47 | 1.07 | 1.07
910 | 910 | 1130000085288 | Rolls Royce AB&E 33kV | 1.314 |  | 2.61 | 2.61
911 | 911 | 1170000110600 | The Grange Wind Farm |  | 23.46 | 1.32 | 1.32
912 | 912 | 1170000111881 | Clay Lake STOR |  | 0.87 | 1.35 | 1.35
913 | 913 | 1170000113443 | Balderton STOR |  | 0.66 | 2.06 | 2.06
914 | 914 | 1170000172954 | Wymeswold Solar Park |  | 5.63 | 3.59 | 3.59
915 | 915 | 1170000722696 | French Farm Wind Farm |  | 46.52 | 1.2 | 1.2
916 | 916 | 1170000398486 | Lilbourne Wind Farm |  | 9.67 | 1.21 | 1.21
917 | 917 | 1170000154538 | Chelvaston Renewable |  | 100.34 | 1.11 | 1.11
918 | 918 | 1170000174827 | Beachampton Solar Farm |  | 15.12 | 1.3 | 1.3
919 | 919 | 1170000182961 | Croft End Solar Farm |  | 2.28 | 2.04 | 2.04
920 | 920 | 1170000233552 | M1 Wind farm |  | 7.22 | 1.08 | 1.08
921 | 921 | 1170000265270 | Leamington STOR |  | 41.2 | 1.73 | 1.73
922 | 922 | 1170000280108 | Low Farm Anaerobic Dig |  |  | 1.07 | 1.07
923 | 923 | 1170000280960 | Turweston Airfield Solar Farm |  | 1.33 | 2.34 | 2.34
924 | 924 | 1170000281175 | Burton Pedwardine Solar |  | 10.24 | 1.79 | 1.79
925 | 925 | 1170000306909 | Little Morton Farm Solar |  | 3.84 | 1.84 | 1.84
930 | 930 | 1170000073288 | Rockingham |  | 7581.14 | 1.67 | 1.67
931 | 931 | 1170000086612 1170000091783 1170000091792 1170000091808 | Santander Carlton Park 132/11 | 0.249 |  | 1.03 | 1.03
932 | 932 | 1160001446600 | Delphi Diesel | 0.371 | 63.34 | 3.08 | 3.08
940 | 940 | 1170000306884 | Lodge Farm Solar Park |  | 22.62 | 1.39 | 1.39
941 | 941 | 1170000313162 | Ermine Farm PV |  | 48.82 | 1.91 | 1.91
942 | 942 | 1170000319234 | Ridge Solar Park |  | 4.16 | 1.6 | 1.6
943 | 943 | 1170000325283 | Winwick Wind Farm |  |  | 1.08 | 1.08
944 | 944 | 1170000325308 | Watford Lodge Wind Farm |  | 60.77 | 1.13 | 1.13
945 | 945 | 1170000326454 | Leverton Solar Park |  | 2 | 2.13 | 2.13
946 | 946 | 1170000337508 | Burton Pedwardine Phase 2 |  | 21.61 | 1.62 | 1.62
947 | 947 | 1170000369068 | Hartwell Solar Farm |  | 18.64 | 2.06 | 2.06
948 | 948 | 1170000369100 | Eakley Lanes Solar North |  | 25.7 | 1.35 | 1.35
949 | 949 | 1170000369129 | Eakley Lanes Solar South |  | 6.04 | 3.7 | 3.7
950 | 950 | 1170000388743 | Welbeck Colliery PV |  | 6.08 | 1.52 | 1.52
951 | 951 | 1170000394960 | Newton Road PV |  | 2.89 | 2.56 | 2.56
952 | 952 | 1170000395954 | New Albion Wind Farm |  | 33.2 | 1.19 | 1.19
953 | 953 | 1170000400772 | Moat Farm PV |  | 20.6 | 1.34 | 1.34
954 | 954 | 1170000407875 | Bilsthorpe Solar |  | 8.37 | 1.74 | 1.74
955 | 955 | 1170000409696 | Hall Farm PV | 0.235 | 37.23 | 1.47 | 1.47
956 | 956 | 1170000415946 | Gaultney Solar Park |  | 0.94 | 4.14 | 4.14
957 | 957 | 1170000413692 | Fiskerton Solar Farm |  | 7.5 | 1.86 | 1.86
958 | 958 | 1170000424904 | Mount Mill Solar Park |  | 6.97 | 2.08 | 2.08
959 | 959 | 1170000427170 | Podington Airfield WF |  | 109.14 | 1.08 | 1.08
960 | 960 | 1170000428528 | Branston South PV Farm |  | 3.42 | 2.18 | 2.18
961 | 961 | 1170000430182 | Eakring Solar Farm |  | 1.68 | 2.16 | 2.16
962 | 962 | 1170000439877 | Ragdale PV Solar Park |  |  | 1.21 | 1.21
963 | 963 | 1170000438312 | Thoresby Solar Farm |  | 6.45 | 1.5 | 1.5
964 | 964 | 1170000437211 | Welbeck Solar Farm |  | 4.45 | 1.74 | 1.74
965 | 965 | 1170000444690 | Atherstone Solar Farm |  | 2.1 | 2.38 | 2.38
966 | 966 | 1170000445115 | Babworth Estate PV Farm |  | 3.25 | 1.93 | 1.93
968 | 968 | 1170000446615 | Homestead Farm Solar Park |  | 4.75 | 1.62 | 1.62
969 | 969 | 1170000447033 | Grange Solar Farm |  | 2.85 | 2.29 | 2.29
2034 | 2034 | 2034 | Huntingdon Interconnector |  |  | 2.22 | 2.22
7315 | 7315 | 7315 | Redfield Road 1 STOR |  | 10.21 | 1.08 | 1.08
7326 | 7326 | 7326 | Redfield Road B STOR |  | 13.36 | 1.31 | 1.31
New Import 1 | New Import 1 | New Import 1 | Whaddon 2872 |  | 0.73 | 1.89 | 1.89
New Import 2 | New Import 2 | New Import 2 | Ansty Park EES |  | 200.97 | 1.24 | 1.24
New Import 3 | New Import 3 | New Import 3 | Barnwell Manor Solar Farm |  | 71.37 | 1.89 | 1.89
New Import 4 | New Import 4 | New Import 4 | Burton Pedwardine Ph1 |  | 10.54 | 1.89 | 1.89
New Import 5 | New Import 5 | New Import 5 | Catthorpe PPG plant |  |  | 1.09 | 1.09
New Import 6 | New Import 6 | New Import 6 | Church Field ESS & PV |  | 222.02 | 1.15 | 1.15
New Import 7 | New Import 7 | New Import 7 | Churchover Solar Farm |  | 12.64 | 1.99 | 1.99
New Import 8 | New Import 8 | New Import 8 | Coney Grey | 1.299 | 3.36 | 1.89 | 1.89
New Import 9 | New Import 9 | New Import 9 | Decoy Farm Crowland WF |  | 3.73 | 1.15 | 1.15
New Import 10 | New Import 10 | New Import 10 | Wide Lane Solar Farm |  | 3.38 | 1.89 | 1.89
New Import 11 | New Import 11 | New Import 11 | Heckington Fen |  | 736.46 | 0.71 | 0.71
New Import 12 | New Import 12 | New Import 12 | Horsemoor Drove Wind Farm |  | 40.34 | 1.34 | 1.34
New Import 13 | New Import 13 | New Import 13 | Judds lane STOR |  | 2.74 | 1.31 | 1.31
New Import 14 | New Import 14 | New Import 14 | Ladywood Farm | 1.299 | 1.33 | 1.89 | 1.89
New Import 15 | New Import 15 | New Import 15 | Land at Newhall | 1.154 | 31.87 | 1.89 | 1.89
New Import 16 | New Import 16 | New Import 16 | Mead Phase1 | 1.299 | 20.88 | 1.89 | 1.89
New Import 17 | New Import 17 | New Import 17 | Mill Farm 2, Great Ponton |  | 16.39 | 1.89 | 1.89
New Import 18 | New Import 18 | New Import 18 | The Mills, Kirkby Green |  | 0.62 | 1.89 | 1.89
New Import 19 | New Import 19 | New Import 19 | Netherhouse Farm |  | 451.61 | 1.22 | 1.22
New Import 20 | New Import 20 | New Import 20 | Preston Lodge Solar Farm |  |  | 1.89 | 1.89
New Import 21 | New Import 21 | New Import 21 | Red House Solar farm |  | 0.55 | 2.16 | 2.16
New Import 22 | New Import 22 | New Import 22 | Roseland Business Park |  | 0.61 | 1.14 | 1.14
New Import 23 | New Import 23 | New Import 23 | Sewstern Lane Wind Farm |  | 16.04 | 1.15 | 1.15
New Import 24 | New Import 24 | New Import 24 | Shirebrook Wind Farm |  | 20.65 | 0.71 | 0.71
New Import 25 | New Import 25 | New Import 25 | Spring Ridge WF |  | 120.98 | 1.15 | 1.15
New Import 26 | New Import 26 | New Import 26 | Stoke Heights Wind Farm |  | 98.86 | 1.78 | 1.78
New Import 27 | New Import 27 | New Import 27 | Stud Farm, Sutton-on-Trent |  | 2.06 | 1.89 | 1.89
New Import 28 | New Import 28 | New Import 28 | Swift Wind Farm |  | 3.18 | 1.25 | 1.25
New Import 29 | New Import 29 | New Import 29 | Tathall End Solar Farm |  | 16.42 | 2.52 | 2.52
New Import 30 | New Import 30 | New Import 30 | JG Pears Farm PV |  | 1785.27 | 1.92 | 1.92
New Import 31 | New Import 31 | New Import 31 | Thornton Solar Farm |  | 58.53 | 1.89 | 1.89
New Import 32 | New Import 32 | New Import 32 | Tutbury Solar Farm | 1.154 | 36.69 | 1.89 | 1.89
New Import 33 | New Import 33 | New Import 33 | Twin Oaks Farm | 1.299 | 1.46 | 1.89 | 1.89
New Import 34 | New Import 34 | New Import 34 | Viking Solar Farm |  | 14.14 | 1.52 | 1.52
New Import 35 | New Import 35 | New Import 35 | Walworth farm EES |  |  | 1.15 | 1.15
New Import 36 | New Import 36 | New Import 36 | Whitecross Lane PV Park |  | 14.38 | 1.89 | 1.89
New Import 37 | New Import 37 | New Import 37 | Whitsundoles Solar Farm |  | 18.04 | 1.89 | 1.89
New Import 38 | New Import 38 | New Import 38 | Wilsthorpe Farm |  | 2.74 | 1.89 | 1.89
New Import 39 | New Import 39 | New Import 39 | Wilsthorpe Solar Farm |  | 5.84 | 1.89 | 1.89
New Import 40 | New Import 40 | New Import 40 | Woolfox Solar Farm |  | 12.33 | 1.89 | 1.89
New Import 41 | New Import 41 | New Import 41 | Woolfox Wind Farm |  | 37.58 | 1.15 | 1.15
New Import 42 | New Import 42 | New Import 42 | Staveley Energy Storage |  | 294.96 | 1.15 | 1.15
New Import 43 | New Import 43 | New Import 43 | Watnall Brickworks |  | 0.9 | 1.39 | 1.39
New Import 44 | New Import 44 | New Import 44 | Branston Potato Farm |  | 3.36 | 1.52 | 1.52
New Import 45 | New Import 45 | New Import 45 | Denby Transport |  | 12.68 | 1.31 | 1.31
New Import 46 | New Import 46 | New Import 46 | Litchlake Farm |  | 3.98 | 1.89 | 1.89
New Import 47 | New Import 47 | New Import 47 | JLR Gaydon |  | 4457.36 | 3.84 | 3.84
New Import 48 | New Import 48 | New Import 48 | JLR Whitley |  | 5565.03 | 4.87 | 4.87
New Import 49 | New Import 49 | New Import 49 | Sutton Elms STOR |  | 7.46 | 1.48 | 1.48
New Import 50 | New Import 50 | New Import 50 | Streetfield STOR |  | 4.05 | 1.58 | 1.58
New Import 51 | New Import 51 | New Import 51 | Long Itchington Northern Portal |  | 10652.73 | 5.08 | 5.08
New Import 52 | New Import 52 | New Import 52 | Hill Farm Radford Semele STOR |  | 9.8 | 1.75 | 1.75
New Import 53 | New Import 53 | New Import 53 | Churchover Solar Farm New |  | 7.46 | 2.59 | 2.59
New Import 54 | New Import 54 | New Import 54 | Breach Farm 132 |  | 831.29 | 1.85 | 1.85
New Import 55 | New Import 55 | New Import 55 | Private Road No.5, Colwick Ind Est, Nottingham |  | 6.67 | 1.31 | 1.31
New Import 56 | New Import 56 | New Import 56 | Asher Lane, Ripley , Derbyshire |  | 33.4 | 1.31 | 1.31
New Import 57 | New Import 57 | New Import 57 | Eakring Road, Bilsthorpe |  | 556.64 | 1.22 | 1.22
New Import 58 | New Import 58 | New Import 58 | Halfway Ind Est, Sheffield |  | 1.13 | 1.48 | 1.48
New Import 59 | New Import 59 | New Import 59 | Willow Park Farm Generation | 0.241 | 25.13 | 1.69 | 1.69
New Import 60 | New Import 60 | New Import 60 | Thurlaston Estate Solar Farm |  | 0.62 | 1.15 | 1.15
New Import 61 | New Import 61 | New Import 61 | Attfields Farm Generation | 0.241 | 3.4 | 1.31 | 1.31
New Import 62 | New Import 62 | New Import 62 | Desford Road ESS |  | 171.59 | 1.15 | 1.15
New Import 63 | New Import 63 | New Import 63 | Falcon Works Gas Farm |  | 306.06 | 1.31 | 1.31

## Annex 2b Export
Note: The list of MPANs / MSIDs provided may be incomplete; the DNO reserves the right to apply the listed charges to any other MPANs / MSIDs associated with the site. Note: This table is automatically populated based on the content of the tab entitled 'Annex 2 EHV Charges'. The timebands are as shown in Annex 2.
Western Power Distribution (East Midlands) plc - Effective from 1 April 2019 - Final EDCM export charges
Export Unique Identifier | LLFC | Export MPANs/MSIDs | Name | Export Super Red unit charge (p/kWh) | Export fixed charge (p/day) | Export capacity charge (p/kVA/day) | Export exceeded capacity charge (p/kVA/day)
367 | 367 | 1170000480699 | Yew Tree Farm PV |  | 522.9 | 0.05 | 0.05
368 | 368 | 1170000487151 | Cobb Farm Egmanton PV |  | 412.4 | 0.05 | 0.05
369 | 369 | 1170000530969 | Kelmarsh Wind Farm |  | 6443.17 | 0.05 | 0.05
370 | 370 | 1170000535113 | Pebble Hall Farm AD |  | 6802.47 | 0.05 | 0.05
371 | 371 | 1170000549240 | Copley Farm PV Claypole |  | 867.97 | 0.05 | 0.05
372 | 372 | 1170000549278 | Calvert Landfill EFW |  | 7243 | 0.05 | 0.05
373 | 373 | 1170000559860 | Lodge Farm (Calow) PV |  | 285.96 | 0.05 | 0.05
374 | 374 | 1170000569850 | Arkwright Solar PV |  | 1079.17 | 0.05 | 0.05
377 | 377 | 1170000579928 | Averill Farm PV |  | 1048.12 | 0.05 | 0.05
378 | 378 | 1170000582708 | Marchington Solar PV |  | 335.49 | 0.05 | 0.05
379 | 379 | 1170000586508 | West End Fm Treswell PV |  | 339.84 | 0.05 | 0.05
380 | 380 | 1170000586614 | Fields Farm Southam PV |  | 295.19 | 0.05 | 0.05
381 | 381 | 1170000587282 | Canopus Farm PV |  | 304.64 | 0.05 | 0.05
382 | 382 | 1170000594270 | Lindridge Farm PV |  | 768.2 | 0.05 | 0.05
383 | 383 | 1170000594173 | Thornborough Grnds PV |  | 574.6 | 0.05 | 0.05
384 | 384 | 1170000592237 | Wymeswold Narrow Lane PV |  | 484.17 | 0.05 | 0.05
385 | 385 | 1170000598043 | Manor Farm Horton PV |  | 505.93 | 0.05 | 0.05
386 | 386 | 1170000598201 | Handley Park Farm PV |  | 578.35 | 0.05 | 0.05
387 | 387 | 1170000601991 | Shelton Lodge, Elton |  | 1549.47 | 0.05 | 0.05
388 | 388 | 1170000604050 | Brafield Green Solar Farm |  | 1673.21 | 0.05 | 0.05
389 | 389 | 1170000605240 | Sywell Aerodrome PV |  | 6478.02 | 0.05 | 0.05
390 | 390 | 1170000615007 | Holtwood Farm PV |  | 702.28 | 0.05 | 0.05
391 | 391 | 1170000614981 | Drakelow Farm PV |  | 708.16 | 0.05 | 0.05
392 | 392 | 1170000619925 | Stragglethorpe Road PV Solar Park |  | 366.93 | 0.05 | 0.05
393 | 393 | 1170000627457 | Oxcroft Solar Farm |  | 2446.32 | 0.05 | 0.05
394 | 394 | 1170000626825 | Derby Waste Sinfin EFW | -1.303 | 1351.26 | 0.05 | 0.05
395 | 395 | 1170000625690 | Littlewood Farm PV |  | 305.53 | 0.05 | 0.05
396 | 396 | 1170000630422 | Twin Yards Solar Farm |  | 428.95 | 0.05 | 0.05
397 | 397 | 1170000629659 | Tower Hayes Farm PV |  | 583.29 | 0.05 | 0.05
398 | 398 | 1170000632615 | The Breck Solar |  | 1063.58 | 0.05 | 0.05
399 | 399 | 1170000631435 | Barnby Moor Retford PV |  |  | 0.05 | 0.05
400 | 400 | 1170000636512 | Lincoln Farm Solar |  | 547.34 | 0.05 | 0.05
401 | 401 | 1170000652018 | Drakelow Renewable Energy Centre | -1.153 | 334.61 | 0.05 | 0.05
402 | 402 | 1170000656893 | Tetron Point ESS | -1.153 | 608.27 | 0.05 | 0.05
403 | 403 | 1170000641489 | Mill Fm Gt Ponton PV |  | 1562.61 | 0.05 | 0.05
405 | 405 | 1170000671109 | Deepdale Solar Farm |  | 477.27 | 0.05 | 0.05
406 | 406 | 1170000671127 | Burton Wold Wind Farm South |  | 1377.29 | 0.05 | 0.05
409 | 409 | 1170000677280 | Gawcott Flds PV Commercial |  | 289.36 | 0.05 | 0.05
410 | 410 | 1170000677305 | Gawcott Flds PV Community |  | 331.74 | 0.05 | 0.05
411 | 411 | 1170000649335 | Trafalgar Park | -1.303 | 397.36 | 0.05 | 0.05
412 | 412 | 1170000722757 | John Brookes Sawmill BIO |  | 3217.42 | 0.05 | 0.05
413 | 413 | 1170000724008 | Hawton Wind Farm WF |  | 1106.68 | 0.05 | 0.05
414 | 414 | 1170000726593 | Blackbridge Farm BIO |  | 2404.67 | 0.05 | 0.05
415 | 415 | 1170000727230 | Garnham Close STOR |  | 777.48 | 0.05 | 0.05
435 | 435 | 1170000893898 | RAF Cranwell High G Facility |  | 1.83 | 0.05 | 0.05
418 | 418 | 1170000751474 | Hermitage Lane STOR |  | 335.08 | 0.05 | 0.05
419 | 419 | 1170000759687 | Fosse Way Radford Sem PV |  | 2891.06 | 0.05 | 0.05
420 | 420 | 1170000761659 | Meadow Fm Thorpe Lang PV |  | 1494.68 | 0.05 | 0.05
421 | 421 | 1170000768566 | Olney Hyde Farm PV |  | 2046.94 | 0.05 | 0.05
422 | 422 | 1170000772465 | Dayfields Farm |  | 586.72 | 0.05 | 0.05
423 | 423 | 1170000775721 | Bolsovermoor Quarry |  | 519.44 | 0.05 | 0.05
424 | 424 | 1170000775350 | Bilsthorpe PV |  | 518.44 | 0.05 | 0.05
425 | 425 | 1170000773663 | Carlton Forest STOR |  | 2456.13 | 0.05 | 0.05
426 | 426 | 1170000783314 | Sutton Bonnington PV |  | 304.55 | 0.05 | 0.05
427 | 427 | 1170000784498 | Alfreton Diesel Power |  | 350.05 | 0.05 | 0.05
428 | 428 | 1170000790250 | Green Lane Marchington PV |  | 333.81 | 0.05 | 0.05
429 | 429 | 1170000807151 | Baddesley Park PV |  | 2171.29 | 0.05 | 0.05
431 | 431 | 1170000859007 | Taylor Lane STOR | -1.303 | 394.53 | 0.05 | 0.05
432 | 432 | 1170000871324 | Hill Farm ESS | -0.784 | 169.64 | 0.05 | 0.05
433 | 433 | 1170000871139 | Leverton ESS |  | 695.16 | 0.05 | 0.05
434 | 434 | 1170000884095 | Nottingham Road , Long Eaton STOR |  | 335.29 | 0.05 | 0.05
436 | 436 | 1170000895733 | Breach Farm ESS | -1.153 | 1626.52 | 0.05 | 0.05
437 | 437 | 1170000902638 | Boston Biomass Gen AD |  | 1295.62 | 0.05 | 0.05
705 | 705 | 1170000447725 | Prestop Park Farm PV |  | 306.86 | 0.05 | 0.05
706 | 706 | 1170000447488 | Smith Hall Solar Farm |  | 575.53 | 0.05 | 0.05
707 | 707 | 1170000447502 | Park Farm Solar Ashby |  |  | 0.05 | 0.05
708 | 708 | 1170000451439 | Aston House Solar Farm |  | 586.35 | 0.05 | 0.05
710 | 710 | 1170000457626 | Elms Farm Solar Farm |  | 306.24 | 0.05 | 0.05
711 | 711 | 1170000458569 | Morton Solar Farm |  | 587.37 | 0.05 | 0.05
712 | 712 | 1170000463160 | Glebe Farm Podington PV |  | 5953.05 | 0.05 | 0.05
713 | 713 | 1170000468024 | Rolleston Park Solar |  | 777.04 | 0.05 | 0.05
714 | 714 | 1170000467581 | Nowhere Farm PV |  | 1086.2 | 0.05 | 0.05
715 | 715 | 1170000467563 | Lockington Solar Farm |  | 960.35 | 0.05 | 0.05
716 | 716 | 1170000467527 | Chelveston Renewable PV |  | 3023.2 | 0.05 | 0.05
717 | 717 | 1170000474107 | Horsemoor Drove Solar |  | 3763.09 | 0.05 | 0.05
718 | 718 | 1170000474445 | Decoy Farm Crowland PV |  | 270.18 | 0.05 | 0.05
719 | 719 | 1170000474427 | Decoy Farm Crowland Bio |  | 272.52 | 0.05 | 0.05
720 | 720 | 1170000474409 | Decoy Farm Crowland AD |  | 259.32 | 0.05 | 0.05
600 | 600 |  | Network Rail Bytham
601 | 601 | 1100050641453 | Network Rail Grantham
602 | 602 | 1100050106971 | Network Rail Staythorpe
603 | 603 | 1100050314637 1100770450945 | Network Rail Retford
684 | 684 | 1170000817034 | University of Warwick |  | 58.76 | 0.05 | 0.05
416 | 416 | 1170000730127 | Bombardier |  | 260.72 | 0.05 | 0.05
607 | 607 | 1100050223110 | Acordis | -1.303 | 549.02 | 0.05 | 0.05
7043 | 7043 |  | Derwent
610 | 610 | 1100050222428 | Derby Co-Generation
609 | 609 | 1100050222552 | ABR Foods
635 | 635 | 1160001236229 | Petsoe Wind Farm |  | 1085.82 | 0.05 | 0.05
700 | 700 | 1170000330966 | Castle Cement |  | 120.14 | 0.05 | 0.05
632 | 632 | 1100050222604 | Coventry & Solihull Waste
611 | 611 | 1170000014584 | Bentinck Generation |  | 203.33 | 0.05 | 0.05
640 | 640 | 1160001479030 | Asfordby 132kV |  | 6226.06 | 0.05 | 0.05
612 | 612 | 1100770095541 1130000014463 | Calvert Landfill
613 | 613 | 1100770104693 | Weldon Landfill
614 | 614 | 1100770099927 | Goosy Lodge Power
615 | 615 | 1160000226336 | Burton Wolds Wind Farm
616 | 616 |  | Network Rail Bretton
617 | 617 | 1100770683377 | Bambers Farm Wind Farm
618 | 618 | 1160000213610 | Vine House Wind Farm
619 | 619 | 1160000154160 | Red House Wind Farm
620 | 620 | 1160000186560 | Daneshill Landfill
621 | 621 | 1130000079897 1160000745066 | Newton Longville Landfill
622 | 622 | 1160000909840 | Hollies Wind Farm |  | 284.08 | 0.05 | 0.05
629 | 629 | 1130000044013 | Lynn Wind Farm
630 | 630 | 1130000044031 | Inner Dowsing Wind Farm
631 | 631 | 1160000999046 | Bicker Fen |  | 2071.55 | 0.05 | 0.05
634 | 634 | 1100050222473 | London Road Heat Station |  | 411.22 | 0.05 | 0.05
633 | 633 | 1160001253321 | Lindhurst Wind Farm |  | 3138.88 | 0.05 | 0.05
636 | 636 | 1100050222464 | Boots Thane Road
608 | 608 | 1100050222446 | QMC
637 | 637 | 1160001059394 | B&Q Manton |  | 69.4 | 0.05 | 0.05
638 | 638 | 1160001363380 | Low Spinney Wind Farm |  | 3326.2 | 0.05 | 0.05
639 | 639 | 1160001457408 | Swinford Wind Farm |  | 2865.05 | 0.05 | 0.05
641 | 641 | 1170000117980 | Yelvertoft Wind Farm |  | 2695.2 | 0.05 | 0.05
650 | 650 | 1170000199798 | Burton Wolds Wind Farm phase 2 |  | 2296.58 | 0.05 | 0.05
651 | 651 | 1170000137588 | Shacks Barn Generation |  | 424.77 | 0.05 | 0.05
642 | 642 | 1170000112486 | North Hykeham EFW |  | 55.79 | 0.05 | 0.05
643 | 643 | 1160001415356 | Sleaford Renewable Energy Plant |  | 1184.75 | 0.05 | 0.05
644 | 644 | 1170000059186 | Bilsthorpe Wind Farm |  | 313.86 | 0.05 | 0.05
645 | 645 | 1170000117953 | Old Dalby Lodge Wind Farm |  | 390.9 | 0.05 | 0.05
652 | 652 | 1170000146680 | Willoughby STOR generation |  | 93.53 | 0.05 | 0.05
647 | 647 | 1170000110610 | The Grange Wind Farm |  | 3284.03 | 0.05 | 0.05
648 | 648 | 1170000111890 | Clay Lake STOR |  | 65.56 | 0.05 | 0.05
649 | 649 | 1170000113452 | Balderton STOR | -0.003 | 65.78 | 0.05 | 0.05
653 | 653 | 1170000172963 | Wymeswold Solar Park |  | 2814.16 | 0.05 | 0.05
654 | 654 | 1170000722701 | French Farm Wind Farm |  | 2605.09 | 0.05 | 0.05
646 | 646 | 1170000398495 | Lilbourne Wind Farm |  | 773.61 | 0.05 | 0.05
655 | 655 | 1170000154547 | Chelvaston Renewable |  | 3271.03 | 0.05 | 0.05
656 | 656 | 1170000174836 | Beachampton Solar Farm |  | 453.66 | 0.05 | 0.05
657 | 657 | 1170000182970 | Croft End Solar Farm |  | 568.84 | 0.05 | 0.05
658 | 658 | 1170000233570 | M1 Wind farm |  | 269.39 | 0.05 | 0.05
659 | 659 | 1170000265280 | Leamington STOR | -0.376 | 1307.81 | 0.05 | 0.05
660 | 660 | 1170000280117 | Low Farm Anaerobic Dig |  |  | 0.05 | 0.05
691 | 691 | 1170000280970 | Turweston Airfield Solar Farm |  | 344.2 | 0.05 | 0.05
692 | 692 | 1170000281193 | Burton Pedwardine Solar |  | 767.67 | 0.05 | 0.05
693 | 693 | 1170000306918 | Little Morton Farm Solar |  | 460.75 | 0.05 | 0.05
694 | 694 | 1170000306893 | Lodge Farm Solar Park |  | 1131.25 | 0.05 | 0.05
695 | 695 | 1170000313171 | Ermine Farm PV |  | 6591.35 | 0.05 | 0.05
696 | 696 | 1170000319243 | Ridge Solar Park |  | 416.48 | 0.05 | 0.05
697 | 697 | 1170000325292 | Winwick Wind Farm |  |  | 0.05 | 0.05
698 | 698 | 1170000325317 | Watford Lodge Wind Farm |  | 3559.11 | 0.05 | 0.05
699 | 699 | 1170000326463 | Leverton Solar Park |  | 299.68 | 0.05 | 0.05
701 | 701 | 1170000337517 | Burton Pedwardine Phase 2 |  | 756.3 | 0.05 | 0.05
702 | 702 | 1170000369086 | Hartwell Solar Farm |  | 2795.78 | 0.05 | 0.05
703 | 703 | 1170000369110 | Eakley Lanes Solar North |  | 1284.83 | 0.05 | 0.05
704 | 704 | 1170000369147 | Eakley Lanes Solar South |  | 301.9 | 0.05 | 0.05
661 | 661 | 1170000388752 | Welbeck Colliery PV |  | 583.84 | 0.05 | 0.05
662 | 662 | 1170000394979 | Newton Road PV |  | 432.59 | 0.05 | 0.05
663 | 663 | 1170000395963 | New Albion Wind Farm |  | 2969.21 | 0.05 | 0.05
664 | 664 | 1170000400781 | Moat Farm PV |  | 1098.81 | 0.05 | 0.05
665 | 665 | 1170000407884 | Bilsthorpe Solar |  | 803.99 | 0.05 | 0.05
666 | 666 | 1170000409701 | Hall Farm PV |  | 659.73 | 0.05 | 0.05
667 | 667 | 1170000415955 | Gaultney Solar Park |  | 338.33 | 0.05 | 0.05
668 | 668 | 1170000413708 | Fiskerton Solar Farm |  | 2249.23 | 0.05 | 0.05
669 | 669 | 1170000424913 | Mount Mill Solar Park |  | 710.49 | 0.05 | 0.05
670 | 670 | 1170000427180 | Podington Airfield WF |  | 4911.48 | 0.05 | 0.05
671 | 671 | 1170000428537 | Branston South PV Farm |  | 1025.13 | 0.05 | 0.05
672 | 672 | 1170000430191 | Eakring Solar Farm |  | 336.33 | 0.05 | 0.05
673 | 673 | 1170000439886 | Ragdale PV Solar Park |  |  | 0.05 | 0.05
674 | 674 | 1170000438321 | Thoresby Solar Farm |  | 644.88 | 0.05 | 0.05
675 | 675 | 1170000437220 | Welbeck Solar Farm |  | 585.47 | 0.05 | 0.05
676 | 676 | 1170000444681 | Atherstone Solar Farm |  | 587.82 | 0.05 | 0.05
677 | 677 | 1170000445133 | Babworth Estate PV Farm |  | 519.62 | 0.05 | 0.05
679 | 679 | 1170000446606 | Homestead Farm Solar Park |  | 712.7 | 0.05 | 0.05
680 | 680 | 1170000447042 | Grange Solar Farm |  | 305.09 | 0.05 | 0.05
375 | 375 | 1170000579254 | Langar PV Commercial |  | 152.82 | 0.05 | 0.05
417 | 417 | 1170000740808 | Langar PV Community |  | 152.82 | 0.05 | 0.05
7015 | 7015 | 7015 | Corby Power generation |  | 253.62 | 0.05 | 0.05
7316 | 7316 | 7316 | Redfield Road 1 STOR |  | 266.4 | 0.05 | 0.05
7327 | 7327 | 7327 | Redfield Road B STOR |  | 1394.94 | 0.05 | 0.05
New Export 1 | New Export 1 | New Export 1 | Whaddon 2872 |  | 293.09 | 0.05 | 0.05
New Export 2 | New Export 2 | New Export 2 | Ansty Park EES |  | 200.97 | 0.05 | 0.05
New Export 3 | New Export 3 | New Export 3 | Barnwell Manor Solar Farm |  | 3964.95 | 0.05 | 0.05
New Export 4 | New Export 4 | New Export 4 | Burton Pedwardine Ph1 |  | 767.37 | 0.05 | 0.05
New Export 5 | New Export 5 | New Export 5 | Catthorpe PPG plant |  |  | 0.05 | 0.05
New Export 6 | New Export 6 | New Export 6 | Church Field ESS & PV | -0.246 | 370.52 | 0.05 | 0.05
New Export 7 | New Export 7 | New Export 7 | Churchover Solar Farm |  | 1517.2 | 0.05 | 0.05
New Export 8 | New Export 8 | New Export 8 | Coney Grey |  | 335.91 | 0.05 | 0.05
New Export 9 | New Export 9 | New Export 9 | Decoy Farm Crowland WF |  | 335.54 | 0.05 | 0.05
New Export 10 | New Export 10 | New Export 10 | Wide Lane Solar Farm |  | 304.55 | 0.05 | 0.05
New Export 11 | New Export 11 | New Export 11 | Heckington Fen |  | 30474.23 | 0.05 | 0.05
New Export 12 | New Export 12 | New Export 12 | Horsemoor Drove Wind Farm |  | 2016.77 | 0.05 | 0.05
New Export 13 | New Export 13 | New Export 13 | Judds lane STOR |  | 273.87 | 0.05 | 0.05
New Export 14 | New Export 14 | New Export 14 | Ladywood Farm |  | 306.61 | 0.05 | 0.05
New Export 15 | New Export 15 | New Export 15 | Land at Newhall |  | 2531.9 | 0.05 | 0.05
New Export 16 | New Export 16 | New Export 16 | Mead Phase1 |  | 522.04 | 0.05 | 0.05
New Export 17 | New Export 17 | New Export 17 | Mill Farm 2, Great Ponton |  | 1638.78 | 0.05 | 0.05
New Export 18 | New Export 18 | New Export 18 | The Mills, Kirkby Green |  | 275.99 | 0.05 | 0.05
New Export 19 | New Export 19 | New Export 19 | Netherhouse Farm |  | 451.61 | 0.05 | 0.05
New Export 20 | New Export 20 | New Export 20 | Preston Lodge Solar Farm |  |  | 0.05 | 0.05
New Export 21 | New Export 21 | New Export 21 | Red House Solar farm |  | 276.06 | 0.05 | 0.05
New Export 22 | New Export 22 | New Export 22 | Roseland Business Park |  | 1226.38 | 0.05 | 0.05
New Export 23 | New Export 23 | New Export 23 | Sewstern Lane Wind Farm |  | 1648.31 | 0.05 | 0.05
New Export 24 | New Export 24 | New Export 24 | Shirebrook Wind Farm |  | 1032.34 | 0.05 | 0.05
New Export 25 | New Export 25 | New Export 25 | Spring Ridge WF |  | 3024.54 | 0.05 | 0.05
New Export 26 | New Export 26 | New Export 26 | Stoke Heights Wind Farm |  | 9473.89 | 0.05 | 0.05
New Export 27 | New Export 27 | New Export 27 | Stud Farm, Sutton-on-Trent |  | 274.55 | 0.05 | 0.05
New Export 28 | New Export 28 | New Export 28 | Swift Wind Farm |  | 586.74 | 0.05 | 0.05
New Export 29 | New Export 29 | New Export 29 | Tathall End Solar Farm |  | 1970.76 | 0.05 | 0.05
New Export 30 | New Export 30 | New Export 30 | JG Pears Farm PV |  | 15472.33 | 0.05 | 0.05
New Export 31 | New Export 31 | New Export 31 | Thornton Solar Farm |  | 2341.07 | 0.05 | 0.05
New Export 32 | New Export 32 | New Export 32 | Tutbury Solar Farm |  | 741.21 | 0.05 | 0.05
New Export 33 | New Export 33 | New Export 33 | Twin Oaks Farm |  | 290.81 | 0.05 | 0.05
New Export 34 | New Export 34 | New Export 34 | Viking Solar Farm |  | 2828.98 | 0.05 | 0.05
New Export 35 | New Export 35 | New Export 35 | Walworth farm EES |  |  | 0.05 | 0.05
New Export 36 | New Export 36 | New Export 36 | Whitecross Lane PV Park |  | 503.47 | 0.05 | 0.05
New Export 37 | New Export 37 | New Export 37 | Whitsundoles Solar Farm |  | 2706.28 | 0.05 | 0.05
New Export 38 | New Export 38 | New Export 38 | Wilsthorpe Farm |  | 273.87 | 0.05 | 0.05
New Export 39 | New Export 39 | New Export 39 | Wilsthorpe Solar Farm |  | 584.08 | 0.05 | 0.05
New Export 40 | New Export 40 | New Export 40 | Woolfox Solar Farm |  | 6288.98 | 0.05 | 0.05
New Export 41 | New Export 41 | New Export 41 | Woolfox Wind Farm |  | 6263.73 | 0.05 | 0.05
New Export 42 | New Export 42 | New Export 42 | Staveley Energy Storage |  | 294.96 | 0.05 | 0.05
New Export 43 | New Export 43 | New Export 43 | Watnall Brickworks |  | 307.04 | 0.05 | 0.05
New Export 44 | New Export 44 | New Export 44 | Branston Potato Farm |  | 1343.28 | 0.05 | 0.05
New Export 45 | New Export 45 | New Export 45 | Denby Transport |  | 1141.19 | 0.05 | 0.05
New Export 46 | New Export 46 | New Export 46 | Litchlake Farm |  | 397.95 | 0.05 | 0.05
New Export 49 | New Export 49 | New Export 49 | Sutton Elms STOR |  | 895.76 | 0.05 | 0.05
New Export 50 | New Export 50 | New Export 50 | Streetfield STOR | -0.134 | 2027.09 | 0.05 | 0.05
New Export 52 | New Export 52 | New Export 52 | Hill Farm Radford Semele STOR | -0.376 | 392.13 | 0.05 | 0.05
New Export 53 | New Export 53 | New Export 53 | Churchover Solar Farm New |  | 895.76 | 0.05 | 0.05
New Export 54 | New Export 54 | New Export 54 | Breach Farm 132 | -1.153 | 831.29 | 0.05 | 0.05
New Export 55 | New Export 55 | New Export 55 | Private Road No.5, Colwick Ind Est, Nottingham |  | 426.6 | 0.05 | 0.05
New Export 56 | New Export 56 | New Export 56 | Asher Lane, Ripley , Derbyshire |  | 1997.74 | 0.05 | 0.05
New Export 57 | New Export 57 | New Export 57 | Eakring Road, Bilsthorpe |  | 6738.1 | 0.05 | 0.05
New Export 58 | New Export 58 | New Export 58 | Halfway Ind Est, Sheffield |  | 338.14 | 0.05 | 0.05
New Export 59 | New Export 59 | New Export 59 | Willow Park Farm Generation | -0.784 | 1005.21 | 0.05 | 0.05
New Export 60 | New Export 60 | New Export 60 | Thurlaston Estate Solar Farm |  | 342.57 | 0.05 | 0.05
New Export 61 | New Export 61 | New Export 61 | Attfields Farm Generation | -0.246 | 339.79 | 0.05 | 0.05
New Export 62 | New Export 62 | New Export 62 | Desford Road ESS | -0.246 | 171.59 | 0.05 | 0.05
New Export 63 | New Export 63 | New Export 63 | Falcon Works Gas Farm |  | 428.49 | 0.05 | 0.05

## Annex 3 Preserved charges
Back to Overview
Western Power Distribution (East Midlands) plc - Effective from 1 April 2019 - Final LV and HV tariffs
NHH preserved charges/additional LLFCs
| Closed LLFCs | PCs | Unit charge 1 (NHH) p/kWh | Unit charge 2 (NHH) p/kWh | Fixed charge p/MPAN/day
HV Medium Non-Domestic | 90 | 5-8 | 1.361 | 0.862 | 150.18
Notes: | Refer to main text in LC14 Statement Of Charges
HH preserved charges/additional LLFCs
| Closed LLFCs | PCs | Red/black charge (HH) p/kWh | Amber/yellow charge (HH) p/kWh | Green charge (HH) p/kWh | Fixed charge p/MPAN/day | Capacity charge p/kVA/day | Exceeded capacity charge p/kVA/day | Reactive power charge p/kVArh
0
Notes:

## Annex 4 LDNO charges
Back to Overview | Copy from CDCM table 3701 "Tariffs!A42:I84" and paste values into A14 |  |  |  | Copy from EDCM table 6005 "LDNORev!B549:G683" and paste values into D57
Western Power Distribution (East Midlands) plc - Effective from 1 April 2019 - Final LDNO tariffs
Time Bands for Half Hourly Metered Properties |  |  |  |  | Time Bands for Half Hourly Unmetered Properties
Time periods | Red Time Band | Amber Time Band | Green Time Band |  |  |  | Black Time Band | Yellow Time Band | Green Time Band
Monday to Friday | 16:00 to 19:00 | 07:30 to 16:00 19:00 to 21:00 | 00:00 to 07:30 21:00 to 24:00 |  | Monday to Friday Nov to Feb |  | 16:00 to 19:00 | 07:30 to 16:00 19:00 to 21:00 | 00:00 to 07:30 21:00 to 24:00
Weekends |  |  | 00:00 to 24:00 |  | Monday to Friday Mar to Oct |  |  | 07:30 to 21:00 | 00:00 to 07:30 21:00 to 24:00
Notes | All the above times are in UK Clock time |  |  |  | Weekends |  |  |  | 00:00 to 24:00
[5 empty] | Notes |  | All the above times are in UK Clock time
Tariff name | Unique billing identifier | PCs | Unit charge 1 (NHH) or red/black charge (HH) p/kWh | Unit charge 2 (NHH) or amber/yellow charge (HH) p/kWh | Green charge(HH) p/kWh | Fixed charge p/MPAN/day | Capacity charge p/kVA/day | Exceeded capacity charge p/kVA/day | Reactive power charge p/kVArh
LDNO LV: Domestic Unrestricted | 10300 | 1 | 1.441 |  |  | 2.12
LDNO LV: Domestic Two Rate | 10301 | 2 | 1.603 | 0.628 |  | 2.12
LDNO LV: Domestic Off Peak (related MPAN) | 10302 | 2 | 0.884
LDNO LV: Small Non Domestic Unrestricted | 10303 | 3 | 1.482 |  |  | 4.3
LDNO LV: Small Non Domestic Two Rate | 10304 | 4 | 1.534 | 0.628 |  | 4.3
LDNO LV: Small Non Domestic Off Peak (related MPAN) | 10305 | 4 | 0.739
LDNO LV: LV Medium Non-Domestic | 10306 | 5-8 | 1.499 | 0.625 |  | 12.12
LDNO LV: LV Network Domestic | 10307 |  | 5.294 | 1.08 | 0.625 | 2.12
LDNO LV: LV Network Non-Domestic Non-CT | 10308 |  | 5.596 | 1.111 | 0.628 | 4.3
LDNO LV: LV HH Metered | 10309 |  | 4.229 | 0.955 | 0.618 | 6.02 | 1.86 | 4.02 | 0.09
LDNO LV: NHH UMS category A | 10310 | 8 | 1.649
LDNO LV: NHH UMS category B | 10311 | 1 | 1.832
LDNO LV: NHH UMS category C | 10312 | 1 | 2.505
LDNO LV: NHH UMS category D | 10313 | 1 | 1.467
LDNO LV: LV UMS (Pseudo HH Metered) | 10314 |  | 15.152 | 1.49 | 1.086
LDNO LV: LV Generation NHH or Aggregate HH | 10315 | 8 & 0 | -0.626
LDNO LV: LV Generation Intermittent | 10316 |  | -0.626 | [5 empty] | 0.14
LDNO LV: LV Generation Non-Intermittent | 10317 |  | -4.99 | -0.513 | -0.03 |  |  |  | 0.14
LDNO HV: Domestic Unrestricted | 10318 | 1 | 1.075 |  |  | 1.58
LDNO HV: Domestic Two Rate | 10319 | 2 | 1.195 | 0.469 |  | 1.58
LDNO HV: Domestic Off Peak (related MPAN) | 10320 | 2 | 0.659
LDNO HV: Small Non Domestic Unrestricted | 10321 | 3 | 1.105 |  |  | 3.21
LDNO HV: Small Non Domestic Two Rate | 10322 | 4 | 1.144 | 0.469 |  | 3.21
LDNO HV: Small Non Domestic Off Peak (related MPAN) | 10323 | 4 | 0.551
LDNO HV: LV Medium Non-Domestic | 10324 | 5-8 | 1.118 | 0.467 |  | 9.04
LDNO HV: LV Network Domestic | 10325 |  | 3.948 | 0.806 | 0.467 | 1.58
LDNO HV: LV Network Non-Domestic Non-CT | 10326 |  | 4.174 | 0.829 | 0.468 | 3.21
LDNO HV: LV HH Metered | 10327 |  | 3.154 | 0.712 | 0.461 | 4.49 | 1.39 | 3 | 0.067
LDNO HV: LV Sub HH Metered | 10328 |  | 3.506 | 0.899 | 0.659 | 5.08 | 2.6 | 4.11 | 0.068
LDNO HV: HV HH Metered | 10329 |  | 2.683 | 0.873 | 0.737 | 62.17 | 3.54 | 5.35 | 0.04
LDNO HV: NHH UMS category A | 10330 | 8 | 1.23
LDNO HV: NHH UMS category B | 10331 | 1 | 1.367
LDNO HV: NHH UMS category C | 10332 | 1 | 1.869
LDNO HV: NHH UMS category D | 10333 | 1 | 1.094
LDNO HV: LV UMS (Pseudo HH Metered) | 10334 |  | 11.301 | 1.111 | 0.81
LDNO HV: LV Generation NHH or Aggregate HH | 10335 | 8 & 0 | -0.626
LDNO HV: LV Sub Generation NHH | 10336 | 8 | -0.548
LDNO HV: LV Generation Intermittent | 10337 |  | -0.626 | [5 empty] | 0.14
LDNO HV: LV Generation Non-Intermittent | 10338 |  | -4.99 | -0.513 | -0.03 |  |  |  | 0.14
LDNO HV: LV Sub Generation Intermittent | 10339 |  | -0.548 | [5 empty] | 0.122
LDNO HV: LV Sub Generation Non-Intermittent | 10340 |  | -4.402 | -0.442 | -0.026 |  |  |  | 0.122
LDNO HV: HV Generation Intermittent | 10341 |  | -0.339 | [5 empty] | 0.097
LDNO HV: HV Generation Non-Intermittent | 10342 |  | -2.851 | -0.245 | -0.012 |  |  |  | 0.097
LDNO HVplus: Domestic Unrestricted | 10343 | 1 | 0.881 |  |  | 1.3
LDNO HVplus: Domestic Two Rate | 10344 | 2 | 0.98 | 0.384 |  | 1.3
LDNO HVplus: Domestic Off Peak (related MPAN) | 10345 | 2 | 0.54
LDNO HVplus: Small Non Domestic Unrestricted | 10346 | 3 | 0.906 |  |  | 2.63
LDNO HVplus: Small Non Domestic Two Rate | 10347 | 4 | 0.938 | 0.384 |  | 2.63
LDNO HVplus: Small Non Domestic Off Peak (related MPAN) | 10348 | 4 | 0.452
LDNO HVplus: LV Medium Non-Domestic | 10349 | 5-8 | 0.916 | 0.382 |  | 7.41
LDNO HVplus: LV Sub Medium Non-Domestic | 10350 | 5-8 | 1.222 | 0.544 |  | 9.63
LDNO HVplus: HV Medium Non-Domestic | 10351 | 5-8 | 0.938 | 0.594 |  | 103.51
LDNO HVplus: LV Network Domestic | 10352 |  | 3.236 | 0.66 | 0.382 | 1.3
LDNO HVplus: LV Network Non-Domestic Non-CT | 10353 |  | 3.421 | 0.679 | 0.384 | 2.63
LDNO HVplus: LV HH Metered | 10354 |  | 2.586 | 0.584 | 0.378 | 3.68 | 1.14 | 2.46 | 0.055
LDNO HVplus: LV Sub HH Metered | 10355 |  | 2.836 | 0.727 | 0.533 | 4.11 | 2.1 | 3.32 | 0.055
LDNO HVplus: HV HH Metered | 10356 |  | 2.157 | 0.702 | 0.593 | 49.97 | 2.85 | 4.3 | 0.032
LDNO HVplus: NHH UMS category A | 10357 | 8 | 1.008
LDNO HVplus: NHH UMS category B | 10358 | 1 | 1.12
LDNO HVplus: NHH UMS category C | 10359 | 1 | 1.532
LDNO HVplus: NHH UMS category D | 10360 | 1 | 0.897
LDNO HVplus: LV UMS (Pseudo HH Metered) | 10361 |  | 9.263 | 0.911 | 0.664
LDNO HVplus: LV Generation NHH or Aggregate HH | 10362 | 8 & 0 | -0.383
LDNO HVplus: LV Sub Generation NHH | 10363 | 8 | -0.378
LDNO HVplus: LV Generation Intermittent | 10364 |  | -0.383 | [5 empty] | 0.086
LDNO HVplus: LV Generation Non-Intermittent | 10365 |  | -3.053 | -0.314 | -0.018 |  |  |  | 0.086
LDNO HVplus: LV Sub Generation Intermittent | 10366 |  | -0.378 | [5 empty] | 0.084
LDNO HVplus: LV Sub Generation Non-Intermittent | 10367 |  | -3.034 | -0.305 | -0.018 |  |  |  | 0.084
LDNO HVplus: HV Generation Intermittent | 10368 |  | -0.339 |  |  | 29.81 |  |  | 0.097
LDNO HVplus: HV Generation Non-Intermittent | 10369 |  | -2.851 | -0.245 | -0.012 | 29.81 |  |  | 0.097
LDNO EHV: Domestic Unrestricted | 10370 | 1 | 0.764 |  |  | 1.12
LDNO EHV: Domestic Two Rate | 10371 | 2 | 0.85 | 0.333 |  | 1.12
LDNO EHV: Domestic Off Peak (related MPAN) | 10372 | 2 | 0.469
LDNO EHV: Small Non Domestic Unrestricted | 10373 | 3 | 0.786 |  |  | 2.28
LDNO EHV: Small Non Domestic Two Rate | 10374 | 4 | 0.813 | 0.333 |  | 2.28
LDNO EHV: Small Non Domestic Off Peak (related MPAN) | 10375 | 4 | 0.392
LDNO EHV: LV Medium Non-Domestic | 10376 | 5-8 | 0.795 | 0.332 |  | 6.43
LDNO EHV: LV Sub Medium Non-Domestic | 10377 | 5-8 | 1.06 | 0.472 |  | 8.36
LDNO EHV: HV Medium Non-Domestic | 10378 | 5-8 | 0.814 | 0.515 |  | 89.81
LDNO EHV: LV Network Domestic | 10379 |  | 2.808 | 0.573 | 0.332 | 1.12
LDNO EHV: LV Network Non-Domestic Non-CT | 10380 |  | 2.968 | 0.589 | 0.333 | 2.28
LDNO EHV: LV HH Metered | 10381 |  | 2.243 | 0.507 | 0.328 | 3.19 | 0.99 | 2.13 | 0.048
LDNO EHV: LV Sub HH Metered | 10382 |  | 2.46 | 0.631 | 0.462 | 3.56 | 1.83 | 2.88 | 0.048
LDNO EHV: HV HH Metered | 10383 |  | 1.871 | 0.609 | 0.514 | 43.36 | 2.47 | 3.73 | 0.028
LDNO EHV: NHH UMS category A | 10384 | 8 | 0.875
LDNO EHV: NHH UMS category B | 10385 | 1 | 0.972
LDNO EHV: NHH UMS category C | 10386 | 1 | 1.329
LDNO EHV: NHH UMS category D | 10387 | 1 | 0.778
LDNO EHV: LV UMS (Pseudo HH Metered) | 10388 |  | 8.037 | 0.79 | 0.576
LDNO EHV: LV Generation NHH or Aggregate HH | 10389 | 8 & 0 | -0.332
LDNO EHV: LV Sub Generation NHH | 10390 | 8 | -0.328
LDNO EHV: LV Generation Intermittent | 10391 |  | -0.332 | [5 empty] | 0.074
LDNO EHV: LV Generation Non-Intermittent | 10392 |  | -2.649 | -0.272 | -0.016 |  |  |  | 0.074
LDNO EHV: LV Sub Generation Intermittent | 10393 |  | -0.328 | [5 empty] | 0.073
LDNO EHV: LV Sub Generation Non-Intermittent | 10394 |  | -2.632 | -0.264 | -0.016 |  |  |  | 0.073
LDNO EHV: HV Generation Intermittent | 10395 |  | -0.294 |  |  | 25.86 |  |  | 0.084
LDNO EHV: HV Generation Non-Intermittent | 10396 |  | -2.474 | -0.213 | -0.01 | 25.86 |  |  | 0.084
LDNO 132kV/EHV: Domestic Unrestricted | 10397 | 1 | 0.714 |  |  | 1.05
LDNO 132kV/EHV: Domestic Two Rate | 10398 | 2 | 0.794 | 0.311 |  | 1.05
LDNO 132kV/EHV: Domestic Off Peak (related MPAN) | 10399 | 2 | 0.438
LDNO 132kV/EHV: Small Non Domestic Unrestricted | 10400 | 3 | 0.734 |  |  | 2.13
LDNO 132kV/EHV: Small Non Domestic Two Rate | 10401 | 4 | 0.76 | 0.311 |  | 2.13
LDNO 132kV/EHV: Small Non Domestic Off Peak (related MPAN) | 10402 | 4 | 0.366
LDNO 132kV/EHV: LV Medium Non-Domestic | 10403 | 5-8 | 0.742 | 0.31 |  | 6.01
LDNO 132kV/EHV: LV Sub Medium Non-Domestic | 10404 | 5-8 | 0.99 | 0.441 |  | 7.8
LDNO 132kV/EHV: HV Medium Non-Domestic | 10405 | 5-8 | 0.76 | 0.481 |  | 83.86
LDNO 132kV/EHV: LV Network Domestic | 10406 |  | 2.622 | 0.535 | 0.31 | 1.05
LDNO 132kV/EHV: LV Network Non-Domestic Non-CT | 10407 |  | 2.771 | 0.55 | 0.311 | 2.13
LDNO 132kV/EHV: LV HH Metered | 10408 |  | 2.095 | 0.473 | 0.306 | 2.98 | 0.92 | 1.99 | 0.045
LDNO 132kV/EHV: LV Sub HH Metered | 10409 |  | 2.297 | 0.589 | 0.432 | 3.33 | 1.71 | 2.69 | 0.045
LDNO 132kV/EHV: HV HH Metered | 10410 |  | 1.747 | 0.568 | 0.48 | 40.48 | 2.31 | 3.48 | 0.026
LDNO 132kV/EHV: NHH UMS category A | 10411 | 8 | 0.817
LDNO 132kV/EHV: NHH UMS category B | 10412 | 1 | 0.908
LDNO 132kV/EHV: NHH UMS category C | 10413 | 1 | 1.241
LDNO 132kV/EHV: NHH UMS category D | 10414 | 1 | 0.727
LDNO 132kV/EHV: LV UMS (Pseudo HH Metered) | 10415 |  | 7.504 | 0.738 | 0.538
LDNO 132kV/EHV: LV Generation NHH or Aggregate HH | 10416 | 8 & 0 | -0.31
LDNO 132kV/EHV: LV Sub Generation NHH | 10417 | 8 | -0.306
LDNO 132kV/EHV: LV Generation Intermittent | 10418 |  | -0.31 | [5 empty] | 0.069
LDNO 132kV/EHV: LV Generation Non-Intermittent | 10419 |  | -2.473 | -0.254 | -0.015 |  |  |  | 0.069
LDNO 132kV/EHV: LV Sub Generation Intermittent | 10420 |  | -0.306 | [5 empty] | 0.068
LDNO 132kV/EHV: LV Sub Generation Non-Intermittent | 10421 |  | -2.458 | -0.247 | -0.015 |  |  |  | 0.068
LDNO 132kV/EHV: HV Generation Intermittent | 10422 |  | -0.275 |  |  | 24.15 |  |  | 0.079
LDNO 132kV/EHV: HV Generation Non-Intermittent | 10423 |  | -2.31 | -0.198 | -0.01 | 24.15 |  |  | 0.079
LDNO 132kV: Domestic Unrestricted | 10424 | 1 | 0.531 |  |  | 0.78
LDNO 132kV: Domestic Two Rate | 10425 | 2 | 0.59 | 0.231 |  | 0.78
LDNO 132kV: Domestic Off Peak (related MPAN) | 10426 | 2 | 0.325
LDNO 132kV: Small Non Domestic Unrestricted | 10427 | 3 | 0.546 |  |  | 1.58
LDNO 132kV: Small Non Domestic Two Rate | 10428 | 4 | 0.565 | 0.231 |  | 1.58
LDNO 132kV: Small Non Domestic Off Peak (related MPAN) | 10429 | 4 | 0.272
LDNO 132kV: LV Medium Non-Domestic | 10430 | 5-8 | 0.552 | 0.23 |  | 4.46
LDNO 132kV: LV Sub Medium Non-Domestic | 10431 | 5-8 | 0.736 | 0.328 |  | 5.8
LDNO 132kV: HV Medium Non-Domestic | 10432 | 5-8 | 0.565 | 0.358 |  | 62.33
LDNO 132kV: LV Network Domestic | 10433 |  | 1.949 | 0.398 | 0.23 | 0.78
LDNO 132kV: LV Network Non-Domestic Non-CT | 10434 |  | 2.06 | 0.409 | 0.231 | 1.58
LDNO 132kV: LV HH Metered | 10435 |  | 1.557 | 0.352 | 0.227 | 2.22 | 0.69 | 1.48 | 0.033
LDNO 132kV: LV Sub HH Metered | 10436 |  | 1.708 | 0.438 | 0.321 | 2.47 | 1.27 | 2 | 0.033
LDNO 132kV: HV HH Metered | 10437 |  | 1.299 | 0.423 | 0.357 | 30.09 | 1.71 | 2.59 | 0.02
LDNO 132kV: NHH UMS category A | 10438 | 8 | 0.607
LDNO 132kV: NHH UMS category B | 10439 | 1 | 0.675
LDNO 132kV: NHH UMS category C | 10440 | 1 | 0.922
LDNO 132kV: NHH UMS category D | 10441 | 1 | 0.54
LDNO 132kV: LV UMS (Pseudo HH Metered) | 10442 |  | 5.578 | 0.549 | 0.4
LDNO 132kV: LV Generation NHH or Aggregate HH | 10443 | 8 & 0 | -0.231
LDNO 132kV: LV Sub Generation NHH | 10444 | 8 | -0.227
LDNO 132kV: LV Generation Intermittent | 10445 |  | -0.231 | [5 empty] | 0.052
LDNO 132kV: LV Generation Non-Intermittent | 10446 |  | -1.838 | -0.189 | -0.011 |  |  |  | 0.052
LDNO 132kV: LV Sub Generation Intermittent | 10447 |  | -0.227 | [5 empty] | 0.051
LDNO 132kV: LV Sub Generation Non-Intermittent | 10448 |  | -1.827 | -0.183 | -0.011 |  |  |  | 0.051
LDNO 132kV: HV Generation Intermittent | 10449 |  | -0.204 |  |  | 17.95 |  |  | 0.058
LDNO 132kV: HV Generation Non-Intermittent | 10450 |  | -1.717 | -0.148 | -0.007 | 17.95 |  |  | 0.058
LDNO 0000: Domestic Unrestricted | 10451 | 1 | 0.183 |  |  | 0.27
LDNO 0000: Domestic Two Rate | 10452 | 2 | 0.203 | 0.08 |  | 0.27
LDNO 0000: Domestic Off Peak (related MPAN) | 10453 | 2 | 0.112
LDNO 0000: Small Non Domestic Unrestricted | 10454 | 3 | 0.188 |  |  | 0.55
LDNO 0000: Small Non Domestic Two Rate | 10455 | 4 | 0.194 | 0.08 |  | 0.55
LDNO 0000: Small Non Domestic Off Peak (related MPAN) | 10456 | 4 | 0.094
LDNO 0000: LV Medium Non-Domestic | 10457 | 5-8 | 0.19 | 0.079 |  | 1.54
LDNO 0000: LV Sub Medium Non-Domestic | 10458 | 5-8 | 0.253 | 0.113 |  | 2
LDNO 0000: HV Medium Non-Domestic | 10459 | 5-8 | 0.195 | 0.123 |  | 21.46
LDNO 0000: LV Network Domestic | 10460 |  | 0.671 | 0.137 | 0.079 | 0.27
LDNO 0000: LV Network Non-Domestic Non-CT | 10461 |  | 0.709 | 0.141 | 0.08 | 0.55
LDNO 0000: LV HH Metered | 10462 |  | 0.536 | 0.121 | 0.078 | 0.76 | 0.24 | 0.51 | 0.011
LDNO 0000: LV Sub HH Metered | 10463 |  | 0.588 | 0.151 | 0.111 | 0.85 | 0.44 | 0.69 | 0.011
LDNO 0000: HV HH Metered | 10464 |  | 0.447 | 0.145 | 0.123 | 10.36 | 0.59 | 0.89 | 0.007
LDNO 0000: NHH UMS category A | 10465 | 8 | 0.209
LDNO 0000: NHH UMS category B | 10466 | 1 | 0.232
LDNO 0000: NHH UMS category C | 10467 | 1 | 0.318
LDNO 0000: NHH UMS category D | 10468 | 1 | 0.186
LDNO 0000: LV UMS (Pseudo HH Metered) | 10469 |  | 1.921 | 0.189 | 0.138
LDNO 0000: LV Generation NHH or Aggregate HH | 10470 | 8 & 0 | -0.079
LDNO 0000: LV Sub Generation NHH | 10471 | 8 | -0.078
LDNO 0000: LV Generation Intermittent | 10472 |  | -0.079 | [5 empty] | 0.018
LDNO 0000: LV Generation Non-Intermittent | 10473 |  | -0.633 | -0.065 | -0.004 |  |  |  | 0.018
LDNO 0000: LV Sub Generation Intermittent | 10474 |  | -0.078 | [5 empty] | 0.017
LDNO 0000: LV Sub Generation Non-Intermittent | 10475 |  | -0.629 | -0.063 | -0.004 |  |  |  | 0.017
LDNO 0000: HV Generation Intermittent | 10476 |  | -0.07 |  |  | 6.18 |  |  | 0.02
LDNO 0000: HV Generation Non-Intermittent | 10477 |  | -0.591 | -0.051 | -0.002 | 6.18 |  |  | 0.02

## Annex 5 LLFs
Back to Overview
This table has intentionally been left blank. The line loss factors that are approved by the BSC Panel for the applicable year and consequently published on the Elexon website will take precedence and be used in Settlement. This annex will be re-published once these values are available.
Western Power Distribution (East Midlands) plc - Illustrative LLFs for year beginning 1 April 2019
Time periods | Period 1 | Period 2 | Period 3 | Period 4
| Peak | Winter | Night | Other
Monday to Friday Mar to Oct |  |  | 00:30 – 07:30 | 07:30 – 00:30
Monday to Friday Nov to Feb | 16:00 – 19:00 | 07:30 – 16:00 19:00 – 20:00 | 00:30 – 07:30 | 20:00 – 00:30
Saturday and Sunday All Year |  |  | 00:30 – 07:30 | 07:30 – 00:30
Notes | All the above times are in UK Clock time
Generic demand and generation LLFs
Metered voltage, respective periods and associated LLFCs
Metered voltage | Period 1 | Period 2 | Period 3 | Period 4 | Associated LLFC
Low-voltage network
Low-voltage substation
High-voltage network
High-voltage substation
33kV generic
33kV generic
132kV generic
132kV generic
EHV site specific LLFs
Demand
Site | Period 1 | Period 2 | Period 3 | Period 4 | Associated LLFC
Site 1
Site 2
Site 3
Site 4
Site 5
EHV site specific LLFs
Generation
Site | Period 1 | Period 2 | Period 3 | Period 4 | Associated LLFC
Site 1
Site 2
Site 3
Site 4
Site 5

## Annex 6 new or amended EHV
Back to Overview | [6 empty] | Note: The list of MPANs/MSIDs provided may be incomplete; the DNO reserves the right to apply the listed charges to any other MPANs/MSIDs associated with the site. If sites appear in both Annex 2 and Annex 6, the charges in Annex 6 take precedence. Where an existing Designated EHV Property is modified and energised in the charging year, we may revise the EDCM charges for the modified Designated EHV Property.
Annex 6 - Charges for New or Amended Designated EHV Properties
Western Power Distribution (East Midlands) plc - Effective from 1 April 2019 - Final new designated EHV charges
Effective from date | Import Unique Identifier | LLFC | Import MPANs/MSIDs | Export Unique Identifier | LLFC | Export MPANs/MSIDs | Name | Import Super Red unit charge (p/kWh) | Import fixed charge (p/day) | Import capacity charge (p/kVA/day) | Import exceeded capacity charge (p/kVA/day) | Export Super Red unit charge (p/kWh) | Export fixed charge (p/day) | Export capacity charge (p/kVA/day) | Export exceeded capacity charge (p/kVA/day)
| EDCM import 1 |  |  | EDCM export 1
| EDCM import 2 |  |  | EDCM export 2
| EDCM import 3 |  |  | EDCM export 3
| EDCM import 4 |  |  | EDCM export 4
| EDCM import 5 |  |  | EDCM export 5
| EDCM import 6 |  |  | EDCM export 6
| EDCM import 7 |  |  | EDCM export 7
| EDCM import 8 |  |  | EDCM export 8
| EDCM import 9 |  |  | EDCM export 9
| EDCM import 10 |  |  | EDCM export 10
Western Power Distribution (East Midlands) plc - Effective from 1 April 2019 - Final new designated EHV line loss factors
Effective from date | Import Unique Identifier | LLFC | Import MPANs/MSIDs | Export Unique Identifier | LLFC | Export MPANs/MSIDs | Name | Import LLF period 1 | Import LLF period 2 | Import LLF period 3 | Import LLF period 4 | Export LLF period 1 | Export LLF period 2 | Export LLF period 3 | Export LLF period 4
| EDCM Import 1 |  |  | EDCM Export 1
| EDCM Import 2 |  |  | EDCM Export 2
| EDCM Import 3 |  |  | EDCM Export 3
| EDCM Import 4 |  |  | EDCM Export 4
| EDCM Import 5 |  |  | EDCM Export 5
| EDCM Import 6 |  |  | EDCM Export 6
| EDCM Import 7 |  |  | EDCM Export 7
| EDCM Import 8 |  |  | EDCM Export 8
| EDCM Import 9 |  |  | EDCM Export 9
| EDCM Import 10 |  |  | EDCM Export 10

## Nodal prices
Back to Overview
Western Power Distribution (East Midlands) plc - Effective from 1 April 2019 - Final Nodal/Zonal charges
Node/Zone ID | Geographical name | Local charge 1 £/kVA | Remote charge 1 £/kVA
Berkswell 132kV |  | 0
Berkswell 132kV_Coventry Central__ | Berkswell 132kV | 0
Berkswell 132kV_Coventry Central_Courtaulds 6.6 | Berkswell 132kV_Coventry Central__ | 0
Berkswell 132kV_Coventry Central_Courthouse Green 11 | Berkswell 132kV_Coventry Central__ | 0
Berkswell 132kV_Coventry Central_Courthouse Green 6.6 | Berkswell 132kV_Coventry Central__ | 0
Berkswell 132kV_Coventry Central_Cox Street 6.6 | Berkswell 132kV_Coventry Central__ | 0
Berkswell 132kV_Coventry Central_Dunlop 6.6 | Berkswell 132kV_Coventry Central__ | 0
Berkswell 132kV_Coventry Central_Holbrook Lane 6.6 | Berkswell 132kV_Coventry Central__ | 0
Berkswell 132kV_Coventry Central_Sandy Lane 6.6 | Berkswell 132kV_Coventry Central__ | 0
Berkswell 132kV_Coventry South__ | Berkswell 132kV | 0
Berkswell 132kV_Coventry South_Holyhead Road | Berkswell 132kV_Coventry South__ | 0
Berkswell 132kV_Coventry South_JLRWhit T1&T2 | Berkswell 132kV_Coventry South__ | 0
Berkswell 132kV_Coventry South_Spon Street 6.6 (T1 & T2) | Berkswell 132kV_Coventry South__ | 0
Berkswell 132kV_Coventry South_Warwick University | Berkswell 132kV_Coventry South__ | 0
Berkswell 132kV_Coventry West__ | Berkswell 132kV | 0
Berkswell 132kV_Coventry West_Coventry West 6.6 | Berkswell 132kV_Coventry West__ | 0
Berkswell 132kV_Coventry West_Hawkesmill Lane 6.6 | Berkswell 132kV_Coventry West__ | 0
Berkswell 132kV_Coventry West_Jaguar Cars Brown Lane | Berkswell 132kV_Coventry West__ | 0
Berkswell 132kV_Coventry West_Torrington Avenue | Berkswell 132kV_Coventry West__ | 0
Berkswell 132kV_Harbury__ | Berkswell 132kV | 0
Berkswell 132kV_Harbury_Gaydon | Berkswell 132kV_Harbury__ | 0
Berkswell 132kV_Harbury_Harbury 11 | Berkswell 132kV_Harbury__ | 0
Berkswell 132kV_Harbury_JLRGAYDEN T1&T2 | Berkswell 132kV_Harbury__ | 0
Berkswell 132kV_Harbury_LOIT 2 | Berkswell 132kV_Harbury__ | 0
Berkswell 132kV_Harbury_Southam | Berkswell 132kV_Harbury__ | 0
Berkswell 132kV_Warwick 132 11__ | Berkswell 132kV | 0
Berkswell 132kV_Warwick 33__ | Berkswell 132kV | 0.9693
Berkswell 132kV_Warwick 33_Banbury Road | Berkswell 132kV_Warwick 33__ | 0
Berkswell 132kV_Warwick 33_Campion Hills | Berkswell 132kV_Warwick 33__ | 0
Berkswell 132kV_Warwick 33_Claverdon | Berkswell 132kV_Warwick 33__ | 0
Berkswell 132kV_Warwick 33_Kenilworth (T1 & T2) | HYB:[Berkswell 132kV_Warwick 33__] & [Berkswell 132kV_Coventry West__]->Berkswell 132kV_Warwick 33_Kenilworth (T1 & T2) | 0
Berkswell 132kV_Warwick 33_Lockheed | Berkswell 132kV_Warwick 33__ | 0
Berkswell 132kV_Warwick 33_Princethorpe | Berkswell 132kV_Warwick 33__ | 0
Berkswell 132kV_Warwick 33_Tournament Fields | Berkswell 132kV_Warwick 33__ | 0
Berkswell 132kV_Warwick 33_Wise Street | Berkswell 132kV_Warwick 33__ | 0
Bicker Fen 132kV |  | 0
Bicker Fen 132kV_Grantham__ | Bicker Fen 132kV | 0
Bicker Fen 132kV_Grantham_Billingborough | HYB:[Bicker Fen 132kV_Sleaford__] & [Bicker Fen 132kV_Grantham__]->Bicker Fen 132kV_Grantham_Billingborough | 0
Bicker Fen 132kV_Grantham_Easton | Bicker Fen 132kV_Grantham__ | 0
Bicker Fen 132kV_Grantham_Market Overton (T2) | Bicker Fen 132kV_Grantham__ | 0
Bicker Fen 132kV_Grantham_New Beacon Road | Bicker Fen 132kV_Grantham__ | 0
Bicker Fen 132kV_Grantham_Skillington | Bicker Fen 132kV_Grantham__ | 0
Bicker Fen 132kV_Network Rail Grantham (GT1 & GT2)__ | Bicker Fen 132kV | 0
Bicker Fen 132kV_Skegness__ | Bicker Fen 132kV | 0
Bicker Fen 132kV_Skegness_Alford | Bicker Fen 132kV_Skegness__ | 0
Bicker Fen 132kV_Skegness_Chapel St. Leonards | Bicker Fen 132kV_Skegness__ | 0
Bicker Fen 132kV_Skegness_Horncastle (T1 & T2) | HYB:[Bicker Fen 132kV_Skegness__] & [Bicker Fen 132kV_Sleaford__]->Bicker Fen 132kV_Skegness_Horncastle (T1 & T2) | 0
Bicker Fen 132kV_Skegness_Ingoldmells | Bicker Fen 132kV_Skegness__ | 0
Bicker Fen 132kV_Skegness_Spilsby | Bicker Fen 132kV_Skegness__ | 0
Bicker Fen 132kV_Skegness_Trusthorpe | Bicker Fen 132kV_Skegness__ | 0
Bicker Fen 132kV_Skegness_Warth Lane | Bicker Fen 132kV_Skegness__ | 0
Bicker Fen 132kV_Sleaford__ | Bicker Fen 132kV | 0
Bicker Fen 132kV_Sleaford_Cranwell (RAF) | Bicker Fen 132kV_Sleaford__ | 0
Bicker Fen 132kV_Sleaford_Great Hale | Bicker Fen 132kV_Sleaford__ | 0
Bicker Fen 132kV_Sleaford_Leadenham (T1 & T2) | HYB:[Bicker Fen 132kV_Sleaford__] & [Bicker Fen 132kV_Grantham__]->Bicker Fen 132kV_Sleaford_Leadenham (T1 & T2) | 0
Bicker Fen 132kV_Sleaford_Ruskington | Bicker Fen 132kV_Sleaford__ | 0
Bicker Fen 132kV_Sleaford_Sleaford 11 | Bicker Fen 132kV_Sleaford__ | 0
Bicker Fen 132kV_Sleaford_Tattershall | Bicker Fen 132kV_Sleaford__ | 0
Bicker Fen 132kV_Sleaford_Woodhall Spa | Bicker Fen 132kV_Sleaford__ | 0
Chesterfield 132kV |  | 0
Chesterfield 132kV_Alfreton__ | Chesterfield 132kV | 0
Chesterfield 132kV_Alfreton_Ambergate | Chesterfield 132kV_Alfreton__ | 0
Chesterfield 132kV_Alfreton_Blackwell | Chesterfield 132kV_Alfreton__ | 0
Chesterfield 132kV_Alfreton_Meadow Lane | Chesterfield 132kV_Alfreton__ | 0
Chesterfield 132kV_Alfreton_Ravensdale Park | Chesterfield 132kV_Alfreton__ | 0
Chesterfield 132kV_Alfreton_Somercotes | Chesterfield 132kV_Alfreton__ | 0
Chesterfield 132kV_Alfreton_Wessington | Chesterfield 132kV_Alfreton__ | 0
Chesterfield 132kV_Annesley (1 & 2)__ | Chesterfield 132kV | 0
Chesterfield 132kV_Annesley (1 & 2)_Blidworth | HYB:[Chesterfield 132kV_Annesley (1 & 2)__] & [Chesterfield 132kV_Annesley (3 & 4)__]->Chesterfield 132kV_Annesley (1 & 2)_Blidworth | 0
Chesterfield 132kV_Annesley (1 & 2)_Calverton | HYB:[Chesterfield 132kV_Annesley (1 & 2)__] & [Chesterfield 132kV_Annesley (3 & 4)__]->Chesterfield 132kV_Annesley (1 & 2)_Calverton | 0
Chesterfield 132kV_Annesley (1 & 2)_Farnsfield | Chesterfield 132kV_Annesley (1 & 2)__ | 0
Chesterfield 132kV_Annesley (1 & 2)_Hucknall | HYB:[Chesterfield 132kV_Annesley (1 & 2)__] & [Chesterfield 132kV_Annesley (3 & 4)__]->Chesterfield 132kV_Annesley (1 & 2)_Hucknall | 0
Chesterfield 132kV_Annesley (1 & 2)_Sherwood Park | HYB:[Chesterfield 132kV_Annesley (1 & 2)__] & [Chesterfield 132kV_Annesley (3 & 4)__]->Chesterfield 132kV_Annesley (1 & 2)_Sherwood Park | 0
Chesterfield 132kV_Annesley (3 & 4)__ | Chesterfield 132kV | 0
Chesterfield 132kV_Annesley (3 & 4)_Annesley (Kirkby) | HYB:[Chesterfield 132kV_Annesley (1 & 2)__] & [Chesterfield 132kV_Annesley (3 & 4)__]->Chesterfield 132kV_Annesley (3 & 4)_Annesley (Kirkby) | 0
Chesterfield 132kV_Annesley (3 & 4)_Huthwaite | HYB:[Chesterfield 132kV_Annesley (1 & 2)__] & [Chesterfield 132kV_Annesley (3 & 4)__]->Chesterfield 132kV_Annesley (3 & 4)_Huthwaite | 0
Chesterfield 132kV_Annesley (3 & 4)_Sutton Junction (T1 T2 & T3) | HYB:[Chesterfield 132kV_Mansfield__] & [Chesterfield 132kV_Annesley (1 & 2)__] & [Chesterfield 132kV_Annesley (3 & 4)__]->Chesterfield 132kV_Annesley (3 & 4)_Sutton Junction (T1 T2 & T3) | 0
Chesterfield 132kV_Chesterfield 33__ | Chesterfield 132kV | 0
Chesterfield 132kV_Chesterfield 33_Biwaters | Chesterfield 132kV_Chesterfield 33__ | 0
Chesterfield 132kV_Chesterfield 33_Bolsover | Chesterfield 132kV_Chesterfield 33__ | 0
Chesterfield 132kV_Chesterfield 33_Danesmoor | Chesterfield 132kV_Chesterfield 33__ | 0
Chesterfield 132kV_Chesterfield 33_Grassmoor | Chesterfield 132kV_Chesterfield 33__ | 0
Chesterfield 132kV_Chesterfield 33_Robert Hyde | Chesterfield 132kV_Chesterfield 33__ | 0
Chesterfield 132kV_Chesterfield 33_Sheepbridge | Chesterfield 132kV_Chesterfield 33__ | 0
Chesterfield 132kV_Clipstone__ | Chesterfield 132kV | 0
Chesterfield 132kV_Clipstone_Bilsthorpe | Chesterfield 132kV_Clipstone__ | 0
Chesterfield 132kV_Clipstone_Budby | Chesterfield 132kV_Clipstone__ | 0
Chesterfield 132kV_Clipstone_Clipstone 11 | Chesterfield 132kV_Clipstone__ | 0
Chesterfield 132kV_Clipstone_Crown Farm | Chesterfield 132kV_Clipstone__ | 0
Chesterfield 132kV_Clipstone_Ollerton | Chesterfield 132kV_Clipstone__ | 0
Chesterfield 132kV_Clipstone_Rufford | Chesterfield 132kV_Clipstone__ | 0
Chesterfield 132kV_Clipstone_Thoresby | Chesterfield 132kV_Clipstone__ | 0
Chesterfield 132kV_Clipstone_Warsop | Chesterfield 132kV_Clipstone__ | 0
Chesterfield 132kV_Goitside__ | Chesterfield 132kV | 0
Chesterfield 132kV_Goitside_Eyam (TA&TB) | HYB:[Stalybridge 132kV_Buxton (Part)__] & [Chesterfield 132kV_Goitside__]->Chesterfield 132kV_Goitside_Eyam (TA&TB) | 0
Chesterfield 132kV_Goitside_Goitside 6.6 | Chesterfield 132kV_Goitside__ | 0
Chesterfield 132kV_Goitside_Queens Park | Chesterfield 132kV_Goitside__ | 0
Chesterfield 132kV_Goitside_Robin Hood | Chesterfield 132kV_Goitside__ | 0
Chesterfield 132kV_Goitside_Sheffield Road 11 | Chesterfield 132kV_Goitside__ | 0
Chesterfield 132kV_Goitside_Sheffield Road 6.6 | Chesterfield 132kV_Goitside__ | 0
Chesterfield 132kV_Goitside_Walton | Chesterfield 132kV_Goitside__ | 0
Chesterfield 132kV_Goitside_Wingerworth | Chesterfield 132kV_Goitside__ | 0
Chesterfield 132kV_Mansfield__ | Chesterfield 132kV | 0
Chesterfield 132kV_Mansfield_Acreage Lane | Chesterfield 132kV_Mansfield__ | 0
Chesterfield 132kV_Mansfield_Lime Tree Place | Chesterfield 132kV_Mansfield__ | 0
Chesterfield 132kV_Mansfield_Mansfield 11 | Chesterfield 132kV_Mansfield__ | 0
Chesterfield 132kV_Mansfield_Skegby Lane | Chesterfield 132kV_Mansfield__ | 0
Chesterfield 132kV_Mansfield_Teversal | Chesterfield 132kV_Mansfield__ | 0
Chesterfield 132kV_Pinxton 132 11__ | Chesterfield 132kV | 2.65
Chesterfield 132kV_Staveley__ | Chesterfield 132kV | 0
Chesterfield 132kV_Staveley_Eckington | Chesterfield 132kV_Staveley__ | 0
Chesterfield 132kV_Staveley_Staveley 11 | Chesterfield 132kV_Staveley__ | 0
Chesterfield 132kV_Staveley_Staveley Works | Chesterfield 132kV_Staveley__ | 0
Chesterfield 132kV_Whitwell__ | Chesterfield 132kV | 0
Chesterfield 132kV_Whitwell_Clowne | Chesterfield 132kV_Whitwell__ | 0
Chesterfield 132kV_Whitwell_Craggs Lane | Chesterfield 132kV_Whitwell__ | 0
Chesterfield 132kV_Whitwell_Halfway (TA & TB) | HYB:[Chesterfield 132kV_Whitwell__] & [Chesterfield 132kV_Staveley__]->Chesterfield 132kV_Whitwell_Halfway (TA & TB) | 0
Chesterfield 132kV_Whitwell_Holme Carr | Chesterfield 132kV_Whitwell__ | 0
Chesterfield 132kV_Whitwell_Shirebrook | Chesterfield 132kV_Whitwell__ | 0
Chesterfield 132kV_Whitwell_Westhorpe (TA & TB) | HYB:[Chesterfield 132kV_Whitwell__] & [Chesterfield 132kV_Staveley__]->Chesterfield 132kV_Whitwell_Westhorpe (TA & TB) | 5.5587
Coventry 132kV |  | 0
Coventry 132kV_Coventry North__ | Coventry 132kV | 0
Coventry 132kV_Coventry North_Ansty | Coventry 132kV_Coventry North__ | 0
Coventry 132kV_Coventry North_Coventry Arena | Coventry 132kV_Coventry North__ | 0
Coventry 132kV_Coventry North_Coventry Colliery (Prologis) | Coventry 132kV_Coventry North__ | 0
Coventry 132kV_Coventry North_Coventry North 11 | Coventry 132kV_Coventry North__ | 0
Coventry 132kV_Coventry North_Newdigate | HYB:[Coventry 132kV_Coventry North__] & [Coventry 132kV_Nuneaton__]->Coventry 132kV_Coventry North_Newdigate | 0
Coventry 132kV_Coventry North_Walsgrave | Coventry 132kV_Coventry North__ | 0
Coventry 132kV_Coventry South 132 11__ | Coventry 132kV | 0
Coventry 132kV_Daventry__ | Coventry 132kV | 0
Coventry 132kV_Daventry_Braunston Road | Coventry 132kV_Daventry__ | 0
Coventry 132kV_Daventry_Crick (T1 & T2 T3) | HYB:[Coventry 132kV_Daventry__] & [Coventry 132kV_Pailton__]->Coventry 132kV_Daventry_Crick (T1 & T2 T3) | 0
Coventry 132kV_Daventry_Daventry 11 | Coventry 132kV_Daventry__ | 0
Coventry 132kV_Daventry_Weedon | Coventry 132kV_Daventry__ | 0
Coventry 132kV_Daventry_Welton | Coventry 132kV_Daventry__ | 0
Coventry 132kV_Daventry_West Haddon | Coventry 132kV_Daventry__ | 0
Coventry 132kV_Daventry_Woodford Halse | Coventry 132kV_Daventry__ | 0
Coventry 132kV_Hinckley 33__ | Coventry 132kV | 0
Coventry 132kV_Hinckley 33_Barwell | Coventry 132kV_Hinckley 33__ | 0
Coventry 132kV_Hinckley 33_Middlefield | Coventry 132kV_Hinckley 33__ | 0
Coventry 132kV_Hinckley 33_Wood Lane | Coventry 132kV_Hinckley 33__ | 0
Coventry 132kV_Nuneaton__ | Coventry 132kV | 0
Coventry 132kV_Nuneaton_Arley | Coventry 132kV_Nuneaton__ | 0
Coventry 132kV_Nuneaton_Coton Road 11 | Coventry 132kV_Nuneaton__ | 2.2313
Coventry 132kV_Nuneaton_Gipsy Lane | Coventry 132kV_Nuneaton__ | 0
Coventry 132kV_Nuneaton_Langdale Drive | Coventry 132kV_Nuneaton__ | 0
Coventry 132kV_Nuneaton_Nuneaton 11 | Coventry 132kV_Nuneaton__ | 0
Coventry 132kV_Nuneaton_Whittleford | Coventry 132kV_Nuneaton__ | 0
Coventry 132kV_Pailton__ | Coventry 132kV | 0.34522
Coventry 132kV_Pailton_Churchover | Coventry 132kV_Pailton__ | 0
Coventry 132kV_Pailton_Lutterworth | Coventry 132kV_Pailton__ | 0
Coventry 132kV_Pailton_Magna Park | Coventry 132kV_Pailton__ | 0
Coventry 132kV_Pailton_Sapcote (T1 & T2) | HYB:[Coventry 132kV_Hinckley 33__] & [Coventry 132kV_Pailton__]->Coventry 132kV_Pailton_Sapcote (T1 & T2) | 0
Coventry 132kV_Rugby 132 11__ | Coventry 132kV | 0
Coventry 132kV_Rugby_Brownsover | Coventry 132kV_Pailton__ | 0
Coventry 132kV_Rugby_English Electric | Coventry 132kV_Pailton__ | 0
Coventry 132kV_Rugby_Hillmorton | Coventry 132kV_Pailton__ | 0
Coventry 132kV_Rugby_Lawford | Coventry 132kV_Pailton__ | 0
Coventry 132kV_Rugby_Rugby Cement | Coventry 132kV_Pailton__ | 0
Coventry 132kV_Rugby_Rugby Gateway | Coventry 132kV_Pailton__ | 0
Coventry 132kV_Rugby_Union Street | Coventry 132kV_Pailton__ | 0
Coventry 132kV_Whitley__ | Coventry 132kV | 0
Coventry 132kV_Whitley_Copsewood | Coventry 132kV_Whitley__ | 0
Coventry 132kV_Whitley_Dillotford Avenue (T1 & T2) | HYB:[Berkswell 132kV_Coventry South__] & [Coventry 132kV_Whitley__]->Coventry 132kV_Whitley_Dillotford Avenue (T1 & T2) | 0
Coventry 132kV_Whitley_Gulson Road 6.6 | Coventry 132kV_Whitley__ | 0
Coventry 132kV_Whitley_London Road 6.6 | Coventry 132kV_Whitley__ | 0
Coventry 132kV_Whitley_Ryton (Peugeot-Talbot) | Coventry 132kV_Whitley__ | 0
Coventry 132kV_Whitley_Whitley 11 | Coventry 132kV_Whitley__ | 0
Drakelow 132kV |  | 2.9745
Drakelow 132kV_Burton 132 11__ | Drakelow 132kV | 0
Drakelow 132kV_Burton 33__ | Drakelow 132kV | 0
Drakelow 132kV_Burton 33_Bretby | Drakelow 132kV_Burton 33__ | 0
Drakelow 132kV_Burton 33_Hatton | Drakelow 132kV_Burton 33__ | 0
Drakelow 132kV_Burton 33_Trent Alloys | Drakelow 132kV_Burton 33__ | 0
Drakelow 132kV_Burton 33_Woodville | Drakelow 132kV_Burton 33__ | 0
Drakelow 132kV_Burton South__ | Drakelow 132kV | 0
Drakelow 132kV_Burton South_Barton Under Needwood | Drakelow 132kV_Burton South__ | 0
Drakelow 132kV_Burton South_Station Street (T1 & T2) | HYB:[Drakelow 132kV_Burton 33__] & [Drakelow 132kV_Burton South__]->Drakelow 132kV_Burton South_Station Street (T1 & T2) | 0
Drakelow 132kV_Burton South_Wellington Street (T1 T2 & T3) | HYB:[Drakelow 132kV_Burton 33__] & [Drakelow 132kV_Burton South__]->Drakelow 132kV_Burton South_Wellington Street (T1 T2 & T3) | 0
Drakelow 132kV_Gresley__ | Drakelow 132kV | 0
Drakelow 132kV_Gresley_Ashby-De-La-Zouch | Drakelow 132kV_Gresley__ | 0
Drakelow 132kV_Gresley_Gresley (T1 T2 & T3) | HYB:[Drakelow 132kV_Gresley__] & [Drakelow 132kV_Burton South__]->Drakelow 132kV_Gresley_Gresley (T1 T2 & T3) | 0
Drakelow 132kV_Gresley_Moira | Drakelow 132kV_Gresley__ | 0
Drakelow 132kV_Gresley_Willesley | Drakelow 132kV_Gresley__ | 0
East Claydon 132kV |  | 0
East Claydon 132kV_Banbury 132 11__ | East Claydon 132kV | 0
East Claydon 132kV_Bletchley__ | East Claydon 132kV | 0
East Claydon 132kV_Bletchley_Bletchley 11 | East Claydon 132kV_Bletchley__ | 0
East Claydon 132kV_Bletchley_Childs Way (T1 & T2 T3) | HYB:[East Claydon 132kV_Bletchley__] & [East Claydon 132kV_Bradwell Abbey__]->East Claydon 132kV_Bletchley_Childs Way (T1 & T2 T3) | 0
East Claydon 132kV_Bletchley_Fen Farm | East Claydon 132kV_Bletchley__ | 0
East Claydon 132kV_Bletchley_Fox Milne (T1 & T2) | HYB:[East Claydon 132kV_Bletchley__] & [East Claydon 132kV_Bradwell Abbey__]->East Claydon 132kV_Bletchley_Fox Milne (T1 & T2) | 0
East Claydon 132kV_Bletchley_Kingston | East Claydon 132kV_Bletchley__ | 0
East Claydon 132kV_Bletchley_Maxwell House Data Centre | East Claydon 132kV_Bletchley__ | 0
East Claydon 132kV_Bletchley_Newton Road | East Claydon 132kV_Bletchley__ | 0
East Claydon 132kV_Bletchley_Secklow Gate | East Claydon 132kV_Bletchley__ | 0
East Claydon 132kV_Bletchley_Victoria Road | East Claydon 132kV_Bletchley__ | 0
East Claydon 132kV_Bletchley_Wavendon Gate | East Claydon 132kV_Bletchley__ | 0
East Claydon 132kV_Brackley__ | East Claydon 132kV | 0
East Claydon 132kV_Brackley_Brackley 11 | East Claydon 132kV_Brackley__ | 0
East Claydon 132kV_Brackley_Brackley Town | East Claydon 132kV_Brackley__ | 0
East Claydon 132kV_Brackley_Silverstone | East Claydon 132kV_Brackley__ | 0
East Claydon 132kV_Brackley_Thenford | East Claydon 132kV_Brackley__ | 0
East Claydon 132kV_Brackley_Towcester (T1 & T2) | HYB:[East Claydon 132kV_Stony Stratford__] & [East Claydon 132kV_Brackley__]->East Claydon 132kV_Brackley_Towcester (T1 & T2) | 0
East Claydon 132kV_Bradwell Abbey__ | East Claydon 132kV | 2.2974
East Claydon 132kV_Bradwell Abbey_CLPK55J__ | East Claydon 132kV_Bradwell Abbey__ | 0
East Claydon 132kV_Bradwell Abbey_Hanslope Park (T1 & T2 OS) | East Claydon 132kV_Bradwell Abbey__ | 4.0635
East Claydon 132kV_Bradwell Abbey_Marlborough Street | East Claydon 132kV_Bradwell Abbey__ | 0
East Claydon 132kV_Bradwell Abbey_Newport Pagnell | East Claydon 132kV_Bradwell Abbey__ | 0
East Claydon 132kV_Bradwell Abbey_Portway | East Claydon 132kV_Bradwell Abbey__ | 0
East Claydon 132kV_Bradwell Abbey_Wolverton | East Claydon 132kV_Bradwell Abbey__ | 0
East Claydon 132kV_Stony Stratford__ | East Claydon 132kV | 0
East Claydon 132kV_Stony Stratford_Buckingham | East Claydon 132kV_Stony Stratford__ | 0
East Claydon 132kV_Stony Stratford_Calvert | East Claydon 132kV_Stony Stratford__ | 0
East Claydon 132kV_Stony Stratford_Eldergate | East Claydon 132kV_Stony Stratford__ | 0
East Claydon 132kV_Stony Stratford_Kiln Farm | East Claydon 132kV_Stony Stratford__ | 0
East Claydon 132kV_Stony Stratford_Shenley Wood | East Claydon 132kV_Stony Stratford__ | 0
East Claydon 132kV_Stony Stratford_Wicken | East Claydon 132kV_Stony Stratford__ | 0
East Claydon 132kV_Stony Stratford_Winslow | East Claydon 132kV_Stony Stratford__ | 0
Enderby 132kV |  | 0.63463
Enderby 132kV_Carlton Park 132 11__ | Enderby 132kV | 0
Enderby 132kV_Coalville__ | Enderby 132kV | 1.3869
Enderby 132kV_Coalville_Bardon Road | Enderby 132kV_Coalville__ | 0
Enderby 132kV_Coalville_Caterpillar | Enderby 132kV_Coalville__ | 0
Enderby 132kV_Coalville_Coalville 11 | Enderby 132kV_Coalville__ | 0
Enderby 132kV_Coalville_Desford | Enderby 132kV_Coalville__ | 0
Enderby 132kV_Coalville_Interlink Park | Enderby 132kV_Coalville__ | 0
Enderby 132kV_Coalville_Mantle Lane | Enderby 132kV_Coalville__ | 0
Enderby 132kV_Coalville_Nailstone | Enderby 132kV_Coalville__ | 0
Enderby 132kV_Coalville_Osbaston | Enderby 132kV_Coalville__ | 0
Enderby 132kV_Coalville_Park Farm Solar Farm generation | Enderby 132kV_Coalville__ | 0
Enderby 132kV_Coalville_Worthington | Enderby 132kV_Coalville__ | 0
Enderby 132kV_Hinckley 132 11__ | Enderby 132kV | 0
Enderby 132kV_Leicester East__ | Enderby 132kV | 0
Enderby 132kV_Leicester East_Hamilton | Enderby 132kV_Leicester East__ | 0
Enderby 132kV_Leicester East_Highfields | Enderby 132kV_Leicester East__ | 0
Enderby 132kV_Leicester East_Leicester East 6.6 | Enderby 132kV_Leicester East__ | 0
Enderby 132kV_Leicester East_Salutation 6.6 | Enderby 132kV_Leicester East__ | 0
Enderby 132kV_Leicester East_Stoneygate 6.6 | Enderby 132kV_Leicester East__ | 0
Enderby 132kV_Leicester East_Thurmaston | Enderby 132kV_Leicester East__ | 0
Enderby 132kV_Leicester East_Thurnby | Enderby 132kV_Leicester East__ | 0
Enderby 132kV_Leicester North__ | Enderby 132kV | 0
Enderby 132kV_Leicester North_Beaumont Leys | Enderby 132kV_Leicester North__ | 0
Enderby 132kV_Leicester North_Birstall | Enderby 132kV_Leicester North__ | 0
Enderby 132kV_Leicester North_Groby Road | Enderby 132kV_Leicester North__ | 0
Enderby 132kV_Leicester North_Leicester North 11 | Enderby 132kV_Leicester North__ | 0
Enderby 132kV_Leicester North_Lero 6.6 | Enderby 132kV_Leicester North__ | 0
Enderby 132kV_Leicester__ | Enderby 132kV | 0
Enderby 132kV_Leicester_Braunstone | Enderby 132kV_Leicester__ | 0
Enderby 132kV_Leicester_Hockley Farm Road | HYB:[Enderby 132kV_Leicester North__] & [Enderby 132kV_Leicester__]->Enderby 132kV_Leicester_Hockley Farm Road | 0
Enderby 132kV_Leicester_Jupiter | Enderby 132kV_Leicester__ | 0
Enderby 132kV_Leicester_Leicester 11 | Enderby 132kV_Leicester__ | 0
Enderby 132kV_Leicester_Mansfield Street | Enderby 132kV_Leicester__ | 0
Enderby 132kV_Leicester_Redcross Street | Enderby 132kV_Leicester__ | 0
Enderby 132kV_Wigston 132 11__ | Enderby 132kV | 0
Enderby 132kV_Wigston 33__ | Enderby 132kV | 0
Enderby 132kV_Wigston 33_Alliance and Leicester | Enderby 132kV_Wigston 33__ | 0
Enderby 132kV_Wigston 33_Whetstone | Enderby 132kV_Wigston 33__ | 0
Enderby 132kV_Wigston 33_Wigston Magna | Enderby 132kV_Wigston 33__ | 0
Grendon 132kV |  | 0
Grendon 132kV_ARA5J__ | Grendon 132kV | 0
Grendon 132kV_Corby North PS__ |  | 0
Grendon 132kV_Corby North PS__ |  | 0
Grendon 132kV_Corby__ | Grendon 132kV | 0
Grendon 132kV_Corby_Corby Central | Grendon 132kV_Corby__ | 0
Grendon 132kV_Corby_Corby No. 2 | Grendon 132kV_Corby__ | 0
Grendon 132kV_Corby_Corby North Dem | Grendon 132kV_Corby__ | 0
Grendon 132kV_Corby_Earlstrees | Grendon 132kV_Corby__ | 0
Grendon 132kV_Corby_Hazelwood | Grendon 132kV_Corby__ | 0
Grendon 132kV_Corby_Oakley | Grendon 132kV_Corby__ | 0
Grendon 132kV_Corby_Oundle | HYB:[Grendon 132kV_Corby__] & [Grendon 132kV_Irthlingborough__]->Grendon 132kV_Corby_Oundle | 0
Grendon 132kV_Corby_Rockingham | Grendon 132kV_Corby__ | 0
Grendon 132kV_Huntingdon11__ | HYB:[_NO NAME_ [HUNT1J-PFZ124/1]] & [_NO NAME_ [HUNT1K-PFZ124/2]]->Grendon 132kV_Huntingdon11__ | 0
Grendon 132kV_Huntingdon33__ | HYB:[_NO NAME_ [HUNT1J-PFZ124/1]] & [_NO NAME_ [HUNT1K-PFZ124/2]]->Grendon 132kV_Huntingdon33__ | 0
Grendon 132kV_Irthlingborough__ | Grendon 132kV | 0
Grendon 132kV_Irthlingborough_Irthlingborough 11 | Grendon 132kV_Irthlingborough__ | 0
Grendon 132kV_Irthlingborough_Pytchley Road (T1 & T2) | HYB:[Grendon 132kV_Kettering__] & [Grendon 132kV_Irthlingborough__]->Grendon 132kV_Irthlingborough_Pytchley Road (T1 & T2) | 0
Grendon 132kV_Irthlingborough_Raunds | Grendon 132kV_Irthlingborough__ | 0
Grendon 132kV_Irthlingborough_Rushden | Grendon 132kV_Irthlingborough__ | 0
Grendon 132kV_Irthlingborough_Thrapston | Grendon 132kV_Irthlingborough__ | 0
Grendon 132kV_Kettering__ | Grendon 132kV | 0
Grendon 132kV_Kettering_Burton Latimer (T1 & T2) | HYB:[Grendon 132kV_Kettering__] & [Grendon 132kV_Irthlingborough__]->Grendon 132kV_Kettering_Burton Latimer (T1 & T2) | 0
Grendon 132kV_Kettering_Desborough | Grendon 132kV_Kettering__ | 0
Grendon 132kV_Kettering_Field Street | Grendon 132kV_Kettering__ | 0
Grendon 132kV_Kettering_Kettering North | Grendon 132kV_Kettering__ | 0
Grendon 132kV_Kibworth__ | Grendon 132kV | 0
Grendon 132kV_Kibworth_Bruntingthorpe | Grendon 132kV_Kibworth__ | 0
Grendon 132kV_Kibworth_Farndon Road (T1 & T2) | Grendon 132kV_Kibworth__ | 0
Grendon 132kV_Kibworth_Kibworth 11 | Grendon 132kV_Kibworth__ | 0
Grendon 132kV_Kibworth_Market Harborough | Grendon 132kV_Kibworth__ | 0
Grendon 132kV_Melton Mowbray__ | Grendon 132kV | 0
Grendon 132kV_Melton Mowbray_Holwell | Grendon 132kV_Melton Mowbray__ | 0
Grendon 132kV_Melton Mowbray_Melton Mowbray 11 | Grendon 132kV_Melton Mowbray__ | 0
Grendon 132kV_Melton Mowbray_Old Dalby (T1) | Grendon 132kV_Melton Mowbray__ | 0
Grendon 132kV_Melton Mowbray_Regent Street | Grendon 132kV_Melton Mowbray__ | 0
Grendon 132kV_Northampton East__ | Grendon 132kV | 0
Grendon 132kV_Northampton East_Boothville | Grendon 132kV_Northampton East__ | 0
Grendon 132kV_Northampton East_Denton | Grendon 132kV_Northampton East__ | 0
Grendon 132kV_Northampton East_Earls Barton | Grendon 132kV_Northampton East__ | 0
Grendon 132kV_Northampton East_Northampton East 11 | Grendon 132kV_Northampton East__ | 0
Grendon 132kV_Northampton East_Olney | Grendon 132kV_Northampton East__ | 0
Grendon 132kV_Northampton East_Wellingborough Road | Grendon 132kV_Northampton East__ | 0
Grendon 132kV_Northampton West__ | Grendon 132kV | 0
Grendon 132kV_Northampton West_Banbury Lane (T1 & T2) | HYB:[Grendon 132kV_Northampton West__] & [Grendon 132kV_Northampton__]->Grendon 132kV_Northampton West_Banbury Lane (T1 & T2) | 0
Grendon 132kV_Northampton West_Bugbrooke | Grendon 132kV_Northampton West__ | 0
Grendon 132kV_Northampton West_Chapel Brampton (T1 & T2) | HYB:[Grendon 132kV_Northampton West__] & [Grendon 132kV_Kettering__]->Grendon 132kV_Northampton West_Chapel Brampton (T1 & T2) | 0
Grendon 132kV_Northampton West_Ellesmere Avenue | Grendon 132kV_Northampton West__ | 0
Grendon 132kV_Northampton West_Kingsthorpe | Grendon 132kV_Northampton West__ | 0
Grendon 132kV_Northampton West_Northampton West 11 | Grendon 132kV_Northampton West__ | 0
Grendon 132kV_Northampton__ | Grendon 132kV | 0
Grendon 132kV_Northampton_Abington (T1 & T2) | HYB:[Grendon 132kV_Northampton West__] & [Grendon 132kV_Northampton__]->Grendon 132kV_Northampton_Abington (T1 & T2) | 0
Grendon 132kV_Northampton_Brackmills (T1 & T2) | HYB:[Grendon 132kV_Northampton__] & [Grendon 132kV_Northampton East__]->Grendon 132kV_Northampton_Brackmills (T1 & T2) | 0
Grendon 132kV_Northampton_Campbell Street | Grendon 132kV_Northampton__ | 0
Grendon 132kV_Northampton_Northampton 11 | Grendon 132kV_Northampton__ | 0
Grendon 132kV_Northampton_Pineham (T1 & T2) | HYB:[Grendon 132kV_Northampton West__] & [Grendon 132kV_Northampton__]->Grendon 132kV_Northampton_Pineham (T1 & T2) | 0
Grendon 132kV_Northampton_Roade | Grendon 132kV_Northampton__ | 0
Grendon 132kV_Northampton_Wootton | Grendon 132kV_Northampton__ | 0
Grendon 132kV_Oakham__ | Grendon 132kV | 0
Grendon 132kV_Oakham_Empingham | Grendon 132kV_Oakham__ | 0
Grendon 132kV_Oakham_Exton | Grendon 132kV_Oakham__ | 0
Grendon 132kV_Oakham_Market Overton (T1) | Grendon 132kV_Oakham__ | 0
Grendon 132kV_Oakham_Oakham 11 | Grendon 132kV_Oakham__ | 0
Grendon 132kV_Oakham_Uppingham | Grendon 132kV_Oakham__ | 0
Grendon 132kV_RAE3J__ | Grendon 132kV | 0
Grendon 132kV_Wellingborough 132 11__ | Grendon 132kV | 0
Grendon 132kV_Wellingborough__ | Grendon 132kV | 0
Grendon 132kV_Wellingborough_Cannon Street | Grendon 132kV_Wellingborough__ | 0
Grendon 132kV_Wellingborough_Harrold | Grendon 132kV_Wellingborough__ | 0
Grendon 132kV_Wellingborough_Little Irchester | Grendon 132kV_Wellingborough__ | 0
Grendon 132kV_Wellingborough_Park Farm | Grendon 132kV_Wellingborough__ | 0
Grendon 132kV_Wellingborough_Sharnbrook | Grendon 132kV_Wellingborough__ | 0
HYB:[_NO NAME_ [HUNT1J-PFZ124/1]] & [_NO NAME_ [HUNT1K-PFZ124/2]]->Grendon 132kV_Huntingdon11__ |  | 0
HYB:[_NO NAME_ [HUNT1J-PFZ124/1]] & [_NO NAME_ [HUNT1K-PFZ124/2]]->Grendon 132kV_Huntingdon33__ |  | 0
HYB:[Berkswell 132kV_Coventry South__] & [Coventry 132kV_Whitley__]->Coventry 132kV_Whitley_Dillotford Avenue (T1 & T2) | HYB:[Berkswell 132kV] & [Coventry 132kV]->HYB:[Berkswell 132kV_Coventry South__] & [Coventry 132kV_Whitley__]->Coventry 132kV_Whitley_Dillotford Avenue (T1 & T2) | 0
HYB:[Berkswell 132kV_Warwick 33__] & [Berkswell 132kV_Coventry West__]->Berkswell 132kV_Warwick 33_Kenilworth (T1 & T2) | Berkswell 132kV | 0.48941
HYB:[Bicker Fen 132kV_Skegness__] & [Bicker Fen 132kV_Sleaford__]->Bicker Fen 132kV_Skegness_Horncastle (T1 & T2) | Bicker Fen 132kV | 0
HYB:[Bicker Fen 132kV_Skegness__] & [Walpole 132kV_Boston__]->Walpole 132kV_Boston_Wrangle (T1 & T2) | HYB:[Bicker Fen 132kV] & [Walpole 132kV]->HYB:[Bicker Fen 132kV_Skegness__] & [Walpole 132kV_Boston__]->Walpole 132kV_Boston_Wrangle (T1 & T2) | 0
HYB:[Bicker Fen 132kV_Sleaford__] & [Bicker Fen 132kV_Grantham__]->Bicker Fen 132kV_Grantham_Billingborough | Bicker Fen 132kV | 0
HYB:[Bicker Fen 132kV_Sleaford__] & [Bicker Fen 132kV_Grantham__]->Bicker Fen 132kV_Sleaford_Leadenham (T1 & T2) | Bicker Fen 132kV | 0
HYB:[Chesterfield 132kV_Annesley (1 & 2)__] & [Chesterfield 132kV_Annesley (3 & 4)__]->Chesterfield 132kV_Annesley (1 & 2)_Blidworth | Chesterfield 132kV | 0
HYB:[Chesterfield 132kV_Annesley (1 & 2)__] & [Chesterfield 132kV_Annesley (3 & 4)__]->Chesterfield 132kV_Annesley (1 & 2)_Calverton | Chesterfield 132kV | 0
HYB:[Chesterfield 132kV_Annesley (1 & 2)__] & [Chesterfield 132kV_Annesley (3 & 4)__]->Chesterfield 132kV_Annesley (1 & 2)_Hucknall | Chesterfield 132kV | 0
HYB:[Chesterfield 132kV_Annesley (1 & 2)__] & [Chesterfield 132kV_Annesley (3 & 4)__]->Chesterfield 132kV_Annesley (1 & 2)_Sherwood Park | Chesterfield 132kV | 0
HYB:[Chesterfield 132kV_Annesley (1 & 2)__] & [Chesterfield 132kV_Annesley (3 & 4)__]->Chesterfield 132kV_Annesley (3 & 4)_Annesley (Kirkby) | Chesterfield 132kV | 0
HYB:[Chesterfield 132kV_Annesley (1 & 2)__] & [Chesterfield 132kV_Annesley (3 & 4)__]->Chesterfield 132kV_Annesley (3 & 4)_Huthwaite | Chesterfield 132kV | 0
HYB:[Chesterfield 132kV_Mansfield__] & [Chesterfield 132kV_Annesley (1 & 2)__] & [Chesterfield 132kV_Annesley (3 & 4)__]->Chesterfield 132kV_Annesley (3 & 4)_Sutton Junction (T1 T2 & T3) | Chesterfield 132kV | 0
HYB:[Chesterfield 132kV_Whitwell__] & [Chesterfield 132kV_Staveley__]->Chesterfield 132kV_Whitwell_Halfway (TA & TB) | Chesterfield 132kV | 0
HYB:[Chesterfield 132kV_Whitwell__] & [Chesterfield 132kV_Staveley__]->Chesterfield 132kV_Whitwell_Westhorpe (TA & TB) | Chesterfield 132kV | 0
HYB:[Coventry 132kV_Coventry North__] & [Coventry 132kV_Nuneaton__]->Coventry 132kV_Coventry North_Newdigate | Coventry 132kV | 0
HYB:[Coventry 132kV_Daventry__] & [Coventry 132kV_Pailton__]->Coventry 132kV_Daventry_Crick (T1 & T2 T3) | Coventry 132kV | 0.1001
HYB:[Coventry 132kV_Hinckley 33__] & [Coventry 132kV_Pailton__]->Coventry 132kV_Pailton_Sapcote (T1 & T2) | Coventry 132kV | 0.14837
HYB:[Drakelow 132kV_Burton 33__] & [Drakelow 132kV_Burton South__]->Drakelow 132kV_Burton South_Station Street (T1 & T2) | Drakelow 132kV | 0
HYB:[Drakelow 132kV_Burton 33__] & [Drakelow 132kV_Burton South__]->Drakelow 132kV_Burton South_Wellington Street (T1 T2 & T3) | Drakelow 132kV | 0
HYB:[Drakelow 132kV_Gresley__] & [Drakelow 132kV_Burton South__]->Drakelow 132kV_Gresley_Gresley (T1 T2 & T3) | Drakelow 132kV | 0
HYB:[East Claydon 132kV_Bletchley__] & [East Claydon 132kV_Bradwell Abbey__]->East Claydon 132kV_Bletchley_Childs Way (T1 & T2 T3) | East Claydon 132kV | 0.60046
HYB:[East Claydon 132kV_Bletchley__] & [East Claydon 132kV_Bradwell Abbey__]->East Claydon 132kV_Bletchley_Fox Milne (T1 & T2) | East Claydon 132kV | 0.8672
HYB:[East Claydon 132kV_Stony Stratford__] & [East Claydon 132kV_Bletchley__]->_NO NAME_ [Busbar4] | East Claydon 132kV | 0
HYB:[East Claydon 132kV_Stony Stratford__] & [East Claydon 132kV_Brackley__]->East Claydon 132kV_Brackley_Towcester (T1 & T2) | East Claydon 132kV | 0
HYB:[Enderby 132kV_Leicester North__] & [Enderby 132kV_Leicester__]->Enderby 132kV_Leicester_Hockley Farm Road | Enderby 132kV | 0
HYB:[Grendon 132kV_Corby__] & [Grendon 132kV_Irthlingborough__]->Grendon 132kV_Corby_Oundle | Grendon 132kV | 0
HYB:[Grendon 132kV_Kettering__] & [Grendon 132kV_Irthlingborough__]->Grendon 132kV_Irthlingborough_Pytchley Road (T1 & T2) | Grendon 132kV | 0
HYB:[Grendon 132kV_Kettering__] & [Grendon 132kV_Irthlingborough__]->Grendon 132kV_Kettering_Burton Latimer (T1 & T2) | Grendon 132kV | 0
HYB:[Grendon 132kV_Northampton West__] & [Grendon 132kV_Kettering__]->Grendon 132kV_Northampton West_Chapel Brampton (T1 & T2) | Grendon 132kV | 0
HYB:[Grendon 132kV_Northampton West__] & [Grendon 132kV_Northampton__]->Grendon 132kV_Northampton West_Banbury Lane (T1 & T2) | Grendon 132kV | 0
HYB:[Grendon 132kV_Northampton West__] & [Grendon 132kV_Northampton__]->Grendon 132kV_Northampton_Abington (T1 & T2) | Grendon 132kV | 0
HYB:[Grendon 132kV_Northampton West__] & [Grendon 132kV_Northampton__]->Grendon 132kV_Northampton_Pineham (T1 & T2) | Grendon 132kV | 0
HYB:[Grendon 132kV_Northampton__] & [Grendon 132kV_Northampton East__]->Grendon 132kV_Northampton_Brackmills (T1 & T2) | Grendon 132kV | 0
HYB:[Kitwell 132kV] & [Lea Marston 132kV]->Kitwell 132kV_Shirley 132 11 (GT2 GT3 & GT1)__ |  | 0
HYB:[Nechells 132kV] & [Lea Marston 132kV]->Nechells 132kV_Boughton Road 132 11 (GT1 & GT2)__ |  | 0
HYB:[Nechells 132kV] & [Lea Marston 132kV]->Nechells 132kV_Castle Bromwich 132 11 (GT1 & GT2)__ |  | 0
HYB:[Ratcliffe 132kV] & [_NO NAME_ [NOTM1A-TOTO1P-RATS1 M1-TOTO1J-...]]->Ratcliffe 132kV_Nottingham__ |  | 0
HYB:[Ratcliffe 132kV] & [_NO NAME_ [NOTM1A-TOTO1P-RATS1 M1-TOTO1J-...]]->Ratcliffe 132kV_Ratcliffe PS Dem__ |  | 0
HYB:[Ratcliffe 132kV] & [_NO NAME_ [NOTM1A-TOTO1P-RATS1 M1-TOTO1J-...]]->Ratcliffe 132kV_Toton__ |  | 0
HYB:[Stalybridge 132kV_Buxton (Part)__] & [Chesterfield 132kV_Goitside__]->Chesterfield 132kV_Goitside_Eyam (TA&TB) | HYB:[] & [Chesterfield 132kV]->HYB:[Stalybridge 132kV_Buxton (Part)__] & [Chesterfield 132kV_Goitside__]->Chesterfield 132kV_Goitside_Eyam (TA&TB) | 0
HYB:[Staythorpe 132kV] & [Walpole 132kV]->Staythorpe 132kV_Network Rail Bytham (GT1 & GT2)__ |  | 0
HYB:[Staythorpe 132kV_Checkerhouse__] & [Staythorpe 132kV_Hawton__]->Staythorpe 132kV_Hawton_Carlton-on-Trent (T1 & T2) | Staythorpe 132kV | 0
HYB:[Stoke Bardolph 132kV_Nottingham East__] & [Ratcliffe 132kV_Nottingham__]->Stoke Bardolph 132kV_Nottingham East_St Anns (T2 & T3 & T4) | HYB:[Stoke Bardolph 132kV] & [HYB:[Ratcliffe 132kV] & [_NO NAME_ [NOTM1A-TOTO1P-RATS1 M1-TOTO1J-...]]->Ratcliffe 132kV_Nottingham__]->HYB:[Stoke Bardolph 132kV_Nottingham East__] & [Ratcliffe 132kV_Nottingham__]->Stoke Bardolph 132kV_Nottingham East_St Anns (T2 & T3 & T4) | 0
HYB:[Stoke Bardolph 132kV_Nottingham East__] & [Stoke Bardolph 132kV_Nottingham North 33__]->Stoke Bardolph 132kV_Nottingham East_Arnold (T1 & T2) | Stoke Bardolph 132kV | 0
HYB:[Stoke Bardolph 132kV_Nottingham North 33__] & [Ratcliffe 132kV_Nottingham__]->Stoke Bardolph 132kV_Nottingham North 33_Bilborough (T1 & T2) | HYB:[Stoke Bardolph 132kV] & [HYB:[Ratcliffe 132kV] & [_NO NAME_ [NOTM1A-TOTO1P-RATS1 M1-TOTO1J-...]]->Ratcliffe 132kV_Nottingham__]->HYB:[Stoke Bardolph 132kV_Nottingham North 33__] & [Ratcliffe 132kV_Nottingham__]->Stoke Bardolph 132kV_Nottingham North 33_Bilborough (T1 & T2) | 0
HYB:[Walpole 132kV_Bourne__] & [Walpole 132kV_Stamford__]->Walpole 132kV_Stamford_Market Deeping (T1 & T2) | Walpole 132kV | 0
HYB:[Walpole 132kV_Bourne__] & [Walpole 132kV_Stamford__]->Walpole 132kV_Stamford_West Deeping (T1 & T2) | Walpole 132kV | 0
HYB:[Willington 132kV_Spondon__] & [Willington 132kV_Derby South__]->Willington 132kV_Spondon_Melbourne (T1 & T2) | Willington 132kV | 0
HYB:[Willington 132kV_Spondon__] & [Willington 132kV_Heanor__]->Willington 132kV_Heanor_Morley (T1 & T2) | Willington 132kV | 0
Lea Marston 132kV_Chelmsley Wood 132 11__ | Lea Marston 132kV | 0
Lea Marston 132kV_Copt Heath 132 11__ | Lea Marston 132kV | 0
Lea Marston 132kV_Elmdon 132 11__ | Lea Marston 132kV | 0
Lea Marston 132kV_Hams Hall South 132 11__ | Lea Marston 132kV | 0
Lea Marston 132kV_Kitts Green 132 11 (GT1 GT2 GT3)__ | Lea Marston 132kV | 0
Lea Marston 132kV_Kitts Green 132 11 (GT1 GT2 GT3)__ | Lea Marston 132kV | 0
Lea Marston 132kV_Kitts Green 132 11 (GT1 GT2 GT3)__ | Lea Marston 132kV | 0
Lea Marston 132kV_Network Rail Tamworth__ | Lea Marston 132kV | 0
Lea Marston 132kV_Solihull 132 11__ | Lea Marston 132kV | 0
Lea Marston 132kV_Sutton Coldfield 132 11__ | Lea Marston 132kV | 0
Lea Marston 132kV_Tamworth and Tamworth Town__ | Lea Marston 132kV | 0.81016
Lea Marston 132kV_Tamworth and Tamworth Town_Apollo | Lea Marston 132kV_Tamworth and Tamworth Town__ | 0
Lea Marston 132kV_Tamworth and Tamworth Town_Atherstone | Lea Marston 132kV_Tamworth and Tamworth Town__ | 0
Lea Marston 132kV_Tamworth and Tamworth Town_Birch Coppice | Lea Marston 132kV_Tamworth and Tamworth Town__ | 0
Lea Marston 132kV_Tamworth and Tamworth Town_Polesworth | Lea Marston 132kV_Tamworth and Tamworth Town__ | 0
Lea Marston 132kV_Tamworth and Tamworth Town_Tamworth 11 | Lea Marston 132kV_Tamworth and Tamworth Town__ | 0
Lea Marston 132kV_Tamworth and Tamworth Town_Wood End | Lea Marston 132kV_Tamworth and Tamworth Town__ | 0
Lea Marston 132kV_Tamworth Town 132 11__ | Lea Marston 132kV | 0
Ratcliffe 132kV |  | 0
Ratcliffe 132kV_Loughborough 132 11__ | Ratcliffe 132kV | 0
Ratcliffe 132kV_Loughborough 33__ | Ratcliffe 132kV | 0
Ratcliffe 132kV_Loughborough 33_Astrazeneca | Ratcliffe 132kV_Loughborough 33__ | 0
Ratcliffe 132kV_Loughborough 33_Brush | Ratcliffe 132kV_Loughborough 33__ | 0
Ratcliffe 132kV_Loughborough 33_Quorn | Ratcliffe 132kV_Loughborough 33__ | 0
Ratcliffe 132kV_Loughborough 33_Shepshed | Ratcliffe 132kV_Loughborough 33__ | 0
Ratcliffe 132kV_Loughborough 33_Wymeswold Solar Park | Ratcliffe 132kV_Loughborough 33__ | 0
Ratcliffe 132kV_Nottingham__ | HYB:[Ratcliffe 132kV] & [_NO NAME_ [NOTM1A-TOTO1P-RATS1 M1-TOTO1J-...]]->Ratcliffe 132kV_Nottingham__ | 0
Ratcliffe 132kV_Nottingham_Beeston | Ratcliffe 132kV_Nottingham__ | 0
Ratcliffe 132kV_Nottingham_Boots (T1) (Load) | Ratcliffe 132kV_Nottingham__ | 0
Ratcliffe 132kV_Nottingham_Castle Road | Ratcliffe 132kV_Nottingham__ | 0
Ratcliffe 132kV_Nottingham_Clifton | Ratcliffe 132kV_Nottingham__ | 0
Ratcliffe 132kV_Nottingham_Cotgrave | Ratcliffe 132kV_Nottingham__ | 0
Ratcliffe 132kV_Nottingham_Generation (Boots (T2)) | Ratcliffe 132kV_Nottingham__ | 0
Ratcliffe 132kV_Nottingham_Lenton | Ratcliffe 132kV_Nottingham__ | 0
Ratcliffe 132kV_Nottingham_North Wilford | Ratcliffe 132kV_Nottingham__ | 0
Ratcliffe 132kV_Nottingham_Sneinton | Ratcliffe 132kV_Nottingham__ | 0
Ratcliffe 132kV_Nottingham_Talbot Street | Ratcliffe 132kV_Nottingham__ | 0
Ratcliffe 132kV_Nottingham_West Bridgford | Ratcliffe 132kV_Nottingham__ | 0
Ratcliffe 132kV_Nottingham_Wollaton Road | Ratcliffe 132kV_Nottingham__ | 0
Ratcliffe 132kV_Ratcliffe PS Dem__ | HYB:[Ratcliffe 132kV] & [_NO NAME_ [NOTM1A-TOTO1P-RATS1 M1-TOTO1J-...]]->Ratcliffe 132kV_Ratcliffe PS Dem__ | 0
Ratcliffe 132kV_Toton__ | HYB:[Ratcliffe 132kV] & [_NO NAME_ [NOTM1A-TOTO1P-RATS1 M1-TOTO1J-...]]->Ratcliffe 132kV_Toton__ | 0
Ratcliffe 132kV_Toton_Chilwell | Ratcliffe 132kV_Toton__ | 0
Ratcliffe 132kV_Toton_Long Eaton (T1, T2) | Ratcliffe 132kV_Toton__ | 0
Ratcliffe 132kV_Toton_Toton 11 | Ratcliffe 132kV_Toton__ | 0
Ratcliffe 132kV_Willoughby__ | Ratcliffe 132kV | 0
Ratcliffe 132kV_Willoughby_Bingham (T1) | Ratcliffe 132kV_Willoughby__ | 0
Ratcliffe 132kV_Willoughby_British Gypsum | Ratcliffe 132kV_Willoughby__ | 0
Ratcliffe 132kV_Willoughby_East Leake | Ratcliffe 132kV_Willoughby__ | 0
Ratcliffe 132kV_Willoughby_Keyworth | Ratcliffe 132kV_Willoughby__ | 0
Ratcliffe 132kV_Willoughby_Mountsorrel | Ratcliffe 132kV_Willoughby__ | 0
Ratcliffe 132kV_Willoughby_Old Dalby (T2) | Ratcliffe 132kV_Willoughby__ | 0
Ratcliffe 132kV_Willoughby_South Croxton | Ratcliffe 132kV_Willoughby__ | 0
Ratcliffe 132kV_Willoughby_Syston | Ratcliffe 132kV_Willoughby__ | 0
Ratcliffe 132kV_Willoughby_Wide Lane Solar Farm generation | Ratcliffe 132kV_Willoughby__ | 0
Ratcliffe 132kV_Willoughby_Willoughby 11 | Ratcliffe 132kV_Willoughby__ | 0
Stalybridge 132kV_Buxton (Part)__ |  | 0
Stalybridge 132kV_Buxton (Part)_Flagg | Stalybridge 132kV_Buxton (Part)__ | 0
Stalybridge 132kV_Buxton (Part)_Hindlow | Stalybridge 132kV_Buxton (Part)__ | 0
Staythorpe 132kV |  | 0
Staythorpe 132kV_Asfordby 132 11__ | Staythorpe 132kV | 0
Staythorpe 132kV_Checkerhouse__ | Staythorpe 132kV | 0
Staythorpe 132kV_Checkerhouse_Bevercotes | Staythorpe 132kV_Checkerhouse__ | 0
Staythorpe 132kV_Checkerhouse_Checkerhouse 11 | Staythorpe 132kV_Checkerhouse__ | 0
Staythorpe 132kV_Checkerhouse_Hallcroft Road | Staythorpe 132kV_Checkerhouse__ | 0
Staythorpe 132kV_Checkerhouse_Misson | Staythorpe 132kV_Checkerhouse__ | 0
Staythorpe 132kV_Checkerhouse_Misterton | Staythorpe 132kV_Checkerhouse__ | 0
Staythorpe 132kV_Checkerhouse_North Wheatley | Staythorpe 132kV_Checkerhouse__ | 0
Staythorpe 132kV_Checkerhouse_Ordsall Road | Staythorpe 132kV_Checkerhouse__ | 0
Staythorpe 132kV_Checkerhouse_Tuxford | Staythorpe 132kV_Checkerhouse__ | 0
Staythorpe 132kV_Checkerhouse_Woodbeck | Staythorpe 132kV_Checkerhouse__ | 0
Staythorpe 132kV_Grantham North 132 11__ | Staythorpe 132kV | 0
Staythorpe 132kV_Grantham South 132 11__ | Staythorpe 132kV | 0
Staythorpe 132kV_Hawton__ | Staythorpe 132kV | 0.0083579
Staythorpe 132kV_Hawton_Bingham (T2) | Staythorpe 132kV_Hawton__ | 0
Staythorpe 132kV_Hawton_Bottesford | Staythorpe 132kV_Hawton__ | 0
Staythorpe 132kV_Hawton_Carlton-on-Trent (T1 & T2) | HYB:[Staythorpe 132kV_Checkerhouse__] & [Staythorpe 132kV_Hawton__]->Staythorpe 132kV_Hawton_Carlton-on-Trent (T1 & T2) | 0
Staythorpe 132kV_Hawton_Caythorpe | Staythorpe 132kV_Hawton__ | 0
Staythorpe 132kV_Hawton_Fernwood | Staythorpe 132kV_Hawton__ | 0
Staythorpe 132kV_Hawton_Hawton 11 | Staythorpe 132kV_Hawton__ | 0
Staythorpe 132kV_Hawton_Newark Junction | Staythorpe 132kV_Hawton__ | 0
Staythorpe 132kV_Hawton_Sibthorpe | Staythorpe 132kV_Hawton__ | 0
Staythorpe 132kV_Hawton_Southwell | Staythorpe 132kV_Hawton__ | 0
Staythorpe 132kV_Hawton_Swinderby | Staythorpe 132kV_Hawton__ | 0
Staythorpe 132kV_Hawton_Westborough | Staythorpe 132kV_Hawton__ | 0
Staythorpe 132kV_Network Rail Bytham (GT1 & GT2)__ | HYB:[Staythorpe 132kV] & [Walpole 132kV]->Staythorpe 132kV_Network Rail Bytham (GT1 & GT2)__ | 0
Staythorpe 132kV_Network Rail Retford (GT1 & GT2)__ | West Burton 132kV____ | 0
Staythorpe 132kV_Worksop__ | West Burton 132kV____ | 0
Staythorpe 132kV_Worksop_Kilton Road | Staythorpe 132kV_Worksop__ | 0
Staythorpe 132kV_Worksop_Manton | Staythorpe 132kV_Worksop__ | 0
Staythorpe 132kV_Worksop_Worksop West | Staythorpe 132kV_Worksop__ | 0
Stoke Bardolph 132kV |  | 0
Stoke Bardolph 132kV_Nottingham East__ | Stoke Bardolph 132kV | 0
Stoke Bardolph 132kV_Nottingham East_Arnold (T1 & T2) | HYB:[Stoke Bardolph 132kV_Nottingham East__] & [Stoke Bardolph 132kV_Nottingham North 33__]->Stoke Bardolph 132kV_Nottingham East_Arnold (T1 & T2) | 0
Stoke Bardolph 132kV_Nottingham East_Colwick | Stoke Bardolph 132kV_Nottingham East__ | 0
Stoke Bardolph 132kV_Nottingham East_Gedling | Stoke Bardolph 132kV_Nottingham East__ | 0
Stoke Bardolph 132kV_Nottingham East_Mapperley | Stoke Bardolph 132kV_Nottingham East__ | 0
Stoke Bardolph 132kV_Nottingham East_St Anns (T2 & T3 & T4) | HYB:[Stoke Bardolph 132kV_Nottingham East__] & [Ratcliffe 132kV_Nottingham__]->Stoke Bardolph 132kV_Nottingham East_St Anns (T2 & T3 & T4) | 0
Stoke Bardolph 132kV_Nottingham North 132 11__ | Ratcliffe 132kV | 0
Stoke Bardolph 132kV_Nottingham North 33__ | Stoke Bardolph 132kV | 0
Stoke Bardolph 132kV_Nottingham North 33_Bilborough (T1 & T2) | HYB:[Stoke Bardolph 132kV_Nottingham North 33__] & [Ratcliffe 132kV_Nottingham__]->Stoke Bardolph 132kV_Nottingham North 33_Bilborough (T1 & T2) | 0
Stoke Bardolph 132kV_Nottingham North 33_Bulwell | Stoke Bardolph 132kV_Nottingham North 33__ | 0
Stoke Bardolph 132kV_Nottingham North 33_Cinderhill | Stoke Bardolph 132kV_Nottingham North 33__ | 0
Stoke Bardolph 132kV_Nottingham North 33_Marlborough Road | Stoke Bardolph 132kV_Nottingham North 33__ | 0
Walpole 132kV |  | 0
Walpole 132kV_Boston__ | Walpole 132kV | 0
Walpole 132kV_Boston_Donington | Walpole 132kV_Boston__ | 0
Walpole 132kV_Boston_Kirton | Walpole 132kV_Boston__ | 0
Walpole 132kV_Boston_Langrick | Walpole 132kV_Boston__ | 0
Walpole 132kV_Boston_Marsh Lane | Walpole 132kV_Boston__ | 0
Walpole 132kV_Boston_Mount Bridge | Walpole 132kV_Boston__ | 0
Walpole 132kV_Boston_Sleaford Road | Walpole 132kV_Boston__ | 0
Walpole 132kV_Boston_Stickney | Walpole 132kV_Boston__ | 0
Walpole 132kV_Boston_Wrangle (T1 & T2) | HYB:[Bicker Fen 132kV_Skegness__] & [Walpole 132kV_Boston__]->Walpole 132kV_Boston_Wrangle (T1 & T2) | 0
Walpole 132kV_Bourne__ | Walpole 132kV | 0
Walpole 132kV_Bourne_Bourne 11 | Walpole 132kV_Bourne__ | 0
Walpole 132kV_Bourne_Dowsby Fen | Walpole 132kV_Bourne__ | 0
Walpole 132kV_Bourne_Tunnel Bank | Walpole 132kV_Bourne__ | 1.9533
Walpole 132kV_HEMP3J__ | Walpole 132kV | 0
Walpole 132kV_KINL3J__ | Walpole 132kV | 2.4131
Walpole 132kV_KLBR8J__ | Walpole 132kV | 0
Walpole 132kV_Network Rail Bretton__ | Walpole 132kV | 0
Walpole 132kV_PEEA5J__ | Walpole 132kV | 0
Walpole 132kV_PEEA5K__ | Walpole 132kV | 0
Walpole 132kV_PETC3J__ | Walpole 132kV | 2.2942
Walpole 132kV_PETC5J__ | Walpole 132kV | 0
Walpole 132kV_PETN5J__ | Walpole 132kV | 0
Walpole 132kV_PETN5K__ | Walpole 132kV | 0
Walpole 132kV_PETR8J__ | Walpole 132kV | 0
Walpole 132kV_Spalding & South Holland__ | Walpole 132kV | 0
Walpole 132kV_Spalding & South Holland_Crowland | Walpole 132kV_Spalding & South Holland__ | 0
Walpole 132kV_Spalding & South Holland_Holbeach (T1 & T2) | Walpole 132kV_Spalding & South Holland__ | 0
Walpole 132kV_Spalding & South Holland_Long Sutton | Walpole 132kV_Spalding & South Holland__ | 0
Walpole 132kV_Spalding & South Holland_Park Road Spalding | Walpole 132kV_Spalding & South Holland__ | 0
Walpole 132kV_Spalding & South Holland_Spalding 11 | Walpole 132kV_Spalding & South Holland__ | 0
Walpole 132kV_Spalding & South Holland_Wardentree Park | Walpole 132kV_Spalding & South Holland__ | 0
Walpole 132kV_Spalding & South Holland_Whaplode Drove | Walpole 132kV_Spalding & South Holland__ | 0
Walpole 132kV_Stamford__ | Walpole 132kV | 0
Walpole 132kV_Stamford_Ketton Cement | Walpole 132kV_Stamford__ | 0
Walpole 132kV_Stamford_Market Deeping (T1 & T2) | HYB:[Walpole 132kV_Bourne__] & [Walpole 132kV_Stamford__]->Walpole 132kV_Stamford_Market Deeping (T1 & T2) | 0
Walpole 132kV_Stamford_Stamford (T3 T4) | Walpole 132kV_Stamford__ | 0
Walpole 132kV_Stamford_Tinwell Road | Walpole 132kV_Stamford__ | 0
Walpole 132kV_Stamford_West Deeping (T1 & T2) | HYB:[Walpole 132kV_Bourne__] & [Walpole 132kV_Stamford__]->Walpole 132kV_Stamford_West Deeping (T1 & T2) | 0
Walpole 132kV_Stamford_Wittering | Walpole 132kV_Stamford__ | 0
Walpole 132kV_SWAF3J__ | Walpole 132kV | 0
West Burton 132kV____ |  | 0
West Burton 132kV_Lincoln 132 11 (GT5)__ | West Burton 132kV____ | 0
West Burton 132kV_Lincoln 132 11__ | West Burton 132kV____ | 0
West Burton 132kV_Lincoln 33__ | West Burton 132kV____ | 0
West Burton 132kV_Lincoln 33_Anderson Lane | West Burton 132kV_Lincoln 33__ | 0
West Burton 132kV_Lincoln 33_Beevor Street | West Burton 132kV_Lincoln 33__ | 0
West Burton 132kV_Lincoln 33_Doddington Park | West Burton 132kV_Lincoln 33__ | 0
West Burton 132kV_Lincoln 33_Fiskerton | West Burton 132kV_Lincoln 33__ | 0
West Burton 132kV_Lincoln 33_Metheringham (T1 & T2 OS) | West Burton 132kV_Lincoln 33__ | 0
West Burton 132kV_Lincoln 33_North Hykeham | West Burton 132kV_Lincoln 33__ | 0
West Burton 132kV_Lincoln 33_Rookery Lane | West Burton 132kV_Lincoln 33__ | 0
West Burton 132kV_Lincoln 33_Ruston and Hornsby | West Burton 132kV_Lincoln 33__ | 0
West Burton 132kV_Lincoln 33_South Carlton | West Burton 132kV_Lincoln 33__ | 0
West Burton 132kV_Lincoln 33_Waddington | West Burton 132kV_Lincoln 33__ | 0
West Burton 132kV_Lincoln 33_Wragby | West Burton 132kV_Lincoln 33__ | 0
West Burton 132kV_WBUR5J__ | West Burton 132kV____ | 0
Willington 132kV |  | 3.363
Willington 132kV_Burnaston 132 11 (Toyota)__ | Willington 132kV | 0
Willington 132kV_Derby 132 11 (Board 1 & 2)__ | Willington 132kV | 0
Willington 132kV_Derby 33__ | Willington 132kV | 0
Willington 132kV_Derby 33_Chaddesden | Willington 132kV_Derby 33__ | 0
Willington 132kV_Derby 33_Darley Abbey | Willington 132kV_Derby 33__ | 2.2953
Willington 132kV_Derby 33_Eagle Centre | Willington 132kV_Derby South__ | 0
Willington 132kV_Derby 33_Mackworth | Willington 132kV_Derby 33__ | 0
Willington 132kV_Derby South__ | Willington 132kV | 0
Willington 132kV_Derby South_Allenton | Willington 132kV_Derby South__ | 0
Willington 132kV_Derby South_Normanton | Willington 132kV_Derby South__ | 0
Willington 132kV_Derby South_Rolls Royce ABE | Willington 132kV_Derby South__ | 0
Willington 132kV_Derby South_Rolls Royce ABE | Willington 132kV_Derby South__ | 0
Willington 132kV_Derby South_Sinfin Lane | Willington 132kV_Derby South__ | 0
Willington 132kV_Heanor__ | Willington 132kV | 0
Willington 132kV_Heanor_Denby | Willington 132kV_Heanor__ | 0
Willington 132kV_Heanor_Heanor 11 | Willington 132kV_Heanor__ | 0
Willington 132kV_Heanor_Moorgreen | Willington 132kV_Heanor__ | 0
Willington 132kV_Heanor_Morley (T1 & T2) | HYB:[Willington 132kV_Spondon__] & [Willington 132kV_Heanor__]->Willington 132kV_Heanor_Morley (T1 & T2) | 0
Willington 132kV_Heanor_Ripley | Willington 132kV_Heanor__ | 0
Willington 132kV_Heanor_Watnall | Willington 132kV_Heanor__ | 0
Willington 132kV_Heanor_Westwood | Willington 132kV_Heanor__ | 0
Willington 132kV_Spondon__ | Willington 132kV | 0
Willington 132kV_Spondon_Belper | Willington 132kV_Spondon__ | 0
Willington 132kV_Spondon_Castle Donington | Willington 132kV_Spondon__ | 0
Willington 132kV_Spondon_Long Eaton (T3) | Willington 132kV_Spondon__ | 0
Willington 132kV_Spondon_Melbourne (T1 & T2) | HYB:[Willington 132kV_Spondon__] & [Willington 132kV_Derby South__]->Willington 132kV_Spondon_Melbourne (T1 & T2) | 0
Willington 132kV_Spondon_Ratcliffe On Soar | Willington 132kV_Spondon__ | 0
Willington 132kV_Spondon_Spondon 11 | Willington 132kV_Spondon__ | 0
Willington 132kV_Spondon_Trent Lane | Willington 132kV_Spondon__ | 0
Willington 132kV_Stanton__ | Willington 132kV | 0
Willington 132kV_Stanton_Ilkeston | Willington 132kV_Stanton__ | 0
Willington 132kV_Stanton_Little Hallam | Willington 132kV_Stanton__ | 0
Willington 132kV_Stanton_Sandiacre | Willington 132kV_Stanton__ | 0
Willington 132kV_Uttoxeter__ | Willington 132kV | 0
Willington 132kV_Uttoxeter_Church Street | Willington 132kV_Uttoxeter__ | 0
Willington 132kV_Uttoxeter_Marchington | Willington 132kV_Uttoxeter__ | 0
Willington 132kV_Uttoxeter_Rocester | Willington 132kV_Uttoxeter__ | 0
Willington 132kV_Winster__ | Willington 132kV | 0
Willington 132kV_Winster_Ashbourne | Willington 132kV_Winster__ | 0
Willington 132kV_Winster_Bakewell | Willington 132kV_Winster__ | 0
Willington 132kV_Winster_Cromford | Willington 132kV_Winster__ | 0
Willington 132kV_Winster_Longcliffe | Willington 132kV_Winster__ | 0
Willington 132kV_Winster_Matlock | Willington 132kV_Winster__ | 0
Willington 132kV_Winster_Millclose | Willington 132kV_Winster__ | 0

## SSC TPR unit rate lookup
Back to Overview
Standard Settlement Configuration Id | Time Pattern Regime Id | Standard Settlement Configuration Desc | Common Decode | Change implemented | Date | Comments
3 | 166 | 10-hour OP | O |  | 2009-09-01 | First published spreadsheet
4 | 168 | 10-hour OP | O | SSC 0330 charge rates corrected | 2010-04-07 | Previous Off-peak rate corrected to charge 2
5 | 100 | 10-hour OP + w/e | O | SSC 0250 charge rate corrected | 2010-06-18 | Previous rate 1 corrected to Off Peak O
6 | 257 | 10.5-hour OP | O | SSC 0134 charge rate corrected | 2012-09-14 | TPR 00101 corrected from Off Peak O to Rate 1
7 | 158 | 10.5-hour OP | O | New SSCs added | 2012-09-26 | New SSCs from 0953 added.
8 | 159 | 10.5-hour OP | O | SSC 0394 charge rate corrected | 2014-04-29 | TPR 01177 corrected to rate 2
9 | 1111 | 10.5-hour OP | O | Table reviewed and updated | 2014-04-29 | New SSCs from 0949 to 0952, 0975 & 0976 and 0982 & 0983 added.
10 | 1104 | 10.5-hour OP | O | Table reviewed and updated | 2014-11-01 | New SSCs from 0984 and 0985 added.
11 | 1112 | 10.5-hour OP | O | SSC 0313 charge code corrected | 2015-03-18 | TPR 01006 corrected to code O
12 | 1116 | 10.5-hour OP | O | SSC 0320 charge code corrected | 2015-03-18 | TPR 00072 corrected to code 2
13 | 139 | 11 Hour OP | EMEB or MIDE only | SSC 0781 charge code corrected | 2015-03-18 | TPR 00327 corrected to code O
15 | 152 | 11 Hour OP | EMEB or MIDE only | SSC 0935 charge code corrected | 2015-03-18 | TPR 00375 corrected to code 1 or Unsupported (SWAE and SWEB)
16 | 113 | 11.5-hour OP | Unsupported (SWEB) | SSC 0953 charge code corrected | 2015-03-18 | TPR 00424 corrected to code 1 or Unsupported (SWAE and SWEB)
17 | 125 | 11.5-hour OP | Unsupported (SWEB) | SSC 0955 charge code corrected | 2015-03-18 | TPR 00206 corrected to code 2
18 | 126 | 11.5-hour OP | Unsupported (SWEB) | SSC 0955 charge code corrected | 2015-03-18 | TPR 00430 corrected to code 1
19 | 127 | 11.5-hour OP | Unsupported (SWEB) | SSC 0956 charge code corrected | 2015-03-18 | TPR 00160 corrected to code 2
20 | 129 | 11.5-hour OP | Unsupported (SWEB) | SSC 0959 charge code corrected | 2015-03-18 | TPR 00160 corrected to code 1
21 | 130 | 11.5-hour OP | Unsupported (SWEB) | SSC 0960 charge code corrected | 2015-03-18 | TPR 00160 corrected to code 2
22 | 131 | 11.5-hour OP | Unsupported (SWEB) | SSC 0960 charge code corrected | 2015-03-18 | TPR 00441 corrected to code 1
23 | 136 | 11-hour OP | O or Unsupported (SWEB) | SSC 0963 charge code corrected | 2015-03-18 | TPR 00160 corrected to code 1
24 | 137 | 11-hour OP | Unsupported (SWEB) | SSC 0964 charge code corrected | 2015-03-18 | TPR 00160 corrected to code 2
25 | 138 | 11-hour OP | Unsupported (SWEB) | SSC 0965 charge code corrected | 2015-03-18 | TPR 00194 corrected to code 2
26 | 141 | 11-hour OP | O | SSC 0969 charge code corrected | 2015-03-18 | TPR 00501 corrected to code 1
28 | 143 | 11-hour OP | O | SSC 0984 charge code corrected | 2015-03-18 | TPR 00512 corrected to code 1
29 | 144 | 11-hour OP | EMEB or MIDE only | SSC 0984 charge code corrected | 2015-03-18 | TPR 00513 corrected to code 2
30 | 145 | 11-hour OP | O | SSC 0985 charge code corrected | 2015-03-18 | TPR 00514 corrected to code 1
31 | 146 | 11-hour OP | O | SSC 0985 charge code corrected | 2015-03-18 | TPR 00515 corrected to code 2
32 | 147 | 11-hour OP | O | SSC 0403 charge code corrected | 2015-03-26 | TPR 01179 corrected to code 2
33 | 228 | 11-hour OP | O or Unsupported (SWEB) | SSC 0959 charge code corrected | 2015-06-11 | TPR 00160 corrected to code 2
34 | 149 | 11-hour OP | O or Unsupported (SWEB) | SSC 0963 charge code corrected | 2015-06-11 | TPR 00160 corrected to code 2
35 | 150 | 11-hour OP | O | SSC 0058 description updated | 2015-06-11 | Key Meter pseudo 2-rate
36 | 151 | 11-hour OP | Unsupported (SWEB) | SSC 0126 description updated | 2015-06-11 | 7-hour E7
37 | 153 | 11-hour OP | Unsupported (SWEB) | SSC 0927 description updated | 2015-06-11 | Unmetered D ("dawn-to-dusk")
38 | 154 | 11-hour OP | O | SSC 0928 description updated | 2015-06-11 | Unmetered C ("half-night & pre-dawn")
39 | 155 | 11-hour OP | O | SSC 0252 charge code corrected | 2015-06-11 | TPR 00212 corrected to code O
40 | 157 | 11.5-hour OP | Unsupported (SWEB) | SSC 0253 charge code corrected | 2015-06-11 | TPR 01290 corrected to code O
41 | 171 | 8.5-hour OP | Unsupported (SWEB) | SSC 0268 charge code corrected | 2015-06-11 | TPR 00193 corrected to code O
42 | 173 | 9-hour OP | Unsupported (SWEB) | SSC 0316 charge code corrected | 2015-06-11 | TPR 00053 corrected to code 2
43 | 174 | 9-hour OP | Unsupported (SWEB) | SSC 0319 charge code corrected | 2015-06-11 | TPR 00071 corrected to code 2
44 | 185 | 8.5-hour OP | Unsupported (SWEB) | SSC 0775 charge code corrected | 2015-06-11 | TPR 00334 corrected to code O
45 | 19 | 11-hour OP + Summer | O | SSC 0776 charge code corrected | 2015-06-11 | TPR 00335 corrected to code O
46 | 78 | 11-hour OP + w/e | O | SSC 0916 charge code corrected | 2015-06-11 | TPR 00315 corrected to code 2
47 | 15 | 11-hour OP + w/e & Summer | O | SSC 0916 charge code corrected | 2015-06-11 | TPR 00316 corrected to code 1
48 | 79 | 11-hour OP + weekends | EMEB or MIDE only | SSC 0917 charge code corrected | 2015-06-11 | TPR 00279 corrected to code 2
49 | 128 | 11.5-hour OP | O | SSC 0917 charge code corrected | 2015-06-11 | TPR 00280 corrected to code 1
50 | 14 | 12-hour OP + w/e & Summer | O | SSC 0942 charge code corrected | 2015-06-11 | TPR 00400 corrected to code 1
51 | 112 | 12-hour night | 1 | SSC 0943 charge code corrected | 2015-06-11 | TPR 00404 corrected to code 1
51 | 120 | 12-hour night | 2 | SSC 0944 charge code corrected | 2015-06-11 | TPR 00406 corrected to code 1
52 | 114 | 12-hour OP | EMEB or MIDE only | SSC 0945 charge code corrected | 2015-06-11 | TPR 00408 corrected to code 1
53 | 115 | 12-hour OP | EMEB or MIDE only | SSC 0946 charge code corrected | 2015-06-11 | TPR 00410 corrected to code 1
55 | 117 | 12-hour OP | EMEB or MIDE only | SSC 0954 charge code corrected | 2015-06-11 | TPR 00426 corrected to code 1
56 | 118 | 12-hour OP | EMEB or MIDE only | SSC 0967 charge code corrected | 2015-06-11 | TPR 00442 corrected to code 1
57 | 119 | 12-hour OP | O | SSC 0970 charge code corrected | 2015-06-11 | TPR 00447 corrected to code 2
58 | 21 | Key Meter pseudo 2-rate | 1 | SSC 0970 charge code corrected | 2015-06-11 | TPR 00448 corrected to code 1
58 | 175 | Key Meter pseudo 2-rate | 1 | SSC 0971 charge code corrected | 2015-06-11 | TPR 00493 corrected to code 1
59 | 121 | 12-hour OP | EMEB or MIDE only
60 | 122 | 12-hour OP | O
62 | 1119 | 8-hour OP (see also SSC 427) | 2 or Unsupported (SWEB)
63 | 172 | 9-hour OP | EMEB or MIDE only
64 | 1105 | 12-hour OP | O
65 | 10 | 12-hour OP + Summer | O
66 | 1106 | 12-hour OP + Summer | O
67 | 102 | 12.5-hour OP | Unsupported (SWEB)
71 | 109 | 12.5-hour OP | O
72 | 111 | 12.5-hour OP | O
73 | 156 | 12.5-hour OP | Unsupported (SWEB)
74 | 17 | 12.5-hour OP + Summer | O
75 | 62 | 12.5-hour OP + w/e | O
76 | 63 | 12.5-hour OP + w/e | O
77 | 134 | 12.5-hour OP + w/e | O
78 | 13 | 12.5-hour OP + w/e & Summer | O
79 | 97 | 14-hour E7 | 2
79 | 164 | 14-hour E7 | 1
80 | 96 | 14-hour Off Peak | O
81 | 60 | 14-hour OP + Sun | O
82 | 83 | 14.5-hour OP | O
83 | 84 | 14.5-hour OP | O
84 | 85 | 14.5-hour OP | O
85 | 86 | 14.5-hour OP | O
86 | 1107 | 14.5-hour OP | O
87 | 1109 | 14.5-hour OP | O
88 | 1113 | 14.5-hour OP | O
91 | 3 | 14.5-hour OP + Summer | O
92 | 4 | 14.5-hour OP + Summer | O
93 | 30 | split 7-hour E7 | 1
93 | 214 | split 7-hour E7 | 2
94 | 1108 | 14.5-hour OP + Summer | O
95 | 1110 | 14.5-hour OP + Summer | O
96 | 1114 | 14.5-hour OP + Summer | O
97 | 54 | 14.5-hour OP + w/e | O
98 | 12 | 14.5-hour OP + w/e & Summer | O
99 | 75 | 15-hour OP | EMEB or MIDE only
100 | 76 | 15-hour OP | EMEB or MIDE only
101 | 7 | 15-hour OP + w/e & Summer | O
102 | 8 | 15-hour OP + w/e & Summer | O
103 | 9 | 15-hour OP + w/e & Summer | O
104 | 61 | 15.5-hour OP | Unsupported (SWEB)
105 | 65 | 15.5-hour OP | O
106 | 66 | 15.5-hour OP | Unsupported (SWEB)
107 | 67 | 15.5-hour OP | Unsupported (SWEB)
108 | 68 | 15.5-hour OP | Unsupported (SWEB)
109 | 69 | 15.5-hour OP | O
110 | 1348 | 15.5-hour OP | O
111 | 91 | 15.5-hour OP + Summer | O
112 | 22 | 15.5-hour OP + w/e | EMEB or MIDE only
113 | 23 | 15.5-hour OP + w/e | EMEB or MIDE only
115 | 25 | 15.5-hour OP + w/e | O
116 | 26 | 15.5-hour OP + w/e | O
117 | 1349 | 15.5-hour OP + w/e | O
118 | 6 | 15.5-hour OP + w/e & Summer | O
119 | 1350 | 15.5-hour OP + w/e & Summer | O
120 | 11 | 9-hour OP | O
121 | 26 | 2-rate terms | 2
121 | 224 | 2-rate terms | 1
122 | 201 | 2-rate SToD | 1
122 | 245 | 2-rate SToD | 2
123 | 1307 | 2-rate variable SToD | 1
124 | 1319 | 2-rate variable SToD | 1
125 | 1315 | 2-rate variable SToD | 1
126 | 1193 | 7-hour E7 | 1
126 | 1194 | 7-hour E7 | 2
127 | 80 | 3-rate SToD | Unsupported (SWEB)
127 | 148 | 3-rate SToD | 1
127 | 221 | 3-rate SToD | 2 or Unsupported (SWEB)
128 | 1120 | Dom/Non-dom Seasonal (link SSC 0342) | 1
128 | 1121 | Dom/Non-dom Seasonal (link SSC 0342) | 1
128 | 1122 | Dom/Non-dom Seasonal (link SSC 0342) | 2
129 | 169 | 3-rate SToD | 1
129 | 202 | 3-rate SToD | 1
129 | 222 | 3-rate SToD | 2
130 | 1308 | 3-rate variable | 1
130 | 1309 | 3-rate variable | 1
130 | 1310 | 3-rate variable | 2
131 | 1311 | 3-rate variable | 1
131 | 1312 | 3-rate variable | 1
131 | 1313 | 3-rate variable | 2
132 | 92 | 4-rate SToD | EMEB or MIDE only
132 | 210 | 4-rate SToD | 2
132 | 234 | 4-rate SToD | EMEB or MIDE only
132 | 236 | 4-rate SToD | EMEB or MIDE only
133 | 92 | 4-rate SToD | 1
133 | 210 | 4-rate SToD | 2
133 | 233 | 4-rate SToD | 1
133 | 246 | 4-rate SToD | 1
134 | 101 | 4-rate SToD | 1
134 | 210 | 4-rate SToD | 2
134 | 232 | 4-rate SToD | 1
134 | 250 | 4-rate SToD | 1
135 | 38 | 4-rate SToD | 1
135 | 80 | 4-rate SToD | 1
135 | 221 | 4-rate SToD | 2 or Unsupported (SWEB)
135 | 247 | 4-rate SToD | 1
136 | 124 | 4-rate SToD | 1
136 | 202 | 4-rate SToD | 1
136 | 222 | 4-rate SToD | 2
136 | 246 | 4-rate SToD | 1
137 | 203 | 4-rate SToD | closed - no longer exists - was used SPM only
137 | 222 | 4-rate SToD | closed - no longer exists - was used SPM only
137 | 223 | 4-rate SToD | closed - no longer exists - was used SPM only
137 | 229 | 4-rate SToD | closed - no longer exists - was used SPM only
138 | 5 | 4-rate SToD | EMEB or MIDE only
138 | 88 | 4-rate SToD | EMEB or MIDE only
138 | 208 | 4-rate SToD | 2
138 | 235 | 4-rate SToD | EMEB or MIDE only
140 | 1395 | split 7-hour E7 | 2
140 | 1396 | split 7-hour E7 | 1
141 | 189 | 5-rate SToD | 1
141 | 210 | 5-rate SToD | 2
141 | 233 | 5-rate SToD | 1
141 | 249 | 5-rate SToD | 1
141 | 252 | 5-rate SToD | 1
142 | 132 | 5-rate SToD | 1
142 | 206 | 5-rate SToD | 2
142 | 230 | 5-rate SToD | 1
142 | 249 | 5-rate SToD | 1
142 | 252 | 5-rate SToD | 1
143 | 47 | 15-hour OP | O
144 | 93 | 6-rate SToD | 1
144 | 208 | 6-rate SToD | 2
144 | 239 | 6-rate SToD | 1
144 | 243 | 6-rate SToD | 1
144 | 248 | 6-rate SToD | 1
144 | 251 | 6-rate SToD | 1
145 | 210 | 6-rate SToD | 2
145 | 249 | 6-rate SToD | 1
145 | 92 | 6-rate SToD | EMEB or MIDE only
145 | 240 | 6-rate SToD | EMEB or MIDE only
145 | 244 | 6-rate SToD | EMEB or MIDE only
145 | 252 | 6-rate SToD | 1
146 | 73 | 6-rate SToD | 1
146 | 93 | 6-rate SToD | 1
146 | 208 | 6-rate SToD | 2
146 | 239 | 6-rate SToD | 1
146 | 248 | 6-rate SToD | 1
146 | 251 | 6-rate SToD | 1
147 | 99 | 6-rate SToD | 1
147 | 206 | 6-rate SToD | 2
147 | 238 | 6-rate SToD | 1
147 | 242 | 6-rate SToD | 1
147 | 249 | 6-rate SToD | 1
147 | 252 | 6-rate SToD | 1
148 | 1152 | 7-hour OP (see also SSC 0185) | 2 or Unsupported (SWEB)
149 | 1394 | Smart 7, heating | 2
150 | 42 | 7-hour E7 | 1
150 | 207 | 7-hour E7 | 2
151 | 43 | 7-hour E7 | 1
151 | 210 | 7-hour E7 | 2 or Unsupported (SWEB)
152 | 45 | 7-hour E7 | 1
152 | 211 | 7-hour E7 | 2
153 | 46 | 7-hour E7 | 1
153 | 212 | 7-hour E7 | 2
154 | 39 | 7-hour E7 | 1
154 | 221 | 7-hour E7 | 2
155 | 51 | split 7-hour E7 | EMEB or MIDE only
155 | 200 | split 7-hour E7 | EMEB or MIDE only
156 | 1000 | 7-hour E7 | 2
156 | 1001 | 7-hour E7 | 1
157 | 1002 | 7-hour E7 | 2
157 | 1003 | 7-hour E7 | 1
158 | 1008 | 7-hour E7 | 2
158 | 1009 | 7-hour E7 | 1
159 | 28 | 12-hour OP | O or Unsupported (SWEB)
160 | 1014 | 7-hour E7 | 2
160 | 1015 | 7-hour E7 | 1
161 | 1018 | 7-hour E7 | 2
161 | 1019 | 7-hour E7 | 1
162 | 1020 | 7-hour E7 | 2
162 | 1021 | 7-hour E7 | 1
163 | 1034 | 7-hour E7 | 2
163 | 1035 | 7-hour E7 | 1
164 | 1037 | 7-hour E7 | 2
164 | 1038 | 7-hour E7 | 1
165 | 1039 | 7-hour E7 | 2
165 | 1040 | 7-hour E7 | 1
166 | 1048 | 7-hour E7 | 2
166 | 1049 | 7-hour E7 | 1
167 | 1055 | 7-hour E7 | 1
167 | 1056 | 7-hour E7 | 2
168 | 1057 | 7-hour E7 | 1
168 | 1058 | 7-hour E7 | 2
169 | 1059 | 7-hour E7 | 1
169 | 1060 | 7-hour E7 | 2
170 | 1061 | 7-hour E7 | 1
170 | 1062 | 7-hour E7 | 2
171 | 1063 | 7-hour E7 | 1
171 | 1064 | 7-hour E7 | 2
172 | 1065 | 7-hour E7 | 1
172 | 1066 | 7-hour E7 | 2
173 | 1067 | 7-hour E7 | 1
173 | 1068 | 7-hour E7 | 2
174 | 1071 | 7-hour E7 | 1
174 | 1072 | 7-hour E7 | 2
175 | 1078 | 7-hour E7 | 1
175 | 1079 | 7-hour E7 | 2
176 | 1124 | 7-hour E7 | 1
176 | 1125 | 7-hour E7 | 2
177 | 1126 | 7-hour E7 | 1
177 | 1127 | 7-hour E7 | 2
178 | 1128 | 7-hour E7 (Cornwall & def reinforcement) | 1
178 | 1129 | 7-hour E7 (Cornwall & def reinforcement) | 2
179 | 1139 | 7-hour E7 | 1
179 | 1140 | 7-hour E7 | 2
180 | 1141 | 7-hour E7 | 1
180 | 1142 | 7-hour E7 | 2
181 | 1143 | 7-hour E7 | 1
181 | 1144 | 7-hour E7 | 2
182 | 1145 | 7-hour E7 | 1
182 | 1146 | 7-hour E7 | 2
183 | 1147 | 7-hour E7 | 1
183 | 1148 | 7-hour E7 | 2
184 | 1149 | 7-hour E7 | 1
184 | 1150 | 7-hour E7 | 2
185 | 1151 | 7-hour E7 | 1
185 | 1152 | 7-hour E7 | 2
186 | 1153 | 7-hour E7 | 1
186 | 1154 | 7-hour E7 | 2
187 | 1324 | 7-hour E7 | 2
187 | 1325 | 7-hour E7 | 1
188 | 1191 | 7-hour E7 | 2
188 | 1192 | 7-hour E7 | 1
189 | 1233 | 7-hour E7 | EMEB or MIDE only
189 | 1234 | 7-hour E7 | EMEB or MIDE only
190 | 1238 | 7-hour E7 | EMEB or MIDE only
190 | 1239 | 7-hour E7 | EMEB or MIDE only
191 | 1240 | 7-hour E7 | EMEB or MIDE only
191 | 1241 | 7-hour E7 | EMEB or MIDE only
192 | 1242 | 7-hour E7 | EMEB or MIDE only
192 | 1243 | 7-hour E7 | EMEB or MIDE only
193 | 1244 | 7-hour E7 | EMEB or MIDE only
193 | 1245 | 7-hour E7 | EMEB or MIDE only
194 | 1246 | 7-hour E7 | EMEB or MIDE only
194 | 1247 | 7-hour E7 | EMEB or MIDE only
195 | 1248 | 7-hour E7 | EMEB or MIDE only
195 | 1249 | 7-hour E7 | EMEB or MIDE only
196 | 1250 | 7-hour E7 | EMEB or MIDE only
196 | 1251 | 7-hour E7 | EMEB or MIDE only
197 | 1252 | 7-hour E7 | EMEB or MIDE only
197 | 1253 | 7-hour E7 | EMEB or MIDE only
198 | 1254 | 7-hour E7 | EMEB or MIDE only
198 | 1255 | 7-hour E7 | EMEB or MIDE only
199 | 1256 | 7-hour E7 | EMEB or MIDE only
199 | 1257 | 7-hour E7 | EMEB or MIDE only
201 | 1265 | 7-hour E7 | EMEB or MIDE only
201 | 1266 | 7-hour E7 | EMEB or MIDE only
202 | 1267 | 7-hour E7 | EMEB or MIDE only
202 | 1268 | 7-hour E7 | EMEB or MIDE only
203 | 1269 | 7-hour E7 | EMEB or MIDE only
203 | 1270 | 7-hour E7 | EMEB or MIDE only
204 | 1271 | 7-hour E7 | EMEB or MIDE only
204 | 1272 | 7-hour E7 | EMEB or MIDE only
205 | 1273 | 7-hour E7 | EMEB or MIDE only
205 | 1274 | 7-hour E7 | EMEB or MIDE only
206 | 1275 | 7-hour E7 | EMEB or MIDE only
206 | 1276 | 7-hour E7 | EMEB or MIDE only
207 | 1277 | 7-hour E7 | EMEB or MIDE only
207 | 1278 | 7-hour E7 | EMEB or MIDE only
208 | 1279 | 7-hour E7 | EMEB or MIDE only
208 | 1280 | 7-hour E7 | EMEB or MIDE only
209 | 1286 | 7-hour E7 | 2
209 | 1287 | 7-hour E7 | 1
210 | 1293 | 7-hour E7 | 2
210 | 1294 | 7-hour E7 | 1
211 | 1295 | 7-hour E7 | 2
211 | 1296 | 7-hour E7 | 1
212 | 1297 | 7-hour E7 | 2
212 | 1298 | 7-hour E7 | 1
213 | 1299 | 7-hour E7 | 2
213 | 1300 | 7-hour E7 | 1
214 | 1326 | 7-hour E7 | 2
214 | 1327 | 7-hour E7 | 1
215 | 1328 | 7-hour E7 | 2
215 | 1329 | 7-hour E7 | 1
216 | 1330 | 7-hour E7 | 2
216 | 1331 | 7-hour E7 | 1
217 | 1332 | 7-hour E7 | 2
217 | 1333 | 7-hour E7 | 1
218 | 1334 | 7-hour E7 | 2
218 | 1335 | 7-hour E7 | 1
219 | 1336 | 7-hour E7 | 2
219 | 1337 | 7-hour E7 | 1
220 | 1338 | 7-hour E7 | 2
220 | 1339 | 7-hour E7 | 1
221 | 1340 | 7-hour E7 | 2
221 | 1341 | 7-hour E7 | 1
222 | 1342 | 7-hour E7 | 2
222 | 1343 | 7-hour E7 | 1
223 | 1344 | 7-hour E7 | 2
223 | 1345 | 7-hour E7 | 1
224 | 1353 | 7-hour E7 | 2
224 | 1354 | 7-hour E7 | 1
225 | 1355 | 7-hour E7 | 2
225 | 1356 | 7-hour E7 | 1
226 | 1357 | 7-hour E7 | 2
226 | 1358 | 7-hour E7 | 1
227 | 1359 | 7-hour E7 | 2
227 | 1360 | 7-hour E7 | 1
228 | 1361 | Supertariff heating | O
228 | 1399 | Supertariff heating | O
229 | 1362 | Supertariff heating | O
229 | 1400 | Supertariff heating | O
230 | 1363 | 7-hour E7 | O
230 | 1401 | 7-hour E7 | O
231 | 1371 | split 7-hour E7 | 2
231 | 1372 | split 7-hour E7 | 1
233 | 1375 | split 7-hour E7 | 2
233 | 1376 | split 7-hour E7 | 1
234 | 1377 | split 7-hour E7 | 2
234 | 1378 | split 7-hour E7 | 1
235 | 1379 | split 7-hour E7 | 2
235 | 1380 | split 7-hour E7 | 1
236 | 1381 | split 7-hour E7 | 2
236 | 1382 | split 7-hour E7 | 1
237 | 1383 | split 7-hour E7 | 2
237 | 1384 | split 7-hour E7 | 1
238 | 1385 | 7-hour E7 | 2
238 | 1386 | 7-hour E7 | 1
241 | 1042 | 7-hour E7 (differential switching) | 2
241 | 1043 | 7-hour E7 (differential switching) | 1
242 | 44 | 7-hour night | 1
242 | 208 | 7-hour night | 2
243 | 21 | Key Meter pseudo 2-rate | 1
243 | 231 | Key Meter pseudo 2-rate | 1 or Unsupported (SWEB)
244 | 40 | 7-hour E7 | 1
244 | 206 | 7-hour E7 | 2
245 | 1012 | 7-hour night | 2
245 | 1013 | 7-hour night | 1
246 | 160 | Economy 7 Day & Night | 2
246 | 276 | Economy 7 Day & Night | 1
246 | 277 | Economy 7 Day & Night | 1
247 | 1288 | 7-hour night | 1
247 | 1289 | 7-hour night | 2
248 | 1174 | 7-hour E7 | 1
248 | 1175 | 7-hour E7 | 2
249 | 1351 | 7-hour night | 2
249 | 1352 | 7-hour night | 1
250 | 206 | 7-hour OP | O
251 | 210 | 7-hour OP | O
252 | 212 | 7-hour OP | O
253 | 1290 | 7-hour OP | O
254 | 1316 | 7-hour variable E7 (Menter B) | 2
254 | 1317 | 7-hour variable E7 (Menter B) | 1
255 | 1320 | 7-hour variable E7 (Menter A) | 2
255 | 1321 | 7-hour variable E7 (Menter A) | 1
257 | 57 | 8-hour E7 | 1
257 | 196 | 8-hour E7 | 2
258 | 56 | 8-hour night | 1
258 | 195 | 8-hour night | 2
259 | 94 | 10-hour night | 1
259 | 167 | 10-hour night | 2
260 | 59 | 8-hour night | EMEB or MIDE only
260 | 191 | 8-hour night | EMEB or MIDE only
261 | 55 | 8-hour night | 1
261 | 194 | 8-hour night | 2 or Unsupported (SWEB)
262 | 57 | 8-hour night | 1
262 | 196 | 8-hour night | 2 or Unsupported (SWAE)
263 | 1010 | 8-hour night | 2
263 | 1011 | 8-hour night | 1
264 | 1069 | 8-hour night | 1
264 | 1070 | 8-hour night | 2
265 | 190 | 8-hour OP | O or Unsupported (SWEB)
266 | 191 | 8-hour OP | O
267 | 192 | 8-hour OP | O
268 | 193 | 8-hour OP | O or Unsupported (SWEB)
269 | 194 | 8-hour OP | O
270 | 196 | 8-hour OP | O or Unsupported (SWEB)
271 | 1088 | 8-hour OP | O
272 | 1089 | 8-hour OP | O
273 | 1090 | 8-hour OP | O
274 | 1115 | 8-hour OP | O
276 | 1347 | 8-hour OP | O
277 | 52 | 8-hour OP + Summer | O
278 | 105 | 8-hour OP + w/e | O
279 | 16 | 8-hour OP + w/e & Summer | O
280 | 170 | 8-hour OP + weekends | EMEB or MIDE only
281 | 11 | 9-hour night | 2
281 | 95 | 9-hour night | 1
283 | 1016 | 9-hour night (differential switching) | 1
283 | 1017 | 9-hour night (differential switching) | 2
284 | 177 | 9-hour OP | O
285 | 178 | 9-hour OP | EMEB or MIDE only
286 | 103 | 9-hour OP + w/e | O
287 | 1364 | Boiler | O
287 | 1402 | Boiler | O
288 | 1036 | Budget Warmth | O
289 | 1041 | Budget Warmth | O
290 | 1050 | Budget Warmth | O
291 | 1051 | Budget Warmth | O
292 | 1052 | Budget Warmth | O
297 | 1367 | Budget Warmth | O
298 | 1368 | Budget Warmth | O
299 | 1053 | Budget Warmth | O
300 | 1080 | Flexiheat Day/Evening/Weekend | 1
300 | 1081 | Flexiheat Day/Evening/Weekend | 1
301 | 1095 | Flexiheat (weather) Day/Evening/Weekend | 1
301 | 1096 | Flexiheat (weather) Day/Evening/Weekend | 1
302 | 1101 | Superdeal Day/Night | 1
302 | 1102 | Superdeal Day/Night | 1
303 | 1054 | Budget Warmth | O
304 | 1083 | Budget Warmth | O
305 | 1084 | Domestic heating tariff | 1
305 | 1085 | Domestic heating tariff | 2
306 | 1086 | Domestic heating tariff | 1
306 | 1087 | Domestic heating tariff | 2
307 | 1091 | Domestic heating tariff | 1
307 | 1092 | Domestic heating tariff | 2
308 | 1093 | Domestic heating tariff | 1
308 | 1094 | Domestic heating tariff | 2
309 | 1098 | Superdeal (weather) Day/Night | 1
309 | 1099 | Superdeal (weather) Day/Night | 1
310 | 1155 | E10 type 1 (general purpose) | 2
310 | 1156 | E10 type 1 (general purpose) | 1
312 | 1154 | 7-hour OP (see also SSC 186) | 2
313 | 1006 | Domestic E9 A | O
314 | 104 | 13-hour OP | EMEB or MIDE only
315 | 178 | Evening/night | EMEB or MIDE only
315 | 227 | Evening/night | EMEB or MIDE only
316 | 53 | Evening/Weekend | 2
316 | 198 | Evening/Weekend | 1
317 | 70 | Evening/Weekend | 2 or Unsupported (SWAE)
317 | 183 | Evening/Weekend | 1 or Unsupported (SWAE)
318 | 74 | Evening/Weekend | 1
318 | 180 | Evening/Weekend | 1
319 | 71 | 12-hour Evening/Weekend | 2 or Unsupported (SWAE and SWEB)
319 | 183 | 12-hour Evening/Weekend | 1 or Unsupported (SWAE and SWEB)
320 | 72 | Evening/Weekend | 2
320 | 184 | Evening/Weekend | 1
321 | 1004 | Evening/Weekend | 1
321 | 1005 | Evening/Weekend | 1
322 | 1073 | Evening/Weekend | 1
322 | 1074 | Evening/Weekend | 1
323 | 1284 | Evening/Weekend | 1
323 | 1285 | Evening/Weekend | Unsupported (SWAE)
324 | 1007 | Domestic E9 B | 1
325 | 183 | Evening/Weekend E7 | 1
325 | 186 | Evening/Weekend E7 | 1
325 | 206 | Evening/Weekend E7 | 2
326 | 184 | Evening/Weekend E7 | 1
326 | 187 | Evening/Weekend E7 | 2 or Unsupported (SWAE)
326 | 210 | Evening/Weekend E7 | 2 or Unsupported (SWAE)
327 | 135 | Evening/Weekend E7 | 1
327 | 198 | Evening/Weekend E7 | 1
327 | 222 | Evening/Weekend E7 | 2
328 | 1022 | Evening/Weekend E7 | 1
328 | 1023 | Evening/Weekend E7 | 2
328 | 1024 | Evening/Weekend E7 | 1
329 | 1027 | Evening/Weekend E7 | 1
329 | 1028 | Evening/Weekend E7 | 2
329 | 1029 | Evening/Weekend E7 | 1
330 | 1075 | Evening/Weekend E7 | 2
330 | 1076 | Evening/Weekend E7 | 1
330 | 1077 | Evening/Weekend E7 | 2
331 | 1167 | Evening/Weekend E7 | 1
331 | 1168 | Evening/Weekend E7 | 1
331 | 1169 | Evening/Weekend E7 | 2
332 | 1235 | Evening/Weekend E7 | EMEB or MIDE only
332 | 1236 | Evening/Weekend E7 | EMEB or MIDE only
332 | 1237 | Evening/Weekend E7 | EMEB or MIDE only
334 | 1131 | 3-rate heating, (link SSC 0343) | 1
334 | 1132 | 3-rate heating, (link SSC 0343) | 1
334 | 1133 | 3-rate heating, (link SSC 0343) | 2
335 | 18 | Grain Drying | 1
336 | 20 | Grain drying | O
337 | 82 | Grain drying | O
338 | 1365 | Heating | 2
338 | 1366 | Heating | 1
339 | 1025 | Local Authority Heating | O
340 | 1030 | Local Authority Heating | O
341 | 1032 | Local Authority Heating | O
342 | 1123 | Dom & Non-dom Seasonal (link SSC 0128) | 2
343 | 1134 | 3-rate heating, water heating | 2
344 | 1135 | 7-hour E7, Day + Night (link SSC 0345) | 1
344 | 1136 | 7-hour E7, Day + Night (link SSC 0345) | O
344 | 1137 | 7-hour E7, Day + Night (link SSC 0345) | 2
345 | 1138 | 7-hour E7, Day + Night (link SSC 0344) | 2
346 | 1130 | Non-Standard OP (8+3 hour) | O or Unsupported (SWEB)
347 | 48 | Non-Standard OP | O
348 | 49 | Non-Standard OP | O
349 | 50 | 7-hour E7 | 1
349 | 222 | 7-hour E7 | 2
350 | 1047 | Warmwise heating | O
351 | 1082 | Flexiheat heating | 1
352 | 1097 | Flexiheat (weather) heating | 1
353 | 1103 | Superdeal heating | 1
354 | 64 | 12-hour OP | EMEB or MIDE only
355 | 1392 | Smart 7, Day/Night | 1
355 | 1393 | Smart 7, Day/Night | 1
357 | 1200 | split 10-hour Heatwise | EMEB or MIDE only
357 | 1201 | split 10-hour Heatwise | EMEB or MIDE only
358 | 1202 | split 10-hour Heatwise | EMEB or MIDE only
358 | 1203 | split 10-hour Heatwise | EMEB or MIDE only
359 | 1204 | split 10-hour Heatwise | EMEB or MIDE only
359 | 1205 | split 10-hour Heatwise | EMEB or MIDE only
360 | 1206 | split 10-hour Heatwise | EMEB or MIDE only
360 | 1207 | split 10-hour Heatwise | EMEB or MIDE only
361 | 1208 | split 10-hour Heatwise | EMEB or MIDE only
361 | 1209 | split 10-hour Heatwise | EMEB or MIDE only
362 | 1210 | split 10-hour Heatwise | EMEB or MIDE only
362 | 1211 | split 10-hour Heatwise | EMEB or MIDE only
363 | 1212 | split 10-hour Heatwise | EMEB or MIDE only
363 | 1213 | split 10-hour Heatwise | EMEB or MIDE only
364 | 1214 | split 10-hour Heatwise | EMEB or MIDE only
364 | 1215 | split 10-hour Heatwise | EMEB or MIDE only
365 | 1216 | split 10-hour Heatwise | EMEB or MIDE only
365 | 1217 | split 10-hour Heatwise | EMEB or MIDE only
366 | 1218 | split 10-hour Heatwise | EMEB or MIDE only
366 | 1219 | split 10-hour Heatwise | EMEB or MIDE only
367 | 1220 | split 10-hour Heatwise | EMEB or MIDE only
367 | 1221 | split 10-hour Heatwise | EMEB or MIDE only
368 | 1222 | split 10-hour Heatwise | EMEB or MIDE only
368 | 1223 | split 10-hour Heatwise | EMEB or MIDE only
369 | 1224 | split 10-hour Heatwise | EMEB or MIDE only
369 | 1225 | split 10-hour Heatwise | EMEB or MIDE only
370 | 1226 | split 10-hour Heatwise | EMEB or MIDE only
370 | 1227 | split 10-hour Heatwise | EMEB or MIDE only
371 | 1228 | split 10-hour Heatwise | EMEB or MIDE only
371 | 1229 | split 10-hour Heatwise | EMEB or MIDE only
372 | 1180 | Evening/Weekend | 1
372 | 1181 | Evening/Weekend | 1
373 | 31 | split 7-hour E7 | 1
373 | 213 | split 7-hour E7 | 2
374 | 30 | split 7-hour E7 | 1
374 | 214 | split 7-hour E7 | 2
375 | 32 | split 7-hour E7 | 1
375 | 215 | split 7-hour E7 | 2
376 | 34 | split 7-hour E7 | 1
376 | 216 | split 7-hour E7 | 2
377 | 35 | split 7-hour E7 | 1
377 | 217 | split 7-hour E7 | 2
378 | 36 | split 7-hour E7 | 1
378 | 218 | split 7-hour E7 | 2
380 | 37 | split 7-hour E7 | 1
380 | 220 | split 7-hour E7 | 2
381 | 1170 | split 7-hour E7 | 2
381 | 1171 | split 7-hour E7 | 1
382 | 1172 | split 7-hour E7 | 2
382 | 1173 | split 7-hour E7 | 1
384 | 1185 | 7-hour E7 | 1
384 | 1186 | 7-hour E7 | 2
385 | 1260 | split 7-hour E7 | EMEB or MIDE only
385 | 1261 | split 7-hour E7 | EMEB or MIDE only
386 | 1184 | 9-hour OP | O
387 | 1183 | 15.5-hour OP | O
388 | 1262 | split 7-hour E7 | EMEB or MIDE only
388 | 1263 | split 7-hour E7 | EMEB or MIDE only
389 | 1182 | 12.5-hour OP | O
390 | 1291 | split 7-hour E7 | 2
390 | 1292 | split 7-hour E7 | 1
391 | 29 | Summer & Winter w/e | O
392 | 90 | Summer Unrestricted | 1
393 | 1 | Unrestricted | 1
394 | 1176 | 10-hour night | 1
394 | 1177 | 10-hour night | 2
395 | 1044 | Warmwise Day/Night | 2
395 | 1045 | Warmwise Day/Night | 1
395 | 1046 | Warmwise Day/Night | 1
396 | 1323 | 2-rate SToD | 1
397 | 1346 | 9-hour heating | 1
398 | 72 | 12-hour OP + w/e | 2
399 | 27 | 15-hour OP + w/e | Unsupported (SWAE)
400 | 58 | 8-hour night | 1
400 | 190 | 8-hour night | 2 or Unsupported (SWAE)
401 | 1157 | E10 type 1(heating circuit) | O
403 | 1178 | 12-hour night | 1
403 | 1179 | 12-hour night | 2
404 | 1161 | Redring Boiler (general purpose) | 2
404 | 1162 | Redring Boiler (general purpose) | 1
405 | 1163 | Redring Boiler (heating circuit) | O
406 | 77 | Cyclocontrol 3 | O
407 | 81 | Cyclocontrol 4 | O
408 | 87 | Cyclocontrol 5 | O
409 | 89 | Cyclocontrol 6 | O
410 | 98 | Cyclocontrol 7 | O
411 | 106 | Cyclocontrol 8 | O
412 | 107 | Cyclocontrol 9 | O
413 | 108 | Cyclocontrol 10 | O
414 | 110 | Cyclocontrol 11 | O
415 | 165 | Cyclocontrol 12 | O
416 | 179 | Cyclocontrol 13 | O
417 | 209 | Cyclocontrol 14 | O
418 | 188 | Cyclocontrol 15 | O
419 | 176 | Cyclocontrol 16 | O
420 | 253 | Cyclocontrol 17 | O
421 | 222 | Cyclocontrol 18 | O
422 | 254 | Cyclocontrol 19 | O
423 | 255 | Cyclocontrol 20 | O
424 | 256 | Cyclocontrol 21 | O
425 | 1100 | Superdeal (weather) heating | 2
426 | 1189 | 7-hour E7 | 1
426 | 1190 | 7-hour E7 | 2
427 | 1118 | Day/Night (White meter) | 1
427 | 1119 | Day/Night (White meter) | 2 or Unsupported (SWEB)
428 | 258 | Unmetered Type A ("flat" profile) | U
428 | 259 | Unmetered Type A ("flat" profile) | U
429 | 260 | Unmetered B ("dusk-to-dawn") | U
429 | 261 | Unmetered B ("dusk-to-dawn") | U
430 | 264 | Unmetered C ("half-night & pre-dawn") | U
430 | 265 | Unmetered C ("half-night & pre-dawn") | U
431 | 262 | Unmetered D ("dawn-to-dusk") | U
431 | 263 | Unmetered D ("dawn-to-dusk") | U
432 | 1397 | 7-hour E7 | 1
432 | 1398 | 7-hour E7 | 2
434 | 269 | 12 Hour OP | EMEB or MIDE only
435 | 270 | Domestic 3-rate heating | 1
435 | 271 | Domestic 3-rate heating | 1
435 | 272 | Domestic 3-rate heating | 2
436 | 273 | 3-Rate Seasonal | 1
436 | 274 | 3-Rate Seasonal | 1
436 | 275 | 3-Rate Seasonal | 2
437 | 1403 | Lifestyle Tariff | 2
437 | 1404 | Lifestyle Tariff | 1
437 | 1405 | Lifestyle Tariff | 1
439 | 346 | Split 7-hour E7 | 2
439 | 349 | Split 7-hour E7 | 1
440 | 210 | 3-rate ToW | 2
440 | 347 | 3-rate ToW | EMEB or MIDE only
440 | 348 | 3-rate ToW | EMEB or MIDE only
441 | 206 | 4-rate SToD | 2
441 | 350 | 4-rate SToD | 1
441 | 351 | 4-rate SToD | 1
441 | 352 | 4-rate SToD | 1
442 | 356 | 7-hour E7 | EMEB or MIDE only
442 | 357 | 7-hour E7 | EMEB or MIDE only
443 | 358 | Evening/Weekend | 1
443 | 359 | Evening/Weekend | 2 or Unsupported (SWAE)
444 | 208 | Evening/Weekend E7 | 2
444 | 358 | Evening/Weekend E7 | Unsupported (SWAE)
444 | 360 | Evening/Weekend E7 | Unsupported (SWAE)
445 | 1406 | 7-hour variable E7 | 1
445 | 1407 | 7-hour variable E7 | 2
446 | 1408 | 7-hour variable E7 | 1
446 | 1409 | 7-hour variable E7 | 2
447 | 206 | 7-hour OP | 2
448 | 1125 | 7-hour OP | 2
449 | 1127 | 7-hour OP | 2
450 | 1129 | 7-hour OP | 2
451 | 1140 | 7-hour OP | 2
452 | 1142 | 7-hour OP | 2
453 | 1144 | 7-hour OP | 2
454 | 1146 | 7-hour OP | 2
455 | 1148 | 7-hour OP | 2
456 | 1150 | 7-hour OP | 2
459 | 1398 | 7-hour OP | 2
460 | 361 | 12 Hours OP | O
461 | 361 | 12 Hours OP | O
462 | 362 | 8 Hours OP | O
463 | 363 | 10.5 Hours OP | O
464 | 364 | Weekender Tariff (V1) | 1
464 | 365 | Weekender Tariff (V1) | 1
465 | 1410 | Weekender Tariff (V2) | 1
465 | 1411 | Weekender Tariff (V2) | 1
466 | 366 | Maximum Demand Register | EMEB or MIDE only
467 | 367 | Maximum Demand Register | EMEB or MIDE only
468 | 368 | Maximum Demand Register | EMEB or MIDE only
469 | 369 | Maximum Demand Register | EMEB or MIDE only
470 | 370 | Maximum Demand Register | EMEB or MIDE only
473 | 1412 | Economy 7 - all purpose tariff G63 | 1
473 | 1413 | Economy 7 - all purpose tariff G63 | 2
474 | 1414 | split 7hr o/p | O
475 | 1415 | Split 7hr E7 | 1
475 | 1416 | Split 7hr E7 | 2
476 | 1417 | 14.5 hr o/p | O
477 | 1418 | 14.5 hr o/p | O
478 | 1419 | Evening/Weekend E7 | 1
478 | 1420 | Evening/Weekend E7 | 1
478 | 1421 | Evening/Weekend E7 | 2
479 | 1424 | Split 7-hour E7 | 2
479 | 1425 | Split 7-hour E7 | 1
480 | 1426 | Split 7-hour E7 | 2
480 | 1427 | Split 7-hour E7 | 1
481 | 1428 | Split 7-hour E7 | 2
481 | 1429 | Split 7-hour E7 | 1
482 | 378 | Micro-PV Export Import Profile Class 1 | G
483 | 379 | Micro-PV Export Import Profile Class 2 | G
484 | 380 | Micro-PV Export Import Profile Class 3 | G
485 | 381 | Micro-PV Export Import Profile Class 4 | G
486 | 382 | Micro-PV Export Import Profile Class 5 | G
487 | 383 | Micro-PV Export Import Profile Class 6 | G
488 | 384 | Micro-PV Export Import Profile Class 7 | G
489 | 385 | Micro-PV Export Import Profile Class 8 | G
490 | 386 | Micro-CHP Export Import Profile Class 1 | G
491 | 387 | Micro-CHP Export Import Profile Class 2 | G
492 | 388 | Micro-CHP Export Import Profile Class 3 | G
493 | 389 | Micro-CHP Export Import Profile Class 4 | G
494 | 390 | Micro-CHP Export Import Profile Class 5 | G
495 | 391 | Micro-CHP Export Import Profile Class 6 | G
496 | 392 | Micro-CHP Export Import Profile Class 7 | G
497 | 393 | Micro-CHP Export Import Profile Class 8 | G
498 | 394 | Other Sml Export SSC any import Profile | G
701 | 343 | 8.5-hour OP + w/e | O
702 | 344 | 8.5-hour OP + w/e | O
703 | 317 | 12-hour OP + w/e | O
704 | 318 | 12-hour OP + w/e | O
705 | 319 | 12-hour OP + w/e | O
706 | 320 | 12-hour OP + w/e | O
707 | 321 | 12-hour OP + w/e | O
708 | 322 | 12-hour OP + w/e | O
709 | 323 | 12-hour OP + w/e | O
710 | 324 | 12-hour OP + w/e | O
711 | 325 | 12-hour OP + w/e | O
712 | 326 | 16-hour OP + w/e | O
713 | 328 | 16-hour OP + w/e | O
714 | 329 | 16-hour OP + w/e | O
715 | 330 | 16-hour OP + w/e | O
716 | 339 | 20-hour OP + w/e | O
717 | 340 | 20-hour OP + w/e | O
718 | 341 | 20-hour OP + w/e + summer | O
719 | 342 | 20-hour OP + w/e + summer | O
720 | 331 | 3-rate SToD | 1
720 | 332 | 3-rate SToD | 1
720 | 333 | 3-rate SToD | 2
721 | 327 | 8.5 hour WM | 2
721 | 336 | 8.5 hour WM | 1
722 | 13067 | 8.5 hour WM | 2
722 | 13068 | 8.5 hour WM | 1
723 | 13070 | 8.5 hour WM | 2
723 | 13071 | 8.5 hour WM | 1
724 | 13073 | 8.5 hour WM | 2
724 | 13074 | 8.5 hour WM | 1
725 | 13076 | 8.5 hour WM | 2
725 | 13077 | 8.5 hour WM | 1
726 | 13079 | 8.5 hour WM | 2
726 | 13080 | 8.5 hour WM | 1
727 | 13032 | 8.5 hour WM | 2
727 | 13033 | 8.5 hour WM | 1
728 | 13034 | 8.5 hour WM Heating | 2
729 | 13035 | 8.5 hour WM | 2
729 | 13036 | 8.5 hour WM | 1
730 | 13037 | 8.5 hour WM Heating | 2
731 | 13038 | 8.5 hour WM | 2
731 | 13039 | 8.5 hour WM | 1
732 | 13040 | 8.5 hour WM Heating | 2
733 | 13041 | 8.5 hour WM | 2
733 | 13042 | 8.5 hour WM | 1
734 | 13043 | 8.5 hour WM Heating | 2
735 | 13044 | 8.5 hour WM | 2
735 | 13045 | 8.5 hour WM | 1
736 | 13046 | 8.5 hour WM Heating | 2
737 | 13047 | 8.5 hour WM | 2
737 | 13048 | 8.5 hour WM | 1
738 | 13049 | 8.5 hour WM Heating | 2
739 | 13050 | 8.5 hour WM | 2
739 | 13051 | 8.5 hour WM | 1
740 | 13052 | 8.5 hour WM Heating | 2
741 | 13053 | 8.5 hour WM | 2
741 | 13054 | 8.5 hour WM | 1
742 | 13055 | 8.5 hour WM Heating | 2
743 | 13056 | 8.5 hour WM | 2
743 | 13057 | 8.5 hour WM | 1
744 | 13058 | 8.5 hour WM Heating | 2
745 | 13059 | 8.5 hour WM | 2
745 | 13060 | 8.5 hour WM | 1
746 | 13061 | 8.5 hour WM Heating | 2
747 | 13062 | 8.5 hour WM | 2
747 | 13063 | 8.5 hour WM | 1
748 | 13064 | 8.5 hour WM | 2
748 | 13065 | 8.5 hour WM | 1
749 | 13066 | 8.5 hour WM Heating | 2
752 | 13011 | 8.5 hour WM | 2
752 | 13012 | 8.5 hour WM | 1
753 | 13013 | Weathercall heating | 2
754 | 13014 | 8.5 hour WM | 2
754 | 13015 | 8.5 hour WM | 1
755 | 13016 | Weathercall heating | 2
756 | 13017 | 8.5 hour WM | 2
756 | 13018 | 8.5 hour WM | 1
757 | 13019 | Weathercall heating | 2
758 | 13020 | 8.5 hour WM | 2
758 | 13021 | 8.5 hour WM | 1
759 | 13022 | Weathercall heating | 2
760 | 13023 | 8.5 hour WM | 2
760 | 13024 | 8.5 hour WM | 1
761 | 13025 | Weathercall heating | 2
762 | 13026 | 8.5 hour WM | 2
762 | 13027 | 8.5 hour WM | 1
763 | 13028 | Weathercall heating | 2
764 | 13002 | 8.5 hour WM | 2
764 | 13003 | 8.5 hour WM | 1
765 | 13004 | Weathercall heating | 2
766 | 13005 | 8.5 hour WM | 2
766 | 13006 | 8.5 hour WM | 1
767 | 13007 | Weathercall heating | 2
768 | 13008 | 8.5 hour WM | 2
768 | 13009 | 8.5 hour WM | 1
769 | 13010 | Weathercall heating | 2
770 | 13001 | 18-hour dynamic | 2
775 | 334 | Crop&Air Conditioning | O
776 | 335 | Crop&Air Conditioning | O
781 | 327 | 8.5 hour WM | O
782 | 13069 | 8.5 hour WM | 1
783 | 13072 | 8.5 hour WM | 1
784 | 13075 | 8.5 hour WM | 1
785 | 13078 | 8.5 hour WM | 1
786 | 13081 | 8.5 hour WM | 1
787 | 13082 | E7 accompanying Birmingam W'call | 2
787 | 13083 | E7 accompanying Birmingam W'call | 1
788 | 13084 | Birmingham Weathercall | 1
789 | 13085 | E7 accompanying Manchester W'call | 2
789 | 13086 | E7 accompanying Manchester W'call | 1
790 | 13087 | Manchester Weathercall | 1
791 | 13088 | E7 accompanying Anglesey W'call | 2
791 | 13089 | E7 accompanying Anglesey W'call | 1
792 | 13090 | Anglesey Weathercall | 1
793 | 13091 | 8.5 hour WM | 2
793 | 13092 | 8.5 hour WM | 1
794 | 13093 | 8.5 hour WM Heating | 2
801 | 306 | Unrestricted | 1
802 | 14005 | Two rate with 8 hours night | 2
802 | 14006 | Two rate with 8 hours night | 1
803 | 14007 | Dynamic | O
804 | 14008 | Two rate with 8 hours night | 2
804 | 14009 | Two rate with 8 hours night | 1
805 | 14010 | Dynamic | O
806 | 14011 | Two rate with 8 hours night | 2
806 | 14012 | Two rate with 8 hours night | 1
807 | 14013 | Dynamic | O
808 | 14017 | Two rate with 8 hours night | 2
808 | 14018 | Two rate with 8 hours night | 1
809 | 14019 | Dynamic | O
810 | 14020 | Two rate with 8 hours night | 2
810 | 14021 | Two rate with 8 hours night | 1
811 | 14022 | Dynamic | O
812 | 14023 | Two rate with 8 hours night | 2
812 | 14024 | Two rate with 8 hours night | 1
813 | 14025 | Dynamic | O
814 | 14029 | Two rate with 8 hours night | 2
814 | 14030 | Two rate with 8 hours night | 1
815 | 14031 | Dynamic | O
816 | 14032 | Two rate with 8 hours night | 2
816 | 14033 | Two rate with 8 hours night | 1
817 | 14034 | Dynamic | O
818 | 14035 | Two rate with 8 hours night | 2
818 | 14036 | Two rate with 8 hours night | 1
819 | 14037 | Dynamic | O
820 | 14042 | Two rate with 8 hours night | 2
820 | 14043 | Two rate with 8 hours night | 1
821 | 14044 | Dynamic | O
822 | 14045 | Two rate with 8 hours night | 2
822 | 14046 | Two rate with 8 hours night | 1
823 | 14047 | Dynamic | O
824 | 14048 | Two rate with 8 hours night | 2
824 | 14049 | Two rate with 8 hours night | 1
825 | 14050 | Dynamic | O
826 | 14069 | Two rate with 8 hours night | 2
826 | 14070 | Two rate with 8 hours night | 1
827 | 14071 | Dynamic | O
828 | 14072 | Two rate with 8 hours night | 2
828 | 14073 | Two rate with 8 hours night | 1
829 | 14074 | Dynamic | O
830 | 14075 | Two rate with 8 hours night | 2
830 | 14076 | Two rate with 8 hours night | 1
831 | 14077 | Dynamic | O
832 | 14085 | Two rate with 8 hours night | 2
832 | 14086 | Two rate with 8 hours night | 1
833 | 14087 | Dynamic | O
834 | 14088 | Two rate with 8 hours night | 2
834 | 14089 | Two rate with 8 hours night | 1
835 | 14090 | Dynamic | O
836 | 14091 | Two rate with 8 hours night | 2
836 | 14092 | Two rate with 8 hours night | 1
837 | 14093 | Dynamic | O
838 | 14094 | Two rate with 8 hours night | 2
838 | 14095 | Two rate with 8 hours night | 1
839 | 14096 | Dynamic | O
840 | 14110 | Two rate with 8 hours night | 2
840 | 14111 | Two rate with 8 hours night | 1
841 | 14112 | Dynamic | O
842 | 14113 | Two rate with 8 hours night | 2
842 | 14114 | Two rate with 8 hours night | 1
843 | 14115 | Dynamic | O
844 | 14116 | Two rate with 8 hours night | 2
844 | 14117 | Two rate with 8 hours night | 1
845 | 14118 | Dynamic | O
846 | 14138 | Two rate with 8 hours night | 2
846 | 14139 | Two rate with 8 hours night | 1
847 | 14140 | Dynamic | O
848 | 14141 | Two rate with 8 hours night | 2
848 | 14142 | Two rate with 8 hours night | 1
849 | 14143 | Dynamic | O
850 | 14014 | Dynamic | O
851 | 14038 | Dynamic | O
852 | 14001 | Two rate with 8 hours night | 2
852 | 14002 | Two rate with 8 hours night | 1
853 | 14081 | Two rate with 8 hours night | 2
853 | 14082 | Two rate with 8 hours night | 1
854 | 14083 | Two rate with 8 hours night | 2
854 | 14084 | Two rate with 8 hours night | 1
855 | 14103 | Two rate with 8 hours night | 2
855 | 14104 | Two rate with 8 hours night | 1
856 | 14105 | Two rate with 8 hours night | 2
856 | 14106 | Two rate with 8 hours night | 1
857 | 14015 | Two rate with 8 hours night | 2
857 | 14016 | Two rate with 8 hours night | 1
858 | 14039 | Two rate with 8 hours night | 2
858 | 14040 | Two rate with 8 hours night | 1
859 | 14003 | Two rate with 8 hours night | 2
859 | 14004 | Two rate with 8 hours night | 1
860 | 14026 | Two rate with 8 hours night | 2
860 | 14027 | Two rate with 8 hours night | 1
861 | 14051 | Two rate with 8 hours night | 2
861 | 14052 | Two rate with 8 hours night | 1
862 | 14107 | Two rate with 8 hours night | 2
862 | 14108 | Two rate with 8 hours night | 1
863 | 14054 | Two rate with 8 hours night | 2
863 | 14055 | Two rate with 8 hours night | 1
864 | 14121 | Two rate with 8 hours night | 2
864 | 14122 | Two rate with 8 hours night | 1
865 | 14057 | Two rate with 8 hours night | 2
865 | 14058 | Two rate with 8 hours night | 1
866 | 14059 | Dynamic | O
867 | 14060 | Two rate with 8 hours night | 2
867 | 14061 | Two rate with 8 hours night | 1
868 | 14062 | Dynamic | O
869 | 14063 | Two rate with 8 hours night | 2
869 | 14064 | Two rate with 8 hours night | 1
870 | 14065 | Dynamic | O
871 | 14066 | Two rate with 8 hours night | 2
871 | 14067 | Two rate with 8 hours night | 1
872 | 14068 | Dynamic | O
873 | 14078 | Two rate with 8 hours night | 2
873 | 14079 | Two rate with 8 hours night | 1
874 | 14080 | Dynamic | O
875 | 14100 | Two rate with 8 hours night | 2
875 | 14101 | Two rate with 8 hours night | 1
876 | 14102 | Dynamic | O
877 | 14123 | Two rate with 8 hours night | 2
877 | 14124 | Two rate with 8 hours night | 1
878 | 14125 | Dynamic | O
879 | 14126 | Two rate with 8 hours night | 2
879 | 14127 | Two rate with 8 hours night | 1
880 | 14128 | Dynamic | O
881 | 14129 | Two rate with 8 hours night | 2
881 | 14130 | Two rate with 8 hours night | 1
882 | 14131 | Dynamic | O
883 | 14132 | Two rate with 8 hours night | 2
883 | 14133 | Two rate with 8 hours night | 1
884 | 14134 | Dynamic | O
885 | 14135 | Two rate with 8 hours night | 2
885 | 14136 | Two rate with 8 hours night | 1
886 | 14137 | Dynamic | O
887 | 14144 | Two rate with 8 hours night | 2
887 | 14145 | Two rate with 8 hours night | 1
888 | 14146 | Dynamic | O
889 | 278 | Two rate with 8 hours night | 2
889 | 289 | Two rate with 8 hours night | 1
890 | 14028 | Dynamic | O
891 | 14099 | Dynamic | O
892 | 14119 | Dynamic | O
893 | 14120 | Dynamic | O
894 | 300 | 8 Hours OP | O
895 | 311 | 8 Hours OP | O
896 | 312 | 8 Hours OP | O
897 | 14097 | Dynamic | O
898 | 14098 | Dynamic | O
899 | 281 | 11 Hours OP | O
900 | 282 | 11 Hours OP | O
901 | 283 | 11 Hours OP | O
902 | 284 | 11 Hours OP | O
903 | 285 | 11 Hours OP | O
904 | 286 | 8 Hours OP + Weekends | O
905 | 287 | 8 Hours OP + Weekends | O
906 | 288 | 8 Hours OP + Weekends | O
907 | 292 | 15 Hours OP + Weekends | O
908 | 293 | 15 Hours OP + Weekends | O
909 | 294 | 15 Hours OP + Weekends | O
910 | 295 | 15 Hours OP + Weekends | O
911 | 296 | 15 Hours OP + Weekends | O
912 | 297 | 15 Hours OP + Weekends | O
913 | 298 | 15 Hours OP + Weekends | O
914 | 299 | 15 Hours Nov - April/24 Hours May - Oct | 1
915 | 313 | 8 Hours OP | 2
915 | 314 | 8 Hours OP | 1
916 | 315 | 8 Hours OP | 2
916 | 316 | 8 Hours OP | 1
917 | 279 | 8 Hours OP | 2
917 | 280 | 8 Hours OP | 1
918 | 290 | Evening/Weekend | 1
918 | 291 | Evening/Weekend | 1
919 | 57 | 2 rate | 1
919 | 278 | 2 rate | 2
920 | 57 | 2 rate | 1
920 | 278 | 2 rate | 2
922 | 301 | Unrestricted | 1
923 | 302 | Unrestricted | 1
924 | 303 | Unrestricted | 1
925 | 259 | Unmetered Type A ("flat " profile) | U
925 | 307 | Unmetered Type A ("flat " profile) | U
926 | 261 | Unmetered B ("dusk-to-dawn") | U
926 | 308 | Unmetered B ("dusk-to-dawn") | U
927 | 263 | Unmetered D ("dawn-to-dusk") | U
927 | 309 | Unmetered D ("dawn-to-dusk") | U
928 | 265 | Unmetered C ("half-night & pre-dawn") | U
928 | 310 | Unmetered C ("half-night & pre-dawn") | U
929 | 14041 | 11 Hours OP | O
930 | 14053 | 11 Hours OP | O
931 | 14056 | 11 Hours OP | O
932 | 191 | Seasonal ToD | 2
932 | 353 | Seasonal ToD | 1
932 | 354 | Seasonal ToD | 1
932 | 355 | Seasonal ToD | 1
933 | 14147 | Two rate with 8 hours night | 2
933 | 14148 | Two rate with 8 hours night | 1
934 | 14149 | Dynamic | O
935 | 374 | Split 10 hr E10 | 2 or Unsupported (SWAE and SWEB)
935 | 375 | Split 10 hr E10 | 1 or Unsupported (SWAE and SWEB)
936 | 1422 | Split 10 hr E10 | 1
936 | 1423 | Split 10 hr E10 | 2
937 | 14150 | Split 10 hr E10 | 2
937 | 14151 | Split 10 hr E10 | 1
938 | 376 | Split 10 hr E10 | 2
938 | 377 | Split 10 hr E10 | 1
939 | 395 | Split 10 hr E10 | 2
939 | 396 | Split 10 hr E10 | 1
940 | 397 | NHH Export Hydro Profile Class | G
941 | 398 | NHH Export Wind Profile Class | G
942 | 400 | 7-hour E7 (Cornwall & def reinforcement) | 1
942 | 401 | 7-hour E7 (Cornwall & def reinforcement) | 2
943 | 404 | 7-hour E7 | 1
943 | 405 | 7-hour E7 | 2
944 | 406 | 7-hour E7 | 1
944 | 407 | 7-hour E7 | 2
945 | 408 | 7-hour E7 | 1
945 | 409 | 7-hour E7 | 2
946 | 410 | 7-hour E7 | 1
946 | 411 | 7-hour E7 | 2
947 | 412 | Smart Meter 3 Rate Time of Day | 2
947 | 413 | Smart Meter 3 Rate Time of Day | 1
947 | 414 | Smart Meter 3 Rate Time of Day | 1
948 | 415 | 10 hour Evening/Weekend | 2 or Unsupported (SWAE and SWEB)
948 | 416 | 10 hour Evening/Weekend | 1
949 | 417 | General Purpose 2 Rate (paired wth 0950) | 1
949 | 418 | General Purpose 2 Rate (paired wth 0950) | 2
950 | 419 | E10 Heating Single Rate (prd wth 0949) | O
951 | 420 | E9 Heating | O
952 | 421 | General Purpose 2 Rate (paired wth 0951) | 1
952 | 422 | General Purpose 2 Rate (paired wth 0951) | 2
953 | 423 | Two rate with 20 hours night | 1
953 | 424 | Two rate with 20 hours night | 1 or Unsupported (SWAE and SWEB)
954 | 425 | Three Rate Peak Day Other | 2 or Unsupported (SWAE and SWEB)
954 | 426 | Three Rate Peak Day Other | 1 or Unsupported (SWAE and SWEB)
954 | 427 | Three Rate Peak Day Other | 1 or Unsupported (SWAE and SWEB)
955 | 206 | 4 rate weekday/2 rate weekend | 2
955 | 428 | 4 rate weekday/2 rate weekend | 1
955 | 429 | 4 rate weekday/2 rate weekend | 2
955 | 430 | 4 rate weekday/2 rate weekend | 1
956 | 160 | 4 Rate Weekday/2 rate Weekend (BST) | 2
956 | 427 | 4 Rate Weekday/2 rate Weekend (BST) | 1
956 | 431 | 4 Rate Weekday/2 rate Weekend (BST) | 2
956 | 432 | 4 Rate Weekday/2 rate Weekend (BST) | 1
957 | 432 | Unrestricted with Weekday Peak | 1
957 | 433 | Unrestricted with Weekday Peak | 2
958 | 434 | Unrestricted with Peak | 2
958 | 435 | Unrestricted with Peak | 1
959 | 160 | Economy 7 with Weekday Peak | 2
959 | 432 | Economy 7 with Weekday Peak | 1
959 | 436 | Economy 7 with Weekday Peak | 2
960 | 160 | Economy 7 with Peak | 2
960 | 435 | Economy 7 with Peak | 1
960 | 441 | Economy 7 with Peak | 1
961 | 427 | Evening Weekend and Weekday Peak (smart) | 1
961 | 432 | Evening Weekend and Weekday Peak (smart) | 1
961 | 437 | Evening Weekend and Weekday Peak (smart) | 2
962 | 427 | Evening Weekend with Peak | 1
962 | 435 | Evening Weekend with Peak | 1
962 | 438 | Evening Weekend with Peak | 2
963 | 160 | Evening Weekend Night and Peak | 2
963 | 427 | Evening Weekend Night and Peak | 1
963 | 435 | Evening Weekend Night and Peak | 1
963 | 439 | Evening Weekend Night and Peak | 2
964 | 160 | Evening Weekend with Night (BST) | 2
964 | 431 | Evening Weekend with Night (BST) | 2
964 | 440 | Evening Weekend with Night (BST) | 1
965 | 194 | 3 Rate with Weekday Peak | 2
965 | 489 | 3 Rate with Weekday Peak | 1
965 | 500 | 3 Rate with Weekday Peak | 2
966 | 488 | 8-hour OP | O
967 | 442 | Superdeal Day/Night | 1
967 | 443 | Superdeal Day/Night | 2
968 | 444 | Superdeal Day/Night | 1
969 | 443 | 3 Rate with Weekday Peak | 2
969 | 489 | 3 Rate with Weekday Peak | 1
969 | 501 | 3 Rate with Weekday Peak | 1
970 | 447 | split 7-hour E7 | 2
970 | 448 | split 7-hour E7 | 1
971 | 492 | Smart meter trial - time of use 3 rate | 2
971 | 493 | Smart meter trial - time of use 3 rate | 1
971 | 494 | Smart meter trial - time of use 3 rate | 1
972 | 502 | 2 Rate Saturday Off Peak | 1
972 | 503 | 2 Rate Saturday Off Peak | 2 or Unsupported (SWAE and SWEB)
973 | 453 | Flexiheat Day/Evening/Weekend | 1
973 | 454 | Flexiheat Day/Evening/Weekend | 2
974 | 455 | Flexiheat heating | 2
975 | 504 | Saturday Off Peak (9-5) | 1
975 | 505 | Saturday Off Peak (9-5) | 2
976 | 506 | Sunday Off Peak (9-5) | 1
976 | 507 | Sunday Off Peak (9-5) | 2
978 | 462 | 7-hour OP | O
979 | 463 | Non-Standard OP (8+3 hour) | O or Unsupported (SWEB)
980 | 466 | General Purpose 2 Rate (paired with 0980 | 2
980 | 467 | General Purpose 2 Rate (paired with 0980 | 1
981 | 468 | E10 Heating Single Rate (prd with 0981) | O
982 | 508 | Evening Saver | 2
982 | 509 | Evening Saver | 1
983 | 510 | Comfort Booster | 2
983 | 511 | Comfort Booster | 1
984 | 512 | Saturday Off Peak (24 Hrs) | 1
984 | 513 | Saturday Off Peak (24 Hrs) | 2
985 | 514 | Sunday Off Peak (24 Hrs) | 1
985 | 515 | Sunday Off Peak (24 Hrs) | 2
989 | 475 | Redring Boiler (general purpose) | 2
989 | 476 | Redring Boiler (general purpose) | 1
990 | 477 | Redring Boiler (heating circuit) | O
991 | 478 | 8-hour OP | O
996 | 485 | Lifestyle Tariff | 2
996 | 486 | Lifestyle Tariff | 1
996 | 487 | Lifestyle Tariff | 2
997 | 490 | Evening/Weekend - BST | 2 or Unsupported (SWAE and SWEB)
997 | 491 | Evening/Weekend - BST | 1
Notes:
There are a few governing rules that should be applied:
Specific notes for application to WPD areas:
  WPD East Midlands (EMEB) and WPD West Midlands (MIDE) tariffs are all delinked and set time bands are applied in place of the TPR’s timebands.
  WPD South West (SWEB) and South Wales (SWAE) do not support all SSC combinations and where indicated with ‘Unsupported’ then set time bands are applied.
Otherwise the following rules apply to the remaining DNO areas.
  1, G and U should be applied straight to the appropriate SSC/TPRs, to identify generation and UMS tariffs.
  Then considering the SSC/TPRs alongside the PC.
  2, PC1s should be labelled Domestic Unrestricted.
  3, PC2s with a SSCs with O should be labelled Domestic Off Peak.
  4, Remaining PC2s should be labelled Domestic Two Rate with the unit as 1 or 2 as detailed.
  5, PC3s should be labelled Small Non Domestic Unrestricted.
  6, PC4s with a SSCs with O should be labelled Small Non Domestic Off Peak.
  7, Remaining PC4s should be labelled Small Non Domestic Two Rate with the unit as 1 or 2 as detailed.
  8, PC5 – 8s, depending on the voltage of connection, they should be labelled; LV Medium Non Domestic, LV Sub Medium Non Domestic or HV Medium Non Domestic with the unit as 1 or 2 as detailed.
Common decode:
  1: Unit 1 (Day)
  2: Unit 2 (Night)
  O: Off Peak
  G: Generation
  U: UMS
  Unsupported: WPD South West (SWEB) or South Wales (SWAE) default TPRs applied
  EMEB or MIDE only: only exists in those areas (either or both) as delinked.

## Charge Calculator
Back to Overview
Western Power Distribution (East Midlands) plc - Effective from 1 April 2019 - Final
LV and HV tariff calculator | [7 empty] | EHV site calculator
Step 1, Choose your tariff using the drop down list in cell B10 | [7 empty] | Step 1, Choose your tariff using the drop down list in cell L10
Step 2, After selecting a tariff in step 1, Cells C12-I12 will generate headings, please enter your consumption in cells C13:I13 underneath each heading generated (if no heading leave cell blank) | [7 empty] | Step 2, After selecting a tariff in step 1, Cells M12-T12 will generate headings, please enter your consumption in cells M13:T13 underneath each heading generated (if no heading leave cell blank)
Step 3, Enter a forecast of consumption if required in cells C14:I14 | [7 empty] | Step 3, Enter a forecast of consumption if required in cells M14:T14
Tariff details Choose tariff name from drop down box below | Unit charge 1 (NHH) or red/black charge (HH) p/kWh | Unit charge 2 (NHH) or amber/yellow charge (HH) p/kWh | Green charge(HH) p/kWh | Fixed charge p/MPAN/day | Capacity charge p/kVA/day | Exceeded capacity charge p/kVA/day | Reactive power charge p/kVArh | Site details Choose the site name from the drop down box below | Import Super Red unit charge (p/kWh) | Import fixed charge (p/day) | Import capacity charge (p/kVA/day) | Import exceeded capacity charge (p/kVA/day) | Export Super Red unit charge (p/kWh) | Export fixed charge (p/day) | Export capacity charge (p/kVA/day) | Export exceeded capacity charge (p/kVA/day)
Tariff components | Unit 1 kWh (red/black/day) | Unit 2 kWh (amber/yellow /night) | Unit 3 kWh (green) | Number of days in consumption period i.e. 365 if one year | Maximum import or export capacity kVA | Average daily exceeded capacity kVA | Excess reactive units kVArh | Tariff components | Import super red kWh | Number of days in consumption period i.e. 365 if one year | Maximum import capacity kVA | Average daily exceeded capacity kVA | Export Super Red kWh | Number of days in consumption period i.e. 365 if one year | Maximum export capacity kVA | Average daily exceeded capacity kVA
Enter current consumption details | [7 empty] | Enter current consumption details | [5 empty] | 0
Enter forecast consumption details (if different) | 0 | 0 | 0 | 0 | 0 | 0 | 0 | Enter forecast consumption details (if different) | 0 | 0 | 0 | 0 | 0 | 0 | 0 | 0
Charge components | Unit 1 £ | Unit 2 £ | Unit 3 £ | Fixed charge £ | Capacity charge £ | Exceeded capacity charge £ | Reactive power charge £ | Charge components | Import super red charge £ | Import fixed charge £ | Import capacity charge £ | Import exceeded capacity charge £ | Export super red charge £ | Export fixed charge £ | Export capacity charge £ | Export exceeded capacity charge £
Current consumption period charges | [7 empty] | Current consumption period charges
Forecast consumption period charges | [7 empty] | Forecast consumption period charges
| Total charge £ | [7 empty] | Import total charge £ | Export total charge £
Current consumption period charges | 0 | [6 empty] | Current consumption period charges | 0 | 0
Forecast consumption period charges | 0 | [6 empty] | Forecast consumption period charges | 0 | 0
These charges are estimates based on tariff selected and consumption values entered. | [7 empty] | These charges are estimates based on site selected and consumption values entered.
Note:
For the purpose of forecasting the exceeded capacity charge, the input in this calculator uses the average daily exceeded capacity as this reduces the calculators complexity, however as per the Use of System Charging Statement, the exceeded portion of the capacity will be charged at the exceeded capacity charge p/kVA/day rate, based on the difference between the MIC/MEC and the actual capacity used. This will be charged for the full duration of the month in which the breach occurs.”