## Overview
Company and licence name, charging year, effective from, status
| Company and Licence name | Charging Year | Effective From | Status
Company and Licence name, charging year, effective from, status | Western Power Distribution (South West) plc | 2018/2019 | 2018-04-01 | Final
List of data tables in this workbook
Worksheet | Information
Annex 1 LV and HV charges | Annex 1 contains charges to LV and HV Designated Properties.
Annex 2 EHV charges | Annex 2 contains the charges to Designated EHV Properties and charges applied to LDNOs with Designated EHV Properties/end-users embedded in networks within the Western Power Distribution (East Midlands) plc Licence area.
Annex 3 Preserved charges | Annex 3 contains details of any preserved and additional charges that are valid at this time.
Annex 4 LDNO charges | Annex 4 contains charges that are levied on the owner of an embedded network within the Western Power Distribution (East Midlands) plc Licence area. Electricity suppliers and consumers who have properties connected to an embedded network should contact the embedded network owner to determine their distribution charges. The charges listed in this table are not payable by domestic consumers, business consumers or electricity suppliers. |  |  |  | Electricity suppliers and consumers who have properties connected to an embedded network should contact the embedded network owner to determine their distribution charges. The charges listed in this table are not payable by domestic consumers, business consumers or electricity suppliers.
Annex 5 LLFs | Annex 5 contains illustrative LLFs. LLFs are used in Settlement to adjust the metering system volumes to take account of losses on the distribution network. Illustrative LLFs are provided with reference to the metered voltage or associated LLFC for generic LLFs and by reference to the LLFCs for site specific LLFs. Each LLF is applicable to a defined time period. The LLFs used in Settlement are published on the Elexon portal website, www.elexonportal.co.uk. The website contains the LLFs in standard industry data formats and in a summary form. A user guide with details on registering and using the portal is also available.
Annex 6 new Designated EHV Properties | Annex 6 contains the charges to new Designated EHV Properties and charges applied to LDNOs with new Designated EHV Properties/end-users embedded in networks within the Western Power Distribution (East Midlands) plc Licence area.
Nodal prices | Contains the underlying [nodal/network group] costs used to calculate the current EDCM charges.
SSC TPR to unit rate lookup table | The time periods for the non half hourly metered charge rates in Annex 1 are as specified by the SSC. To determine the appropriate charge rate for each SSC/TPR a lookup table is provided.
Charge calculator | Charge calculator is a tool to help you estimate your distribution charges using current consumption data and forecast consumption data.
Notes to users of this spreadsheet
Please use this spreadsheet with reference to the LC14 use of system charging statement.
Notes to DNOs populating this spreadsheet
DNOs must endeavour to maintain consistency in the structure of this spreadsheet. Any changes to the structure must be noted in the 'Notes to users of this spreadsheet'
The drop down list on the charge calculator can be expanded by unprotecting the charge calculator sheet and selecting 'data', 'data validation...' and then expanding the 'source' data range. The sheet can then be protected.

## Annex 1 LV and HV charges
Back to Overview | 'DNOs paste value cells A15:I41 from CDCM 3701 into cells A14:I40
Western Power Distribution (South West) plc - Effective from 1 April 2018 - Final LV and HV charges
Time Bands for Half Hourly Metered Properties | [5 empty] | Time Bands for Half Hourly Unmetered Properties
Time periods | Red Time Band | Amber Time Band |  | Green Time Band |  |  |  | Black Time Band | Yellow Time Band | Green Time Band
Monday to Friday | 17.00 - 19.00 | 07:30 to 17:00 19:00 to 21:30 |  | 00:00 to 07:30 21:30 to 24:00 |  | Monday to Friday Nov to Feb (excluding 22nd Dec to 4th Jan inclusive) |  | 17:00 to 19:00 | 07:30 to 17:00 19:00 to 21:30 | 00:00 to 07:30 21:30 to 24:00
Weekends |  | 16:30 to 19:30 |  | 00:00 to 16:30 19:30 to 24:00 |  | Monday to Friday Mar to Oct (plus 22nd Dec to 4th Jan inclusive) |  |  | 07:30 to 21:30 | 00:00 to 07:30 21:30 to 24:00
Notes | All the above times are in UK Clock time |  |  |  |  | Weekends |  |  | 16:30 to 19:30 | 00:00 to 16:30 19:30 to 24:00
[6 empty] | Notes |  | All the above times are in UK Clock time
Tariff name | Open LLFCs | PCs | Unit charge 1 (NHH) or red/black charge (HH) p/kWh | Unit charge 2 (NHH) or amber/yellow charge (HH) p/kWh | Green charge(HH) p/kWh | Fixed charge p/MPAN/day | Capacity charge p/kVA/day | Exceeded capacity charge p/kVA/day | Reactive power charge p/kVArh | Closed LLFCs
Domestic Unrestricted | 10, 20 | 1 | 2.696 | 0 | 0 | 5.17 | 0 | 0 | 0
Domestic Two Rate | 30, 40 | 2 | 3.035 | 1.434 | 0 | 5.17 | 0 | 0 | 0
Domestic Off Peak (related MPAN) | 430 | 2 | 1.416 | 0 | 0 | 0 | 0 | 0 | 0
Small Non Domestic Unrestricted | 110 | 3 | 2.459 | 0 | 0 | 8.37 | 0 | 0 | 0
Small Non Domestic Two Rate | 210 | 4 | 2.66 | 1.429 | 0 | 8.37 | 0 | 0 | 0
Small Non Domestic Off Peak (related MPAN) | 251 | 4 | 1.424 | 0 | 0 | 0 | 0 | 0 | 0
LV Medium Non-Domestic | 570 | 5-8 | 2.518 | 1.403 | 0 | 37.15 | 0 | 0 | 0
LV Sub Medium Non-Domestic | 540 | 5-8 | 2.39 | 1.39 | 0 | 25.77 | 0 | 0 | 0
LV Network Domestic | 202 | 0 | 13.893 | 1.806 | 1.42 | 5.17 | 0 | 0 | 0
LV Network Non-Domestic Non-CT | 203 | 0 | 14.143 | 1.817 | 1.423 | 8.37 | 0 | 0 | 0
LV HH Metered | 570 | 0 | 10.317 | 1.617 | 1.376 | 11.81 | 3.05 | 6.95 | 0.151
LV Sub HH Metered | 540 | 0 | 8.281 | 1.48 | 1.347 | 9.09 | 3.27 | 6.72 | 0.107
HV HH Metered | 510 | 0 | 6.463 | 1.383 | 1.324 | 90.23 | 2.78 | 6.82 | 0.072
NHH UMS category A | 977 | 8 | 2.976 | 0 | 0 | 0 | 0 | 0 | 0
NHH UMS category B | 980 | 1 | 3.348 | 0 | 0 | 0 | 0 | 0 | 0
NHH UMS category C | 978 | 1 | 4.223 | 0 | 0 | 0 | 0 | 0 | 0
NHH UMS category D | 979 | 1 | 2.616 | 0 | 0 | 0 | 0 | 0 | 0
LV UMS (Pseudo HH Metered) | 970 | 0 | 33.837 | 2.664 | 2.247 | 0 | 0 | 0 | 0
LV Generation NHH or Aggregate HH | 581 | 8 & 0 | -0.696 | 0 | 0 | 0 | 0 | 0 | 0
LV Sub Generation NHH | 551 | 8 | -0.629 | 0 | 0 | 0 | 0 | 0 | 0
LV Generation Intermittent | 581 | 0 | -0.696 | 0 | 0 | 0 | 0 | 0 | 0.151
LV Generation Intermittent no RP charge | tbc | 0 | -0.696 | 0 | 0 | 0 | 0 | 0 | 0
LV Generation Non-Intermittent | 527 | 0 | -8.543 | -0.354 | -0.092 | 0 | 0 | 0 | 0.151
LV Generation Non-Intermittent no RP charge | tbc | 0 | -8.543 | -0.354 | -0.092 | 0 | 0 | 0 | 0
LV Sub Generation Intermittent | 551 | 0 | -0.629 | 0 | 0 | 0 | 0 | 0 | 0.126
LV Sub Generation Intermittent no RP charge | tbc | 0 | -0.629 | 0 | 0 | 0 | 0 | 0 | 0
LV Sub Generation Non-Intermittent | 526 | 0 | -7.844 | -0.303 | -0.082 | 0 | 0 | 0 | 0.126
LV Sub Generation Non-Intermittent no RP charge | tbc | 0 | -7.844 | -0.303 | -0.082 | 0 | 0 | 0 | 0
HV Generation Intermittent | 521 | 0 | -0.4 | 0 | 0 | 43.5 | 0 | 0 | 0.096
HV Generation Intermittent no RP charge | tbc | 0 | -0.4 | 0 | 0 | 43.5 | 0 | 0 | 0
HV Generation Non-Intermittent | 524 | 0 | -5.442 | -0.132 | -0.046 | 43.5 | 0 | 0 | 0.096
HV Generation Non-Intermittent no RP charge | tbc | 0 | -5.442 | -0.132 | -0.046 | 43.5 | 0 | 0 | 0

## Annex 2 EHV charges
Back to Overview |  | Copy EDCM table 4501 range starting B18 and paste into G11. Extend or reduce print area as required. |  |  | Note: The list of MPANs / MSIDs provided may be incomplete; the DNO reserves the right to apply the listed charges to any other MPANs / MSIDs associated with the site.
Western Power Distribution (South West) plc - Effective from 1 April 2018 - Final EDCM charges
Time Periods for Designated EHV Properties
Time periods |  |  | Super Red Time Band
Monday to Friday Nov to Feb (excluding 22nd Dec to 4th Jan inclusive) |  |  | 17:00 - 19:00
Notes |  |  | All the above times are in UK Clock time
Import Unique Identifier | LLFC | Import MPANs/MSIDs | Export Unique Identifier | LLFC | Export MPANs/MSIDs | Name | Import Super Red unit charge (p/kWh) | Import fixed charge (p/day) | Import capacity charge (p/kVA/day) | Import exceeded capacity charge (p/kVA/day) | Export Super Red unit charge (p/kWh) | Export fixed charge (p/day) | Export capacity charge (p/kVA/day) | Export exceeded capacity charge (p/kVA/day)
204 | 204 | 2200042689299 |  |  |  | Ashwater Auxillary Supply | 0.657 | 1.21 | 1.95 | 1.95 | 0 | 0 | 0 | 0
262 | 262 | 2200042291210 | 373 | 373 | 2200042291229 | Till House | 0.007 | 9.9 | 1.76 | 1.76 | 0 | 796.71 | 0.05 | 0.05
263 | 263 | 2200042297550 | 374 | 374 | 2200042297587 | Outlands Wood | 0.494 | 3 | 2.04 | 2.04 | 0 | 419.59 | 0.05 | 0.05
264 | 264 | 2200042305476 | 375 | 375 | 2200042305485 | Culmhead | 0 | 2.85 | 2.94 | 2.94 | 0 | 818.77 | 0.05 | 0.05
265 | 265 | 2200042308031 | 376 | 376 | 2200042308040 | Whitchurch Farm PV | 5.769 | 0.86 | 4.91 | 4.91 | 0 | 432.14 | 0.05 | 0.05
266 | 266 | 2200042312872 | 377 | 377 | 2200042312881 | Kingsland Barton | 0.554 | 5.09 | 3.33 | 3.33 | 0 | 533.97 | 0.05 | 0.05
267 | 267 | 2200042314986 | 378 | 378 | 2200042314995 | Mendip Solar PV Farm | 5.815 | 1.67 | 3.22 | 3.22 | 0 | 424.14 | 0.05 | 0.05
268 | 268 | 2200042315730 | 379 | 379 | 2200042315749 | St Stephen PV | 0.886 | 3.83 | 3.84 | 3.84 | 0 | 900.17 | 0.05 | 0.05
New Import 46 | New Import 46 | New Import 46 | New Export 46 | New Export 46 | New Export 46 | St Stephen (Hay Farm) | 0.954 | 5.55 | 2.37 | 2.37 | 0 | 443.92 | 0.05 | 0.05
269 | 269 | 2200042315776 | 380 | 380 | 2200042315785 | Trewidland farm PV | 1.145 | 4.55 | 2.52 | 2.52 | 0 | 758.84 | 0.05 | 0.05
270 | 270 | 2200042316751 | 381 | 381 | 2200042316789 | Watchfield Lawn | 0.521 | 5.16 | 2.18 | 2.18 | 0 | 466.87 | 0.05 | 0.05
271 | 271 | 2200042382620 | 382 | 382 | 2200042382639 | Gover Park | 11.6 | 4.85 | 2.26 | 2.26 | 0 | 751.31 | 0.05 | 0.05
272 | 272 | 2200042323128 | 383 | 383 | 2200042323137 | North Wayton | 0.648 | 9.21 | 1.99 | 1.99 | 0 | 682.42 | 0.05 | 0.05
273 | 273 | 2200042324450 | 384 | 384 | 2200042324460 | Week Farm | 0.052 | 17.35 | 2.99 | 2.99 | 0 | 1099.61 | 0.05 | 0.05
274 | 274 | 2200042326040 | 385 | 385 | 2200042326059 | Cullompton | 3.528 | 13.45 | 2.77 | 2.77 | 0 | 915.19 | 0.05 | 0.05
275 | 275 | 2200042329078 | 386 | 386 | 2200042329087 | Dinder Farm | 5.954 | 7.91 | 2.39 | 2.39 | 0 | 533.37 | 0.05 | 0.05
277 | 277 | 2200042329050 | 388 | 388 | 2200042329069 | Pitts Farm | 5.953 | 11.05 | 2.21 | 2.21 | 0 | 530.27 | 0.05 | 0.05
278 | 278 | 2200042333678 | 389 | 389 | 2200042333687 | Kerriers | 0.497 | 19.4 | 3.43 | 3.43 | 0 | 3166.7 | 0.05 | 0.05
279 | 279 | 2200042333701 | 390 | 390 | 2200042333710 | Ernesettle Lane | 0.308 | 8.99 | 1.49 | 1.49 | -0.495 | 899.13 | 0.05 | 0.05
281 | 281 | 2200042340220 | 392 | 392 | 2200042340230 | Goonhilly Solar Park | 0 | 10.17 | 1.82 | 1.82 | 0 | 402.59 | 0.05 | 0.05
282 | 282 | 2200042348665 | 393 | 393 | 2200042348674 | Nanteague | 0.262 | 12.68 | 2.39 | 2.39 | 0 | 1453.04 | 0.05 | 0.05
283 | 283 | 2200042340745 | 394 | 394 | 2200042340824 | Bidwell Dartington PV | 0.7 | 2.8 | 3.43 | 3.43 | 0 | 560.02 | 0.05 | 0.05
284 | 284 | 2200042343212 | 395 | 395 | 2200042343221 | New Row Farm | 6.014 | 7.17 | 2.87 | 2.87 | 0 | 559.01 | 0.05 | 0.05
285 | 285 | 2200042354205 | 396 | 396 | 2200042354214 | Woodland Barton Windfarm | 1.018 | 33.33 | 1.28 | 1.28 | 0 | 2533.2 | 0.05 | 0.05
286 | 286 | 2200042387497 | 397 | 397 | 2200042387502 | Four Burrows 2 | 0.277 | 7.13 | 2.49 | 2.49 | 0 | 855.61 | 0.05 | 0.05
287 | 287 | 2200042398211 | 398 | 398 | 2200042398220 | Redlands Farm | 0.551 | 5.1 | 2.33 | 2.33 | 0 | 897.48 | 0.05 | 0.05
288 | 288 | 2200042400882 | 399 | 399 | 2200042400891 | Tengore Lane PV | 0.503 | 5.51 | 3.02 | 3.02 | 0 | 654.19 | 0.05 | 0.05
289 | 289 | 2200042400864 | 400 | 400 | 2200042400873 | Liverton Farm | 0.654 | 4.21 | 1.99 | 1.99 | 0 | 411.25 | 0.05 | 0.05
290 | 290 | 2200042407860 | 401 | 401 | 2200042407879 | Yonder Parks Farm | 1.427 | 7.95 | 2.87 | 2.87 | 0 | 944.76 | 0.05 | 0.05
291 | 291 | 2200042410310 | 402 | 402 | 2200042410339 | Somerton Door | 0.536 | 4.48 | 3.51 | 3.51 | 0 | 443.81 | 0.05 | 0.05
292 | 292 | 2200042414858 | 403 | 403 | 2200042414867 | Carditch Drove | 7.93 | 2.38 | 1.88 | 1.88 | 0 | 411.28 | 0.05 | 0.05
293 | 293 | 2200042417798 | 404 | 404 | 2200042417803 | Capelands Farm | 0.555 | 1.67 | 2.33 | 2.33 | 0 | 419.19 | 0.05 | 0.05
294 | 294 | 2200042418791 | 405 | 405 | 2200042418807 | East Youlstone WF | 0.618 | 52.01 | 1.65 | 1.65 | 0 | 2080.56 | 0.05 | 0.05
295 | 295 | 2200042437359 | 406 | 406 | 2200042437368 | Francis Court Farm | 3.569 | 4.68 | 2.16 | 2.16 | 0 | 530.7 | 0.05 | 0.05
296 | 296 | 2200042443316 | 407 | 407 | 2200042443325 | Northwood | 0.768 | 1.22 | 4.27 | 4.27 | 0 | 695.74 | 0.05 | 0.05
297 | 297 | 2200042443352 | 408 | 408 | 2200042443361 | Tricky Warren | 0 | 5.84 | 1.87 | 1.87 | 0 | 455.5 | 0.05 | 0.05
298 | 298 | 2200042447000 | 409 | 409 | 2200042447019 | Iwood Lane | 7.904 | 1.47 | 3.68 | 3.68 | 0 | 471.11 | 0.05 | 0.05
299 | 299 | 2200042446984 | 410 | 410 | 2200042446993 | Rydon Farm | 6.184 | 15.73 | 2.86 | 2.86 | 0 | 2163.53 | 0.05 | 0.05
300 | 300 | 2200042446966 | 411 | 411 | 2200042446975 | Balls Wood | 1.611 | 11.19 | 2.32 | 2.32 | 0 | 2188.17 | 0.05 | 0.05
301 | 301 | 2200042457480 | 412 | 412 | 2200042457499 | Ashlawn Farm | 8.194 | 7.87 | 2.95 | 2.95 | 0 | 784.33 | 0.05 | 0.05
302 | 302 | 2200042457903 | 413 | 413 | 2200042457912 | Pencoose Farm | 0 | 2.31 | 5.67 | 5.67 | 0 | 837.75 | 0.05 | 0.05
303 | 303 | 2200042457986 | 414 | 414 | 2200042457995 | Hawkers Farm | 0.594 | 15.91 | 1.94 | 1.94 | 0 | 414.59 | 0.05 | 0.05
304 | 304 | 2200042459557 | 415 | 415 | 2200042459566 | Hurcott | 0 | 1.64 | 2.58 | 2.58 | 0 | 430.78 | 0.05 | 0.05
305 | 305 | 2200042461290 | 416 | 416 | 2200042461306 | Garvinack | 0.272 | 17.58 | 1.99 | 1.99 | 0 | 810.56 | 0.05 | 0.05
306 | 306 | 2200042462179 | 417 | 417 | 2200042462188 | New Barton | 0.649 | 14.61 | 6.64 | 6.64 | 0 | 4016.72 | 0.05 | 0.05
307 | 307 | 2200042465160 | 418 | 418 | 2200042465170 | Coombeshead Farm | 0.713 | 1.22 | 3.29 | 3.29 | 0 | 466.2 | 0.05 | 0.05
308 | 308 | 2200042465189 | 419 | 419 | 2200042465198 | Walland Farm | 0.052 | 9.7 | 2.92 | 2.92 | 0 | 416.11 | 0.05 | 0.05
309 | 309 | 2200042467594 | 420 | 420 | 2200042467600 | Ashcombe | 6.423 | 9.32 | 2.5 | 2.5 | 0 | 567.16 | 0.05 | 0.05
310 | 310 | 2200042469875 | 421 | 421 | 2200042469893 | Newnham Farm | 1.616 | 29.28 | 1.77 | 1.77 | 0 | 2623.44 | 0.05 | 0.05
311 | 311 | 2200042473463 | 422 | 422 | 2200042473472 | Roskrow Barton PV | 0 | 5.03 | 3.05 | 3.05 | 0 | 744.17 | 0.05 | 0.05
312 | 312 | 2200042473445 | 423 | 423 | 2200042473454 | Parkview Solar | 1.09 | 4.71 | 2.35 | 2.35 | 0 | 477.32 | 0.05 | 0.05
313 | 313 | 2200042475169 | 424 | 424 | 2200042475178 | Towerhead Farm | 7.974 | 6.81 | 2.34 | 2.34 | 0 | 885.43 | 0.05 | 0.05
314 | 314 | 2200042475196 | 425 | 425 | 2200042475201 | Rookery Farm | 7.967 | 4.03 | 1.95 | 1.95 | 0 | 544.15 | 0.05 | 0.05
315 | 315 | 2200042475415 | 426 | 426 | 2200042475424 | Bystock Farm | 0.653 | 106.28 | 1.4 | 1.4 | 0 | 1068.88 | 0.05 | 0.05
316 | 316 | 2200042475433 |  |  |  | Pylle PV Import Boundary | 6.073 | 2.34 | 2.82 | 2.82 | 0 | 0 | 0 | 0
317 | 317 | 2200042475823 | 428 | 428 | 2200042475832 | Burthy PV | 1.64 | 1.7 | 4.77 | 4.77 | 0 | 566.93 | 0.05 | 0.05
318 | 318 | 2200042480610 | 429 | 429 | 2200042480656 | Wilton Farm PV | 1.127 | 16.8 | 2.16 | 2.16 | 0 | 1571.09 | 0.05 | 0.05
319 | 319 | 2200042484873 | 431 | 431 | 2200042484882 | Woodmanton (Coombe) Farm | 0.656 | 7.82 | 2.28 | 2.28 | 0 | 930.41 | 0.05 | 0.05
320 | 320 | 2200042484846 | 432 | 432 | 2200042484855 | Higher Bye Farm | 1.121 | 5.6 | 1.97 | 1.97 | 0 | 651.96 | 0.05 | 0.05
321 | 321 | 2200042530730 | 433 | 433 | 2200042530740 | Wilton Farm WF | 1.127 | 56.5 | 1.31 | 1.31 | 0 | 564.97 | 0.05 | 0.05
322 | 322 | 2200042533411 | 434 | 434 | 2200042533420 | Denzell Downs WF | 0.221 | 42.87 | 1.35 | 1.35 | 0 | 3008.2 | 0.05 | 0.05
323 | 323 | 2200042541583 | 435 | 435 | 2200042541635 | Puriton Landfill PV_1 Rainbow | 0.497 | 2.77 | 1.54 | 1.54 | 0 | 346.42 | 0.05 | 0.05
324 | 324 | 2200042557281 | 436 | 436 | 2200042557290 | Portworthy Dams PV_1 | 1.649 | 13.31 | 1.63 | 1.63 | 0 | 665.42 | 0.05 | 0.05
325 | 325 | 2200042616556 |  |  |  | Wick Farm Boundary Import | 2.175 | 4.65 | 3.08 | 3.08 | 0 | 0 | 0 | 0
327 | 327 | 2200042552600 | 439 | 439 | 2200042552646 | Batsworthy WF | 0.557 | 35.69 | 2.65 | 2.65 | 0 | 6424.42 | 0.05 | 0.05
328 | 328 | 2200042557306 | 440 | 440 | 2200042557315 | Portworthy Dams PV_2 | 1.649 | 13.31 | 1.59 | 1.59 | 0 | 598.88 | 0.05 | 0.05
329 | 329 | 2200042563211 2200042563249 | 441 | 441 | 2200042563230 2200042563258 | Crewkerne PV Boundary | 0 | 11.94 | 2.46 | 2.46 | 0 | 1074.92 | 0.05 | 0.05
332 | 332 | 2200042541644 | 444 | 444 | 2200042541653 | Puriton Landfill PV_2 SSB | 0.497 | 2.77 | 1.54 | 1.54 | 0 | 311.78 | 0.05 | 0.05
333 | 333 | 2200042582446 | 447 | 447 | 2200042582455 | Red Hill Farm | 0 | 7.98 | 1.63 | 1.63 | 0 | 630.12 | 0.05 | 0.05
334 | 334 | 2200042574222 | 446 | 446 | 2200042574231 | Chelwood | 5.78 | 10.47 | 1.89 | 1.89 | 0 | 901.31 | 0.05 | 0.05
335 | 335 | 2200042592913 | 448 | 448 | 2200042592922 | West Carclaze1 | 1.033 | 1.13 | 2.34 | 2.34 | 0 | 676.94 | 0.05 | 0.05
336 | 336 | 2200042592931 | 449 | 449 | 2200042592940 | West Carclaze2 | 1.033 | 1.13 | 2.34 | 2.34 | 0 | 676.94 | 0.05 | 0.05
337 | 337 | 2200042495680 | 450 | 450 | 2200042495670 | Northmoor (embd) PV | 0 | 3.72 | 2.13 | 2.13 | 0 | 347.39 | 0.05 | 0.05
338 | 338 | 2200042540687 | 451 | 451 | 2200042540678 | Nmoor Little Tinney WF | 0 | 1.05 | 1.32 | 1.32 | 0 | 37.96 | 0.05 | 0.05
339 | 339 | 2200042540696 | 452 | 452 | 2200042540710 | Nmoor Little Balsdon WF | 0 | 1.86 | 1.32 | 1.32 | 0 | 37.15 | 0.05 | 0.05
340 | 340 | 2200042598135 | 453 | 453 | 2200042598144 | Nmoor Hornacott PV | 0 | 3.72 | 2.13 | 2.13 | 0 | 347.39 | 0.05 | 0.05
341 | 341 | 2200042601346 | 454 | 454 | 2200042601355 | Oakham Farm | 0.051 | 3.66 | 2.57 | 2.57 | 0 | 585.42 | 0.05 | 0.05
342 | 342 | 2200042603237 | 455 | 455 | 2200042603246 | Carnemough Farm | 1.575 | 7.26 | 2.83 | 2.83 | 0 | 1209.42 | 0.05 | 0.05
343 | 343 | 2200042689252 | 456 | 456 | 2200042689261 | Ashwater WT Site 1 | 0.657 | 1.21 | 2.35 | 2.35 | 0 | 30.16 | 0.05 | 0.05
344 | 344 | 2200042614104 | 457 | 457 | 2200042614113 | Makro Exeter | 2.625 | 33.09 | 1.79 | 1.79 | -3.038 | 1323.78 | 0.05 | 0.05
345 | 345 | 2200042620162 | 458 | 458 | 2200042620171 | Great Houndbeare 2 | 0.504 | 1.99 | 3 | 3 | 0 | 1530.51 | 0.05 | 0.05
346 | 346 | 2200042620205 | 459 | 459 | 2200042620214 | Withy Drove | 0.52 | 5.92 | 2.41 | 2.41 | 0 | 1301.68 | 0.05 | 0.05
348 | 348 | 2200042620250 | 461 | 461 | 2200042620260 | Fitzwarren (Montys) Farm | 0 | 2.76 | 2.34 | 2.34 | 0 | 1054.55 | 0.05 | 0.05
350 | 350 | 2200042622044 | 463 | 463 | 2200042622044 | Dunsland Cross WF | 0.645 | 4.34 | 1.42 | 1.42 | 0 | 599.23 | 0.05 | 0.05
351 | 351 | 2200042626944 | 464 | 464 | 2200042626953 | Trerule Farm | 1.101 | 3.85 | 2.48 | 2.48 | 0 | 770.3 | 0.05 | 0.05
352 | 352 | 2200042627140 | 465 | 465 | 2200042627159 | Nancrossa | 0 | 1.89 | 2.45 | 2.45 | 0 | 471.35 | 0.05 | 0.05
353 | 353 | 2200042637885 | 466 | 466 | 2200042637894 | Wick Farm West | 2.175 | 4.51 | 3.08 | 3.08 | 0 | 405.56 | 0.05 | 0.05
354 | 354 | 2200042655528 | 467 | 467 | 2200042655537 | (LWeston ntw) Severn Community PV | 0.985 | 37.72 | 2.34 | 2.34 | 0 | 502.49 | 0.05 | 0.05
355 | 355 | 2200042655546 | 468 | 468 | 2200042655555 | (LWeston ntw) Site 2 PV | 0.985 | 37.72 | 2.34 | 2.34 | 0 | 641.16 | 0.05 | 0.05
356 | 356 | 2200042679592 | 469 | 469 | 2200042679608 | Tamerton Bridge STOR | 0.308 | 10.73 | 1.7 | 1.7 | -0.495 | 1072.7 | 0.05 | 0.05
357 | 357 | 2200042689270 | 470 | 470 | 2200042689280 | Ashwater PV Site 2 | 0.657 | 1.21 | 2.35 | 2.35 | 0 | 392.03 | 0.05 | 0.05
358 | 358 | 2200042722608 | 471 | 471 | 2200042722617 | Bodwen | 1.02 | 3.56 | 2.42 | 2.42 | 0 | 711.81 | 0.05 | 0.05
359 | 359 | 2200042729774 | 472 | 472 | 2200042729783 | Sharland Farm PV | 3.048 | 10.36 | 3.77 | 3.77 | 0 | 1022.66 | 0.05 | 0.05
360 | 360 | 2200042733460 | 473 | 473 | 2200042733479 | Stoneshill Farm | 3.45 | 0.83 | 3.13 | 3.13 | 0 | 829.79 | 0.05 | 0.05
361 | 361 | 2200042733850 | 474 | 474 | 2200042733869 | Nmoor Parsonage Wood PV | 0 | 3.72 | 2.13 | 2.13 | 0 | 254.14 | 0.05 | 0.05
600 | 600 | 2200032010850 | 601 | 601 | 2200031824542 | Imerys1(Blackpool) | 1.188 | 113.89 | 2.02 | 2.02 | 0 | 0 | 0 | 0
603 | 603 | 2200042461315 | 785 | 785 | 2200042461324 | Otterham WT Feeder1 | 0.013 | 1.61 | 1.32 | 1.32 | 0 | 16.05 | 0.05 | 0.05
604 | 604 | 2200042501410 | 786 | 786 | 2200042501429 | Otterham WT Feeder2 | 0.013 | 1.61 | 1.3 | 1.3 | 0 | 115.59 | 0.05 | 0.05
607 | 607 | 2200042141133 | 789 | 789 | 2200042141142 | Wyld Meadow | 0 | 6.85 | 2.31 | 2.31 | 0 | 671.24 | 0.05 | 0.05
608 | 608 | 2200042141259 | 791 | 791 | 2200042141277 | Prince Rock | 0.967 | 2.57 | 1.87 | 1.87 | -1.076 | 656.98 | 0.05 | 0.05
612 | 612 | 2200032168607 | 765 | 765 | 2200032168616 | Bradon Farm | 0.583 | 40.65 | 1.69 | 1.69 | -1.369 | 1218.12 | 0.05 | 0.05
613 | 613 | 2200040848888 | 766 | 766 | 2200031664357 | Carland Cross | 1.455 | 2.21 | 1.82 | 1.82 | 0 | 401.11 | 0.05 | 0.05
614 | 614 | 2200030511311 | 767 | 767 | 2200031822971 | Cold Northcott | 0.531 | 11.66 | 3.51 | 3.51 | 0 | 419.87 | 0.05 | 0.05
615 | 615 | 2200040863404 | 768 | 768 | 2200040863399 | Forestmoor 1 | 0.787 | 15.82 | 1.65 | 1.65 | 0 | 0 | 0 | 0
616 | 616 | 2200040863431 | 769 | 769 | 2200040863422 | Forestmoor 2 | 0.787 | 29.01 | 1.65 | 1.65 | 0 | 0 | 0 | 0
617 | 617 | 2200030109831 | 770 | 770 | 2200031823558 | Four Burrows | 0.276 | 6.66 | 1.63 | 1.63 | 0 | 0 | 0 | 0
618 | 618 | 2200042384194 | 783 | 783 | 2200042384200 | Canworthy PV | 0 | 6.29 | 1.79 | 1.79 | 0 | 1031.8 | 0.05 | 0.05
619 | 619 | 2200030112133 | 775 | 775 | 2200031823530 | St Breock | 0.5 | 8.55 | 2.44 | 2.44 | 0 | 258.6 | 0.05 | 0.05
620 | 620 | 2200030348790 | 723 | 723 | 2200042334139 2200042334148 | DML - Central | 0.859 | 1831.04 | 1.39 | 1.39 | -0.869 | 1839.73 | 0.05 | 0.05
623 | 623 | 2200042602289 | 748 | 748 | 2200042602298 | Denbrook WF | 0.048 | 29.03 | 1.13 | 1.13 | 0 | 2966.01 | 0.05 | 0.05
624 | 624 | 2200041804437 | 747 | 747 | 2200041804446 | Hayle Wave Hub | 14.787 | 11.14 | 1.43 | 1.43 | 0 | 668.21 | 0.05 | 0.05
625 | 625 | 2200031995530 | 741 | 741 | 2200032024222 | Marsh Barton | 0.001 | 7.49 | 1.98 | 1.98 | 0 | 0 | 0 | 0
626 | 626 | 2200040571113 | 752 | 752 | 2200040571122 | Connon Bridge | 1.126 | 13.59 | 1.67 | 1.67 | -1.022 | 292.3 | 0.05 | 0.05
627 | 627 | 2200040979020 | 753 | 753 | 2200040979039 | Chelson | 0.969 | 14.43 | 1.19 | 1.19 | -1.188 | 432.96 | 0.05 | 0.05
628 | 628 | 2200041957685 | 754 | 754 | 2200041253506 | Darracott | 0.569 | 25.89 | 2.32 | 2.32 | 0 | 471.61 | 0.05 | 0.05
629 | 629 | 2200040164245 | 764 | 764 | 2200040164254 | Bears Down | 0.223 | 1.77 | 1.41 | 1.41 | 0 | 0 | 0 | 0
632 | 632 | 2200040473921 | 757 | 757 | 2200040473940 | St Day | 0.902 | 28.69 | 1.36 | 1.36 | -0.444 | 242.57 | 0.05 | 0.05
633 | 633 | 2200041499771 | 758 | 758 | 2200041499762 | Shooters Bottom | 5.806 | 10.13 | 1.7 | 1.7 | 0 | 578.78 | 0.05 | 0.05
634 | 634 | 2200041625596 | 760 | 760 | 2200041625587 | Heathfield | 6.347 | 19.89 | 1.99 | 1.99 | -8.492 | 397.82 | 0.05 | 0.05
635 | 635 | 2200041845860 | 761 | 761 | 2200041845850 | Goonhilly | 0 | 7.14 | 1.63 | 1.63 | 0 | 571.59 | 0.05 | 0.05
636 | 636 | 2200041786674 | 762 | 762 | 2200041786683 | Delabole | 0.514 | 11.17 | 2.29 | 2.29 | 0 | 1028.05 | 0.05 | 0.05
637 | 637 | 2200041930489 | 763 | 763 | 2200041930498 | Fullabrook | 0 | 355.92 | 1.52 | 1.52 | 0 | 30909.03 | 0.05 | 0.05
638 | 638 | 2200042385300 |  |  |  | Hemerdon Mine | 1.693 | 403.32 | 4.94 | 4.94 | 0 | 0 | 0 | 0
639 | 639 | 2200042142094 | 724 | 724 | 2200042142410 | Trenoweth Farm | 1.023 | 2.88 | 5.41 | 5.41 | 0 | 832.44 | 0.05 | 0.05
640 | 640 | 2200030348639 2200040237104 | 387 | 387 | 2200042667338 | Rolls Royce TT | 0.845 | 102.03 | 1.03 | 1.03 | 0 | 29.93 | 0.05 | 0.05
642 | 642 | 2200042142439 | 725 | 725 | 2200042142457 | Woodland Barton PV 33kV Gen | 0.982 | 8.84 | 2.02 | 2.02 | 0 | 884.05 | 0.05 | 0.05
643 | 643 | 2200041978773 | 726 | 726 | 2200041978782 | Manor PV Farm 33kV | 1.001 | 3.84 | 2.41 | 2.41 | 0 | 533.83 | 0.05 | 0.05
644 | 644 | 2200041978852 | 727 | 727 | 2200041978861 | Churchtown Farm PV 33kV | 11.629 | 3.9 | 2.86 | 2.86 | 0 | 541.83 | 0.05 | 0.05
645 | 645 | 2200041978791 | 728 | 728 | 2200041978807 | Trenouth PV 33kV | 0.225 | 13.46 | 2.06 | 2.06 | 0 | 1076.52 | 0.05 | 0.05
647 | 647 | 2200041979874 | 732 | 732 | 2200041979883 | Howton Farm PV 33kV | 0.776 | 3.8 | 3.3 | 3.3 | 0 | 542.38 | 0.05 | 0.05
649 | 649 | 2200042682406 | 734 | 734 | 2200042682424 | Newton Downs Farm | 1.636 | 37.98 | 2.54 | 2.54 | 0 | 825.64 | 0.05 | 0.05
650 | 650 | 2200030346906 2200030346998 |  |  |  | BAE Systems (ROF) | 0.57 | 553.82 | 1.39 | 1.39 | 0 | 0 | 0 | 0
652 | 652 | 2200041978728 | 735 | 735 | 2200041978737 | East Langford PV 33kV | 0.782 | 4.18 | 2.95 | 2.95 | 0 | 597.77 | 0.05 | 0.05
653 | 653 | 2200042194279 | 736 | 736 | 2200042194288 | NINNIS PV 33kV Gen | 1.005 | 6.58 | 1.83 | 1.83 | 0 | 652.95 | 0.05 | 0.05
654 | 654 | 2200042208824 | 737 | 737 | 2200042208833 | Willsland PV 33kV Gen | 0.588 | 4.12 | 2.79 | 2.79 | 0 | 543.38 | 0.05 | 0.05
655 | 655 | 2200042141151 | 738 | 738 | 2200042141160 | Eastcombe PV 33kV Gen | 0.384 | 5.5 | 2.68 | 2.68 | 0 | 702.15 | 0.05 | 0.05
656 | 656 | 2200042172879 | 739 | 739 | 2200042172888 | Bratton Flemming PV | 0.554 | 5.58 | 2.12 | 2.12 | 0 | 557.51 | 0.05 | 0.05
657 | 657 | 2200042196736 | 740 | 740 | 2200042196745 | Beaford Brook PV | 0.589 | 2.81 | 4.82 | 4.82 | 0 | 561.72 | 0.05 | 0.05
658 | 658 | 2200042206604 | 742 | 742 | 2200042206613 | Park Wall PV | 0.48 | 2.7 | 2.72 | 2.72 | 0 | 539.88 | 0.05 | 0.05
659 | 659 | 2200042198501 | 743 | 743 | 2200042198520 | Bradford Solar Park | 0.417 | 18.88 | 2.03 | 2.03 | 0 | 1887.68 | 0.05 | 0.05
662 | 662 | 2200041982938 | 744 | 744 | 2200041982947 | Causilgey PV 33kV Gen | 0.272 | 2.53 | 3.61 | 3.61 | 0 | 454.6 | 0.05 | 0.05
663 | 663 | 2200042042966 | 745 | 745 | 2200042042975 | Beechgrove Farm PV 33kV | 0 | 1.68 | 3.23 | 3.23 | 0 | 540.19 | 0.05 | 0.05
664 | 664 | 2200041857484 | 772 | 772 | 2200031825680 | Isles of Scilly | 19.215 | 24.41 | 1.86 | 1.86 | 0 | 0 | 0 | 0
665 | 665 | 2200042019345 | 666 | 666 | 2200042019354 | BLACKDITCH 33kV | 0.502 | 0.47 | 9.06 | 9.06 | 0 | 402.85 | 0.05 | 0.05
669 | 669 | 2200030348718 | 806 | 806 | 2200041310085 | Avonmouth Docks Boundary | 1.225 | 1443.16 | 2.22 | 2.22 | 0 | 0 | 0 | 0
673 | 673 | 2200042534070 | 586 | 586 | 2200042534080 | CERC St Dennis | 0 | 2460.1 | 1.6 | 1.6 | 0 | 10759.96 | 0.05 | 0.05
674 | 674 | 2200042538720 | 587 | 587 | 2200042538749 | Severnside Energy Recovery Centre | 0 | 1122.93 | 1.6 | 1.6 | 0 | 9472.89 | 0.05 | 0.05
690 | 690 | 2200030348620 |  |  |  | Norbora | 0.536 | 475.04 | 8.13 | 8.13 | 0 | 0 | 0 | 0
692 | 692 | 2200030349084 2200032161977 |  |  |  | SWW Tamar | 1.107 | 2178.82 | 2.9 | 2.9 | 0 | 0 | 0 | 0
694 | 694 | 2200030349075 2200032161930 | 693 | 693 | 2200031824213 | SWW Roadford | 0.526 | 576.16 | 4.21 | 4.21 | -0.971 | 230.47 | 0.05 | 0.05
695 | 695 | 2200030348319 2200030348328 |  |  |  | ST Regis | 1.19 | 2168.82 | 3.84 | 3.84 | 0 | 0 | 0 | 0
696 | 696 | 2200030347928 |  |  |  | Tarmac | 8.513 | 605.72 | 5.11 | 5.11 | 0 | 0 | 0 | 0
697 | 697 | 2200030348026 2200030348035 |  |  |  | Abbeywood | 0.676 | 263.91 | 2.74 | 2.74 | 0 | 0 | 0 | 0
698 | 698 | 2200030347101 2200032161995 |  |  |  | HewlettPackard | 1.816 | 263.91 | 4.88 | 4.88 | 0 | 0 | 0 | 0
699 | 699 | 2200030354118 |  |  |  | Blagdon | 9.931 | 131.95 | 4.46 | 4.46 | 0 | 0 | 0 | 0
700 | 700 | 2200031997477 2200031997529 |  |  |  | BristolAirport | 11.36 | 263.91 | 9.47 | 9.47 | 0 | 0 | 0 | 0
701 | 701 | 2200031846059 | 808 | 808 | 2200031824747 | BGasHallen | 3.475 | 891.37 | 1.73 | 1.73 | 0 | 0 | 0 | 0
702 | 702 | 2200030349260 | 807 | 807 | 2200041310094 | Portbury Dock | 3.75 | 729.22 | 2.49 | 2.49 | 0 | 194.46 | 0.05 | 0.05
703 | 703 | 2200030348470 | 795 | 795 | 2200042430770 | Whatley Quarry | 0 | 65.98 | 1.72 | 1.72 | 0 | 65.98 | 0.05 | 0.05
704 | 704 | 2200030349093 2200040240630 |  |  |  | FalmouthDocks | 0.672 | 263.91 | 4.32 | 4.32 | 0 | 0 | 0 | 0
705 | 705 | 2200040661200 2200040661219 |  |  |  | AstraZeneca | 0 | 5390.71 | 1.63 | 1.63 | 0 | 0 | 0 | 0
706 | 706 | 2200040468930 2200042670943 |  |  |  | DairyCrestDavidstow | 5.152 | 2523.45 | 6.31 | 6.31 | 0 | 0 | 0 | 0
707 | 707 | 2200041209970 | 809 | 809 | 2200041209989 | Hemyock (Broadpath LF) | 5.094 | 6.28 | 1.58 | 1.58 | -5.094 | 125.67 | 0.05 | 0.05
708 | 708 | 2200030348373 | 794 | 794 | 2200031824524 | Imerys(Torycombe) | 2.722 | 143.76 | 3.19 | 3.19 | -2.763 | 120.15 | 0.05 | 0.05
709 | 709 | 2200030346710 2200032196710 | 722 | 722 | 2200041987314 2200041987323 | Royal United Hospital | 12.21 | 151.61 | 4.54 | 4.54 | -12.253 | 112.3 | 0.05 | 0.05
713 | 713 | 2200042194640 | 776 | 776 | 2200042103449 | Avonmouth BCC WF 33kV Gen | 0 | 16.16 | 1.12 | 1.12 | 0 | 673.23 | 0.05 | 0.05
714 | 714 | 2200042108127 | 777 | 777 | 2200042108289 | Bodiniel PV Park 33kV Gen | 0.494 | 3.1 | 3.04 | 3.04 | 0 | 516.08 | 0.05 | 0.05
715 | 715 | 2200042385453 | 778 | 778 | 2200042385462 | Garlenick WF 33kV | 0.924 | 59.12 | 1.22 | 1.22 | 0 | 2364.8 | 0.05 | 0.05
716 | 716 | 2200042165037 | 779 | 779 | 2200042165046 | Warleigh Barton PV 33kV Gen | 0.308 | 4.78 | 1.49 | 1.49 | 0 | 669.57 | 0.05 | 0.05
717 | 717 | 2200042171449 | 780 | 780 | 2200042171458 | Winnards Perch PV 33kV Gen | 0.222 | 11.41 | 1.91 | 1.91 | 0 | 665.29 | 0.05 | 0.05
718 | 718 | 2200042356276 | 781 | 781 | 2200042356285 | Galsworthy WF | 0.007 | 101.77 | 1.32 | 1.32 | 0 | 936.32 | 0.05 | 0.05
720 | 720 | 2200030348986 2200032178340 2200032178368 2200032178377 2200041226558 2200041226567 |  |  |  | Airbus UK Ltd | 2.499 | 527.82 | 2.71 | 2.71 | 0 | 0 | 0 | 0
750 | 750 | 2200032138124 | 751 | 751 | 2200032050436 | RR Power Development | 0 | 925.76 | 2.13 | 2.13 | 0 | 0 | 0 | 0
759 | 759 | 2200041527904 |  |  |  | Langage | 1.674 | 571.09 | 1.33 | 1.33 | 0 | 0 | 0 | 0
797 | 797 | 2200030348452 | 804 | 804 | 2200031824551 | Imerys5(Drinnick) | 1.722 | 159.68 | 3.35 | 3.35 | 0 | 0 | 0 | 0
798 | 798 | 2200030348382 | 803 | 803 | 2200030347690 | Imerys4(Bugle) | 1.422 | 123.12 | 3.6 | 3.6 | 0 | 0 | 0 | 0
799 | 799 | 2200032010879 | 801 | 801 | 2200031824738 | Imerys3(Trebal) | 1.272 | 612.93 | 1.38 | 1.38 | 0 | 0 | 0 | 0
800 | 800 | 2200030348666 | 802 | 802 | 2200031824490 | Imerys6(Par) | 1.834 | 91.11 | 1.67 | 1.67 | 0 | 0 | 0 | 0
805 | 805 | 2200030349242 | 733 | 733 |  | DML - North | 0.278 | 6928.61 | 1.09 | 1.09 | 0 | 0 | 0 | 0
810 | 810 | 2200042163484 | 790 | 790 | 2200042163493 | Marley Thatch PV | 0.707 | 3.15 | 2.86 | 2.86 | 0 | 535.59 | 0.05 | 0.05
811 | 811 | 2200041648681 2200041648690 2200042093766 | 793 | 793 | 2200042093720 2200042093739 2200042093757 | Bristol Royal Infirmary | 1.173 | 457.72 | 3.43 | 3.43 | -1.569 | 334.01 | 0.05 | 0.05
812 | 812 | 2200042276123 2200042276132 2200042276141 |  |  |  | Bristol University | 1.173 | 791.73 | 4.3 | 4.3 | 0 | 0 | 0 | 0
815 | 815 | 2200042163410 | 792 | 792 | 2200042163457 | Burrowton Farm PV | 0.007 | 3.4 | 2 | 2 | 0 | 462.89 | 0.05 | 0.05
816 | 816 | 2200042165055 | 900 | 900 | 2200042165064 | Callington Solar | 1.015 | 4.12 | 3.02 | 3.02 | 0 | 432.39 | 0.05 | 0.05
817 | 817 | 2200042165073 | 901 | 901 | 2200042165082 | Hope Solar | 11.635 | 6.59 | 2.22 | 2.22 | 0 | 691.8 | 0.05 | 0.05
818 | 818 | 2200042172043 | 903 | 903 | 2200042172052 | NES Kingsweston Lane | 0.984 | 110.35 | 1.27 | 1.27 | -1.115 | 441.4 | 0.05 | 0.05
820 | 820 | 2200042169714 | 905 | 905 | 2200042169723 | Slade Farm PV | 1.45 | 4.4 | 3.22 | 3.22 | 0 | 663.67 | 0.05 | 0.05
821 | 821 | 2200042171183 | 906 | 906 | 2200042171192 | Rew Farm PV | 0.985 | 3.64 | 2.6 | 2.6 | 0 | 625.24 | 0.05 | 0.05
822 | 822 | 2200042171208 | 907 | 907 | 2200042171226 | Higher Trenhayle PV | 15.038 | 4.44 | 2.39 | 2.39 | 0 | 533.35 | 0.05 | 0.05
823 | 823 | 2200042171244 | 908 | 908 | 2200042171253 | Middle Treworder PV | 0.498 | 0.91 | 6.63 | 6.63 | 0 | 447.12 | 0.05 | 0.05
824 | 824 | 2200042171616 | 909 | 909 | 2200042171625 | Penhale Farm PV | 0.5 | 10.06 | 2.6 | 2.6 | 0 | 603.52 | 0.05 | 0.05
825 | 825 | 2200042172512 | 910 | 910 | 2200042172521 | Ayshford Court PV | 3.468 | 1.39 | 2.37 | 2.37 | 0 | 420.37 | 0.05 | 0.05
826 | 826 | 2200042172920 | 911 | 911 | 2200042172930 | West Hill PV | 0.056 | 17.14 | 2.94 | 2.94 | 0 | 2309.77 | 0.05 | 0.05
827 | 827 | 2200042172897 | 912 | 912 | 2200042172902 | Knockworthy Farm PV | 0.565 | 3.67 | 3.19 | 3.19 | 0 | 407.8 | 0.05 | 0.05
828 | 828 | 2200042218673 2200042218682 |  |  |  | University of Bath | 10.963 | 3495.2 | 6.4 | 6.4 | 0 | 0 | 0 | 0
829 | 829 | 2200042174272 | 914 | 914 | 2200042174281 | Trekenning Farm PV | 0.866 | 16.01 | 2.14 | 2.14 | 0 | 1910.33 | 0.05 | 0.05
830 | 830 | 2200042184369 | 915 | 915 | 2200042184378 | Four Burrows PV | 0.28 | 2.97 | 2.69 | 2.69 | 0 | 409.79 | 0.05 | 0.05
833 | 833 | 2200042191756 | 918 | 918 | 2200042191765 | Halse Farm PV | 0 | 1.1 | 3.56 | 3.56 | 0 | 410.87 | 0.05 | 0.05
834 | 834 | 2200042192750 | 919 | 919 | 2200042192769 | Hatchlands Farm PV | 0.701 | 11.56 | 2.09 | 2.09 | 0 | 642.32 | 0.05 | 0.05
835 | 835 | 2200042193879 | 920 | 920 | 2200042193888 | Higher Trevartha PV | 1.124 | 10.28 | 2.88 | 2.88 | 0 | 678.79 | 0.05 | 0.05
837 | 837 | 2200042194047 | 922 | 922 | 2200042194056 | Ford Farm PV | 1.1 | 5.58 | 2.36 | 2.36 | 0 | 418.38 | 0.05 | 0.05
839 | 839 | 2200042345993 | 924 | 924 | 2200042346000 | Trequite | 1.116 | 2.32 | 3.62 | 3.62 | 0 | 766.15 | 0.05 | 0.05
841 | 841 | 2200042193735 | 926 | 926 | 2200042193744 | Higher Tregarne PV | 0 | 21.47 | 5.89 | 5.89 | 0 | 920.29 | 0.05 | 0.05
842 | 842 | 2200042195592 | 927 | 927 | 2200042195608 | Higher North Beer PV | 0.784 | 0.61 | 4.33 | 4.33 | 0 | 427.48 | 0.05 | 0.05
843 | 843 | 2200042196781 | 928 | 928 | 2200042196790 | Horsacott PV | 0.055 | 1.47 | 3.27 | 3.27 | 0 | 416.69 | 0.05 | 0.05
844 | 844 | 2200042201252 | 929 | 929 | 2200042201261 | Langunnett PV | 1.182 | 11.87 | 2.11 | 2.11 | 0 | 1124.19 | 0.05 | 0.05
845 | 845 | 2200042201270 | 930 | 930 | 2200042201280 | Trefinnick Farm PV | 1.026 | 13.74 | 2.88 | 2.88 | 0 | 1145.18 | 0.05 | 0.05
846 | 846 | 2200042202939 | 931 | 931 | 2200042202948 | Little Trevease Farm PV | 0 | 6.02 | 2.2 | 2.2 | 0 | 577.45 | 0.05 | 0.05
847 | 847 | 2200042432625 | 932 | 932 | 2200042432634 | Marksbury | 5.785 | 6.76 | 2.09 | 2.09 | 0 | 539.59 | 0.05 | 0.05
848 | 848 | 2200042202975 | 933 | 933 | 2200042202984 | Cobbs Cross | 0.487 | 2.77 | 2.93 | 2.93 | 0 | 554.65 | 0.05 | 0.05
849 | 849 | 2200042204652 | 934 | 934 | 2200042204661 | Newlands Farm | 0 | 2.94 | 2.66 | 2.66 | 0 | 578.43 | 0.05 | 0.05
850 | 850 | 2200042206580 | 935 | 935 | 2200042206599 | CRICKET ST THOMAS | 0 | 18.88 | 1.52 | 1.52 | 0 | 566.43 | 0.05 | 0.05
851 | 851 | 2200042206622 | 936 | 936 | 2200042206631 | Parsonage Barn | 0 | 14.76 | 1.6 | 1.6 | 0 | 1032.91 | 0.05 | 0.05
852 | 852 | 2200042208806 | 937 | 937 | 2200042208815 | Hewas PV | 0.886 | 7.84 | 2.06 | 2.06 | 0 | 784.49 | 0.05 | 0.05
853 | 853 | 2200042208842 | 938 | 938 | 2200042208851 | CRINACOTT PV | 0.417 | 9.85 | 2.27 | 2.27 | 0 | 864.29 | 0.05 | 0.05
854 | 854 | 2200042214711 | 939 | 939 | 2200042214720 | Penare Farm | 0.262 | 9.21 | 1.91 | 1.91 | 0 | 394.1 | 0.05 | 0.05
855 | 855 | 2200042214730 | 940 | 940 | 2200042214749 | Aller Court | 0.483 | 4.19 | 3.01 | 3.01 | 0 | 444.1 | 0.05 | 0.05
857 | 857 | 2200042214943 | 942 | 942 | 2200042214952 | Stonebarrow | 0 | 5.42 | 1.91 | 1.91 | 0 | 446.92 | 0.05 | 0.05
858 | 858 | 2200042215088 | 943 | 943 | 2200042215097 | Whitley Farm | 0.554 | 7.55 | 2.31 | 2.31 | 0 | 604.34 | 0.05 | 0.05
859 | 859 | 2200042215246 | 944 | 944 | 2200042215255 | New Rendy Farm | 0 | 6.58 | 1.84 | 1.84 | 0 | 536.9 | 0.05 | 0.05
860 | 860 | 2200042216843 | 945 | 945 | 2200042216852 | Tregassow | 1.368 | 4.58 | 4.13 | 4.13 | 0 | 1145.93 | 0.05 | 0.05
861 | 861 | 2200042218405 | 946 | 946 | 2200042218414 | Pitworthy | 0.417 | 10.83 | 4.3 | 4.3 | 0 | 2217.12 | 0.05 | 0.05
862 | 862 | 2200042224250 | 947 | 947 | 2200042224269 | Foxcombe PV | 0.662 | 2.7 | 3.02 | 3.02 | 0 | 540.33 | 0.05 | 0.05
863 | 863 | 2200042224278 | 948 | 948 | 2200042224287 | Rexon Cross PV Farm | 0.542 | 3.92 | 2.52 | 2.52 | 0 | 549.01 | 0.05 | 0.05
864 | 864 | 2200042242880 | 949 | 949 | 2200042242899 | Hazard Farm PV | 0.708 | 4.1 | 3.14 | 3.14 | 0 | 811.71 | 0.05 | 0.05
865 | 865 | 2200042244673 | 950 | 950 | 2200042244682 | Luscott Barton | 0.053 | 8.65 | 2.93 | 2.93 | 0 | 588.52 | 0.05 | 0.05
866 | 866 | 2200042254120 | 951 | 951 | 2200042254139 | Grange Farm PV | 0 | 7.12 | 1.9 | 1.9 | 0 | 711.53 | 0.05 | 0.05
867 | 867 | 2200042352174 | 952 | 952 | 2200042352183 | Derriton Fields | 0.417 | 13.19 | 2.81 | 2.81 | 0 | 2092.89 | 0.05 | 0.05
868 | 868 | 2200042278478 | 953 | 953 | 2200042278487 | Cleave Farm | 0.052 | 18.37 | 3.19 | 3.19 | 0 | 1462.4 | 0.05 | 0.05
869 | 869 | 2200042342032 | 954 | 954 | 2200042342041 | Woolavington | 0.519 | 6.65 | 1.76 | 1.76 | 0 | 775.99 | 0.05 | 0.05
870 | 870 | 2200042342060 | 955 | 955 | 2200042342079 | Trehawke Farm | 1.127 | 18.31 | 1.8 | 1.8 | 0 | 1850.91 | 0.05 | 0.05
871 | 871 | 2200042278751 | 956 | 956 | 2200042278760 | Higher Berechapel Farm | 0 | 163.57 | 1.29 | 1.29 | -0.44 | 511.15 | 0.05 | 0.05
872 | 872 | 2200042278947 | 957 | 957 | 2200042278956 | Bommertown | 0 | 6.69 | 1.83 | 1.83 | 0 | 454.95 | 0.05 | 0.05
873 | 873 | 2200042349739 | 958 | 958 | 2200042349748 | Carloggas Farm | 0.92 | 29.36 | 1.6 | 1.6 | 0 | 1060.33 | 0.05 | 0.05
961 | 961 | 2200030348090 |  |  |  | Sims Avonmouth | 1.225 | 0 | 1.61 | 1.61 | 0 | 0 | 0 | 0
962 | 962 | 2200030348105 |  |  |  | Flour Mills Avonmouth | 1.225 | 0 | 3.04 | 3.04 | 0 | 0 | 0 | 0
7158 | 7158 | 7158 | E7158 | 7158 | 7158 | Huntworth | 0.479 | 3.53 | 1.66 | 1.66 | 0 | 0 | 0 | 0
7293 | 7293 | 7293 |  |  |  | Alveston Hammerly Down | 0.043 | 0 | 1.16 | 1.16 | 0 | 0 | 0 | 0
7319 | 7319 | 7319 | E7320 | 7320 | 7320 | Water Lane B | 2.65 | 5.91 | 1.79 | 1.79 | -3.066 | 1234.94 | 0.05 | 0.05
|  |  | 427 | 427 | 2200042573488 | Pylle PV Site 1 | 0 | 0 | 0 | 0 | 0 | 233.71 | 0.05 | 0.05
|  |  | 445 | 445 | 2200042573502 | Pylle PV Site 2 | 0 | 0 | 0 | 0 | 0 | 233.71 | 0.05 | 0.05
New Import 1 | New Import 1 | New Import 1 | New Export 1 | New Export 1 | New Export 1 | Credacott (CEDAR) | 0.001 | 7.44 | 2.13 | 2.13 | 0 | 1030.66 | 0.05 | 0.05
New Import 2 | New Import 2 | New Import 2 | New Export 2 | New Export 2 | New Export 2 | Marlands Field | 1.635 | 17.22 | 2.54 | 2.54 | 0 | 964.28 | 0.05 | 0.05
New Import 3 | New Import 3 | New Import 3 | New Export 3 | New Export 3 | New Export 3 | Shepherds Farm | 3.578 | 7.01 | 2.64 | 2.64 | 0 | 742.85 | 0.05 | 0.05
New Import 4 | New Import 4 | New Import 4 | New Export 4 | New Export 4 | New Export 4 | Trendeal Solar Park | 0.215 | 5.13 | 2.29 | 2.29 | 0 | 2460.73 | 0.05 | 0.05
New Import 5 | New Import 5 | New Import 5 | New Export 5 | New Export 5 | New Export 5 | Appletree Farm | 6.479 | 7.58 | 3.35 | 3.35 | 0 | 757.92 | 0.05 | 0.05
New Import 6 | New Import 6 | New Import 6 | New Export 6 | New Export 6 | New Export 6 | Higher Humber Farm | 6.287 | 1.1 | 2.79 | 2.79 | 0 | 419.24 | 0.05 | 0.05
New Import 7 | New Import 7 | New Import 7 | New Export 7 | New Export 7 | New Export 7 | Lodge Farm | 5.756 | 5.08 | 2.63 | 2.63 | 0 | 2132.12 | 0.05 | 0.05
New Import 8 | New Import 8 | New Import 8 | New Export 8 | New Export 8 | New Export 8 | Old Stone Farm | 1.434 | 4.82 | 3.28 | 3.28 | 0 | 452.68 | 0.05 | 0.05
New Import 9 | New Import 9 | New Import 9 | New Export 9 | New Export 9 | New Export 9 | Place Barton Farm | 0.718 | 5.01 | 3.09 | 3.09 | 0 | 445.63 | 0.05 | 0.05
New Import 10 | New Import 10 | New Import 10 | New Export 10 | New Export 10 | New Export 10 | Yelland | 0.056 | 7.4 | 2.76 | 2.76 | -1.192 | 665.79 | 0.05 | 0.05
New Import 11 | New Import 11 | New Import 11 | New Export 11 | New Export 11 | New Export 11 | Cattedown | 0.966 | 10.66 | 2.33 | 2.33 | -1.074 | 803.63 | 0.05 | 0.05
New Import 12 | New Import 12 | New Import 12 | New Export 12 | New Export 12 | New Export 12 | Quartley Farm | 3.525 | 8.44 | 3.31 | 3.31 | 0 | 422.07 | 0.05 | 0.05
New Import 13 | New Import 13 | New Import 13 | New Export 13 | New Export 13 | New Export 13 | Axe View Way PV | 0.005 | 4.26 | 2.41 | 2.41 | 0 | 426.25 | 0.05 | 0.05
New Import 14 | New Import 14 | New Import 14 | New Export 14 | New Export 14 | New Export 14 | Chewton Mendip | 5.82 | 2.55 | 2.85 | 2.85 | 0 | 1274.47 | 0.05 | 0.05
New Import 15 | New Import 15 | New Import 15 | New Export 15 | New Export 15 | New Export 15 | Avonmouth Biogas 2 | 0.983 | 90.71 | 1.59 | 1.59 | -1.114 | 725.68 | 0.05 | 0.05
New Import 16 | New Import 16 | New Import 16 | New Export 16 | New Export 16 | New Export 16 | Barton Hill Way STOR | 0.538 | 0.7 | 1.63 | 1.63 | -0.572 | 734.73 | 0.05 | 0.05
New Import 17 | New Import 17 | New Import 17 | New Export 17 | New Export 17 | New Export 17 | Dunscombe PV | 2.876 | 12.86 | 3.52 | 3.52 | 0 | 885.23 | 0.05 | 0.05
New Import 18 | New Import 18 | New Import 18 | New Export 18 | New Export 18 | New Export 18 | Gashay Farm PV | 0 | 8.02 | 2.29 | 2.29 | 0 | 534.93 | 0.05 | 0.05
New Import 19 | New Import 19 | New Import 19 | New Export 19 | New Export 19 | New Export 19 | Leaze Farm PV | 2.149 | 21.78 | 2.94 | 2.94 | 0 | 2787.33 | 0.05 | 0.05
New Import 20 | New Import 20 | New Import 20 | New Export 20 | New Export 20 | New Export 20 | Old Green Wind Farm | 0 | 10.65 | 1.32 | 1.32 | 0 | 1837.01 | 0.05 | 0.05
New Import 21 | New Import 21 | New Import 21 | New Export 21 | New Export 21 | New Export 21 | Selwood PV | 2.149 | 4.33 | 2.94 | 2.94 | 0 | 2804.78 | 0.05 | 0.05
New Import 22 | New Import 22 | New Import 22 | New Export 22 | New Export 22 | New Export 22 | Tonedale Farm PV | 0 | 90.02 | 1.24 | 1.24 | 0 | 826.78 | 0.05 | 0.05
|  |  | 437 | 437 | 2200042542763 | Wick Farm PV_1 Export | 0 | 0 | 0 | 0 | 0 | 232.55 | 0.05 | 0.05
|  |  | 438 | 438 | 2200042542781 | Wick Farm PV_2 Export | 0 | 0 | 0 | 0 | 0 | 232.55 | 0.05 | 0.05
New Import 23 | New Import 23 | New Import 23 | New Export 23 | New Export 23 | New Export 23 | Martin Farm | 2.842 | 17.81 | 3.72 | 3.72 | 0 | 1424.73 | 0.05 | 0.05
New Import 24 | New Import 24 | New Import 24 | New Export 24 | New Export 24 | New Export 24 | Rockingham STOR | 0.98 | 2.31 | 1.85 | 1.85 | -1.111 | 2433.33 | 0.05 | 0.05
New Import 25 | New Import 25 | New Import 25 | New Export 25 | New Export 25 | New Export 25 | Severn Road STOR | 0 | 12.76 | 1.79 | 1.79 | 0 | 1343.38 | 0.05 | 0.05
New Import 26 | New Import 26 | New Import 26 | New Export 26 | New Export 26 | New Export 26 | Lower Bedminister CHP | 0.828 | 59.4 | 1.9 | 1.9 | -1.326 | 343.91 | 0.05 | 0.05
New Import 27 | New Import 27 | New Import 27 | New Export 27 | New Export 27 | New Export 27 | Bristol Port Battery Phase 2 | 0 | 441.58 | 1.79 | 1.79 | 0 | 464.77 | 0.05 | 0.05
New Import 28 | New Import 28 | New Import 28 | New Export 28 | New Export 28 | New Export 28 | Durley Hill | 0.827 | 237.13 | 1.99 | 1.99 | -1.297 | 249.6 | 0.05 | 0.05
New Import 29 | New Import 29 | New Import 29 | New Export 29 | New Export 29 | New Export 29 | Lockleaze Battery Storage | 0.765 | 466.48 | 1.84 | 1.84 | -0.888 | 491.01 | 0.05 | 0.05
New Import 30 | New Import 30 | New Import 30 | New Export 30 | New Export 30 | New Export 30 | Avonmouth Battery Storage Project, Avonmouth Way, Bristol | 0.983 | 529.22 | 1.85 | 1.85 | -1.114 | 557.05 | 0.05 | 0.05
New Import 31 | New Import 31 | New Import 31 | New Export 31 | New Export 31 | New Export 31 | Fideoak Battery | 0 | 295.09 | 1.84 | 1.84 | -0.114 | 310.63 | 0.05 | 0.05
New Import 32 | New Import 32 | New Import 32 | New Export 32 | New Export 32 | New Export 32 | Viridor EFW (Seabank) | 0 | 96.47 | 1.67 | 1.67 | 0 | 944.82 | 0.05 | 0.05
New Import 33 | New Import 33 | New Import 33 | New Export 33 | New Export 33 | New Export 33 | Huntspill Energy Park | 0 | 9012.91 | 1.69 | 1.69 | 0 | 13282.15 | 0.05 | 0.05
New Import 34 | New Import 34 | New Import 34 | New Export 34 | New Export 34 | New Export 34 | Bedport Poultry Farm | 0 | 3177.78 | 1.79 | 1.79 | 0 | 3344.61 | 0.05 | 0.05
New Import 35 | New Import 35 | New Import 35 | New Export 35 | New Export 35 | New Export 35 | Bumpston Cross Battery Storage | 0.009 | 2759.07 | 1.79 | 1.79 | -0.016 | 2904.26 | 0.05 | 0.05
New Import 36 | New Import 36 | New Import 36 | New Export 36 | New Export 36 | New Export 36 | Alders Way STOR | 1.367 | 9.11 | 1.84 | 1.84 | -1.472 | 766.81 | 0.05 | 0.05
New Import 37 | New Import 37 | New Import 37 | New Export 37 | New Export 37 | New Export 37 | Woodcote Stor | 0 | 7.68 | 1.79 | 1.79 | 0 | 673.78 | 0.05 | 0.05
New Import 38 | New Import 38 | New Import 38 | New Export 38 | New Export 38 | New Export 38 | Feeder Road Stor | 0.827 | 4.84 | 1.96 | 1.96 | -1.231 | 402.98 | 0.05 | 0.05
New Import 39 | New Import 39 | New Import 39 | New Export 39 | New Export 39 | New Export 39 | Otterham Wind Farm Phase 3 (STOR) | 0.013 | 48.16 | 1.78 | 1.78 | -0.013 | 855.07 | 0.05 | 0.05
New Import 40 | New Import 40 | New Import 40 | New Export 40 | New Export 40 | New Export 40 | Reeds Barn STOR | 0 | 1.11 | 1.79 | 1.79 | 0 | 586.82 | 0.05 | 0.05
New Import 41 | New Import 41 | New Import 41 | New Export 41 | New Export 41 | New Export 41 | Tunley Farm | 5.787 | 2.22 | 3.1 | 3.1 | 0 | 583.37 | 0.05 | 0.05
New Import 42 | New Import 42 | New Import 42 | New Export 42 | New Export 42 | New Export 42 | Dillington Ridgeway | 0 | 13.55 | 2.98 | 2.98 | 0 | 2377.11 | 0.05 | 0.05
New Import 43 | New Import 43 | New Import 43 | New Export 43 | New Export 43 | New Export 43 | New Orchard Farm | 7.969 | 12.05 | 3.18 | 3.18 | 0 | 2111.93 | 0.05 | 0.05
New Import 44 | New Import 44 | New Import 44 | New Export 44 | New Export 44 | New Export 44 | Springfield Farm | 5.718 | 1.64 | 2.97 | 2.97 | 0 | 431.02 | 0.05 | 0.05
New Import 45 | New Import 45 | New Import 45 |  |  |  | Langarth Farm | 0.261 | 403.32 | 4.15 | 4.15 | 0 | 0 | 0 | 0

## Annex 2a Import
Note: The list of MPANs / MSIDs provided may be incomplete; the DNO reserves the right to apply the listed charges to any other MPANs / MSIDs associated with the site. Note: This table is automatically populated based on the content of the tab entitled 'Annex 2 EHV Charges'. The timebands are as shown in Annex 2.
Western Power Distribution (South West) plc - Effective from 1 April 2018 - Final EDCM import charges
Import Unique Identifier | LLFC | Import MPANs/MSIDs | Name | Import Super Red unit charge (p/kWh) | Import fixed charge (p/day) | Import capacity charge (p/kVA/day) | Import exceeded capacity charge (p/kVA/day)
204 | 204 | 2200042689299 | Ashwater Auxillary Supply | 0.657 | 1.21 | 1.95 | 1.95
262 | 262 | 2200042291210 | Till House | 0.007 | 9.9 | 1.76 | 1.76
263 | 263 | 2200042297550 | Outlands Wood | 0.494 | 3 | 2.04 | 2.04
264 | 264 | 2200042305476 | Culmhead |  | 2.85 | 2.94 | 2.94
265 | 265 | 2200042308031 | Whitchurch Farm PV | 5.769 | 0.86 | 4.91 | 4.91
266 | 266 | 2200042312872 | Kingsland Barton | 0.554 | 5.09 | 3.33 | 3.33
267 | 267 | 2200042314986 | Mendip Solar PV Farm | 5.815 | 1.67 | 3.22 | 3.22
268 | 268 | 2200042315730 | St Stephen PV | 0.886 | 3.83 | 3.84 | 3.84
New Import 46 | New Import 46 | New Import 46 | St Stephen (Hay Farm) | 0.954 | 5.55 | 2.37 | 2.37
269 | 269 | 2200042315776 | Trewidland farm PV | 1.145 | 4.55 | 2.52 | 2.52
270 | 270 | 2200042316751 | Watchfield Lawn | 0.521 | 5.16 | 2.18 | 2.18
271 | 271 | 2200042382620 | Gover Park | 11.6 | 4.85 | 2.26 | 2.26
272 | 272 | 2200042323128 | North Wayton | 0.648 | 9.21 | 1.99 | 1.99
273 | 273 | 2200042324450 | Week Farm | 0.052 | 17.35 | 2.99 | 2.99
274 | 274 | 2200042326040 | Cullompton | 3.528 | 13.45 | 2.77 | 2.77
275 | 275 | 2200042329078 | Dinder Farm | 5.954 | 7.91 | 2.39 | 2.39
277 | 277 | 2200042329050 | Pitts Farm | 5.953 | 11.05 | 2.21 | 2.21
278 | 278 | 2200042333678 | Kerriers | 0.497 | 19.4 | 3.43 | 3.43
279 | 279 | 2200042333701 | Ernesettle Lane | 0.308 | 8.99 | 1.49 | 1.49
281 | 281 | 2200042340220 | Goonhilly Solar Park |  | 10.17 | 1.82 | 1.82
282 | 282 | 2200042348665 | Nanteague | 0.262 | 12.68 | 2.39 | 2.39
283 | 283 | 2200042340745 | Bidwell Dartington PV | 0.7 | 2.8 | 3.43 | 3.43
284 | 284 | 2200042343212 | New Row Farm | 6.014 | 7.17 | 2.87 | 2.87
285 | 285 | 2200042354205 | Woodland Barton Windfarm | 1.018 | 33.33 | 1.28 | 1.28
286 | 286 | 2200042387497 | Four Burrows 2 | 0.277 | 7.13 | 2.49 | 2.49
287 | 287 | 2200042398211 | Redlands Farm | 0.551 | 5.1 | 2.33 | 2.33
288 | 288 | 2200042400882 | Tengore Lane PV | 0.503 | 5.51 | 3.02 | 3.02
289 | 289 | 2200042400864 | Liverton Farm | 0.654 | 4.21 | 1.99 | 1.99
290 | 290 | 2200042407860 | Yonder Parks Farm | 1.427 | 7.95 | 2.87 | 2.87
291 | 291 | 2200042410310 | Somerton Door | 0.536 | 4.48 | 3.51 | 3.51
292 | 292 | 2200042414858 | Carditch Drove | 7.93 | 2.38 | 1.88 | 1.88
293 | 293 | 2200042417798 | Capelands Farm | 0.555 | 1.67 | 2.33 | 2.33
294 | 294 | 2200042418791 | East Youlstone WF | 0.618 | 52.01 | 1.65 | 1.65
295 | 295 | 2200042437359 | Francis Court Farm | 3.569 | 4.68 | 2.16 | 2.16
296 | 296 | 2200042443316 | Northwood | 0.768 | 1.22 | 4.27 | 4.27
297 | 297 | 2200042443352 | Tricky Warren |  | 5.84 | 1.87 | 1.87
298 | 298 | 2200042447000 | Iwood Lane | 7.904 | 1.47 | 3.68 | 3.68
299 | 299 | 2200042446984 | Rydon Farm | 6.184 | 15.73 | 2.86 | 2.86
300 | 300 | 2200042446966 | Balls Wood | 1.611 | 11.19 | 2.32 | 2.32
301 | 301 | 2200042457480 | Ashlawn Farm | 8.194 | 7.87 | 2.95 | 2.95
302 | 302 | 2200042457903 | Pencoose Farm |  | 2.31 | 5.67 | 5.67
303 | 303 | 2200042457986 | Hawkers Farm | 0.594 | 15.91 | 1.94 | 1.94
304 | 304 | 2200042459557 | Hurcott |  | 1.64 | 2.58 | 2.58
305 | 305 | 2200042461290 | Garvinack | 0.272 | 17.58 | 1.99 | 1.99
306 | 306 | 2200042462179 | New Barton | 0.649 | 14.61 | 6.64 | 6.64
307 | 307 | 2200042465160 | Coombeshead Farm | 0.713 | 1.22 | 3.29 | 3.29
308 | 308 | 2200042465189 | Walland Farm | 0.052 | 9.7 | 2.92 | 2.92
309 | 309 | 2200042467594 | Ashcombe | 6.423 | 9.32 | 2.5 | 2.5
310 | 310 | 2200042469875 | Newnham Farm | 1.616 | 29.28 | 1.77 | 1.77
311 | 311 | 2200042473463 | Roskrow Barton PV |  | 5.03 | 3.05 | 3.05
312 | 312 | 2200042473445 | Parkview Solar | 1.09 | 4.71 | 2.35 | 2.35
313 | 313 | 2200042475169 | Towerhead Farm | 7.974 | 6.81 | 2.34 | 2.34
314 | 314 | 2200042475196 | Rookery Farm | 7.967 | 4.03 | 1.95 | 1.95
315 | 315 | 2200042475415 | Bystock Farm | 0.653 | 106.28 | 1.4 | 1.4
316 | 316 | 2200042475433 | Pylle PV Import Boundary | 6.073 | 2.34 | 2.82 | 2.82
317 | 317 | 2200042475823 | Burthy PV | 1.64 | 1.7 | 4.77 | 4.77
318 | 318 | 2200042480610 | Wilton Farm PV | 1.127 | 16.8 | 2.16 | 2.16
319 | 319 | 2200042484873 | Woodmanton (Coombe) Farm | 0.656 | 7.82 | 2.28 | 2.28
320 | 320 | 2200042484846 | Higher Bye Farm | 1.121 | 5.6 | 1.97 | 1.97
321 | 321 | 2200042530730 | Wilton Farm WF | 1.127 | 56.5 | 1.31 | 1.31
322 | 322 | 2200042533411 | Denzell Downs WF | 0.221 | 42.87 | 1.35 | 1.35
323 | 323 | 2200042541583 | Puriton Landfill PV_1 Rainbow | 0.497 | 2.77 | 1.54 | 1.54
324 | 324 | 2200042557281 | Portworthy Dams PV_1 | 1.649 | 13.31 | 1.63 | 1.63
325 | 325 | 2200042616556 | Wick Farm Boundary Import | 2.175 | 4.65 | 3.08 | 3.08
327 | 327 | 2200042552600 | Batsworthy WF | 0.557 | 35.69 | 2.65 | 2.65
328 | 328 | 2200042557306 | Portworthy Dams PV_2 | 1.649 | 13.31 | 1.59 | 1.59
329 | 329 | 2200042563211 2200042563249 | Crewkerne PV Boundary |  | 11.94 | 2.46 | 2.46
332 | 332 | 2200042541644 | Puriton Landfill PV_2 SSB | 0.497 | 2.77 | 1.54 | 1.54
333 | 333 | 2200042582446 | Red Hill Farm |  | 7.98 | 1.63 | 1.63
334 | 334 | 2200042574222 | Chelwood | 5.78 | 10.47 | 1.89 | 1.89
335 | 335 | 2200042592913 | West Carclaze1 | 1.033 | 1.13 | 2.34 | 2.34
336 | 336 | 2200042592931 | West Carclaze2 | 1.033 | 1.13 | 2.34 | 2.34
337 | 337 | 2200042495680 | Northmoor (embd) PV |  | 3.72 | 2.13 | 2.13
338 | 338 | 2200042540687 | Nmoor Little Tinney WF |  | 1.05 | 1.32 | 1.32
339 | 339 | 2200042540696 | Nmoor Little Balsdon WF |  | 1.86 | 1.32 | 1.32
340 | 340 | 2200042598135 | Nmoor Hornacott PV |  | 3.72 | 2.13 | 2.13
341 | 341 | 2200042601346 | Oakham Farm | 0.051 | 3.66 | 2.57 | 2.57
342 | 342 | 2200042603237 | Carnemough Farm | 1.575 | 7.26 | 2.83 | 2.83
343 | 343 | 2200042689252 | Ashwater WT Site 1 | 0.657 | 1.21 | 2.35 | 2.35
344 | 344 | 2200042614104 | Makro Exeter | 2.625 | 33.09 | 1.79 | 1.79
345 | 345 | 2200042620162 | Great Houndbeare 2 | 0.504 | 1.99 | 3 | 3
346 | 346 | 2200042620205 | Withy Drove | 0.52 | 5.92 | 2.41 | 2.41
348 | 348 | 2200042620250 | Fitzwarren (Montys) Farm |  | 2.76 | 2.34 | 2.34
350 | 350 | 2200042622044 | Dunsland Cross WF | 0.645 | 4.34 | 1.42 | 1.42
351 | 351 | 2200042626944 | Trerule Farm | 1.101 | 3.85 | 2.48 | 2.48
352 | 352 | 2200042627140 | Nancrossa |  | 1.89 | 2.45 | 2.45
353 | 353 | 2200042637885 | Wick Farm West | 2.175 | 4.51 | 3.08 | 3.08
354 | 354 | 2200042655528 | (LWeston ntw) Severn Community PV | 0.985 | 37.72 | 2.34 | 2.34
355 | 355 | 2200042655546 | (LWeston ntw) Site 2 PV | 0.985 | 37.72 | 2.34 | 2.34
356 | 356 | 2200042679592 | Tamerton Bridge STOR | 0.308 | 10.73 | 1.7 | 1.7
357 | 357 | 2200042689270 | Ashwater PV Site 2 | 0.657 | 1.21 | 2.35 | 2.35
358 | 358 | 2200042722608 | Bodwen | 1.02 | 3.56 | 2.42 | 2.42
359 | 359 | 2200042729774 | Sharland Farm PV | 3.048 | 10.36 | 3.77 | 3.77
360 | 360 | 2200042733460 | Stoneshill Farm | 3.45 | 0.83 | 3.13 | 3.13
361 | 361 | 2200042733850 | Nmoor Parsonage Wood PV |  | 3.72 | 2.13 | 2.13
600 | 600 | 2200032010850 | Imerys1(Blackpool) | 1.188 | 113.89 | 2.02 | 2.02
603 | 603 | 2200042461315 | Otterham WT Feeder1 | 0.013 | 1.61 | 1.32 | 1.32
604 | 604 | 2200042501410 | Otterham WT Feeder2 | 0.013 | 1.61 | 1.3 | 1.3
607 | 607 | 2200042141133 | Wyld Meadow |  | 6.85 | 2.31 | 2.31
608 | 608 | 2200042141259 | Prince Rock | 0.967 | 2.57 | 1.87 | 1.87
612 | 612 | 2200032168607 | Bradon Farm | 0.583 | 40.65 | 1.69 | 1.69
613 | 613 | 2200040848888 | Carland Cross | 1.455 | 2.21 | 1.82 | 1.82
614 | 614 | 2200030511311 | Cold Northcott | 0.531 | 11.66 | 3.51 | 3.51
615 | 615 | 2200040863404 | Forestmoor 1 | 0.787 | 15.82 | 1.65 | 1.65
616 | 616 | 2200040863431 | Forestmoor 2 | 0.787 | 29.01 | 1.65 | 1.65
617 | 617 | 2200030109831 | Four Burrows | 0.276 | 6.66 | 1.63 | 1.63
618 | 618 | 2200042384194 | Canworthy PV |  | 6.29 | 1.79 | 1.79
619 | 619 | 2200030112133 | St Breock | 0.5 | 8.55 | 2.44 | 2.44
620 | 620 | 2200030348790 | DML - Central | 0.859 | 1831.04 | 1.39 | 1.39
623 | 623 | 2200042602289 | Denbrook WF | 0.048 | 29.03 | 1.13 | 1.13
624 | 624 | 2200041804437 | Hayle Wave Hub | 14.787 | 11.14 | 1.43 | 1.43
625 | 625 | 2200031995530 | Marsh Barton | 0.001 | 7.49 | 1.98 | 1.98
626 | 626 | 2200040571113 | Connon Bridge | 1.126 | 13.59 | 1.67 | 1.67
627 | 627 | 2200040979020 | Chelson | 0.969 | 14.43 | 1.19 | 1.19
628 | 628 | 2200041957685 | Darracott | 0.569 | 25.89 | 2.32 | 2.32
629 | 629 | 2200040164245 | Bears Down | 0.223 | 1.77 | 1.41 | 1.41
632 | 632 | 2200040473921 | St Day | 0.902 | 28.69 | 1.36 | 1.36
633 | 633 | 2200041499771 | Shooters Bottom | 5.806 | 10.13 | 1.7 | 1.7
634 | 634 | 2200041625596 | Heathfield | 6.347 | 19.89 | 1.99 | 1.99
635 | 635 | 2200041845860 | Goonhilly |  | 7.14 | 1.63 | 1.63
636 | 636 | 2200041786674 | Delabole | 0.514 | 11.17 | 2.29 | 2.29
637 | 637 | 2200041930489 | Fullabrook |  | 355.92 | 1.52 | 1.52
638 | 638 | 2200042385300 | Hemerdon Mine | 1.693 | 403.32 | 4.94 | 4.94
639 | 639 | 2200042142094 | Trenoweth Farm | 1.023 | 2.88 | 5.41 | 5.41
640 | 640 | 2200030348639 2200040237104 | Rolls Royce TT | 0.845 | 102.03 | 1.03 | 1.03
642 | 642 | 2200042142439 | Woodland Barton PV 33kV Gen | 0.982 | 8.84 | 2.02 | 2.02
643 | 643 | 2200041978773 | Manor PV Farm 33kV | 1.001 | 3.84 | 2.41 | 2.41
644 | 644 | 2200041978852 | Churchtown Farm PV 33kV | 11.629 | 3.9 | 2.86 | 2.86
645 | 645 | 2200041978791 | Trenouth PV 33kV | 0.225 | 13.46 | 2.06 | 2.06
647 | 647 | 2200041979874 | Howton Farm PV 33kV | 0.776 | 3.8 | 3.3 | 3.3
649 | 649 | 2200042682406 | Newton Downs Farm | 1.636 | 37.98 | 2.54 | 2.54
650 | 650 | 2200030346906 2200030346998 | BAE Systems (ROF) | 0.57 | 553.82 | 1.39 | 1.39
652 | 652 | 2200041978728 | East Langford PV 33kV | 0.782 | 4.18 | 2.95 | 2.95
653 | 653 | 2200042194279 | NINNIS PV 33kV Gen | 1.005 | 6.58 | 1.83 | 1.83
654 | 654 | 2200042208824 | Willsland PV 33kV Gen | 0.588 | 4.12 | 2.79 | 2.79
655 | 655 | 2200042141151 | Eastcombe PV 33kV Gen | 0.384 | 5.5 | 2.68 | 2.68
656 | 656 | 2200042172879 | Bratton Flemming PV | 0.554 | 5.58 | 2.12 | 2.12
657 | 657 | 2200042196736 | Beaford Brook PV | 0.589 | 2.81 | 4.82 | 4.82
658 | 658 | 2200042206604 | Park Wall PV | 0.48 | 2.7 | 2.72 | 2.72
659 | 659 | 2200042198501 | Bradford Solar Park | 0.417 | 18.88 | 2.03 | 2.03
662 | 662 | 2200041982938 | Causilgey PV 33kV Gen | 0.272 | 2.53 | 3.61 | 3.61
663 | 663 | 2200042042966 | Beechgrove Farm PV 33kV |  | 1.68 | 3.23 | 3.23
664 | 664 | 2200041857484 | Isles of Scilly | 19.215 | 24.41 | 1.86 | 1.86
665 | 665 | 2200042019345 | BLACKDITCH 33kV | 0.502 | 0.47 | 9.06 | 9.06
669 | 669 | 2200030348718 | Avonmouth Docks Boundary | 1.225 | 1443.16 | 2.22 | 2.22
673 | 673 | 2200042534070 | CERC St Dennis |  | 2460.1 | 1.6 | 1.6
674 | 674 | 2200042538720 | Severnside Energy Recovery Centre |  | 1122.93 | 1.6 | 1.6
690 | 690 | 2200030348620 | Norbora | 0.536 | 475.04 | 8.13 | 8.13
692 | 692 | 2200030349084 2200032161977 | SWW Tamar | 1.107 | 2178.82 | 2.9 | 2.9
694 | 694 | 2200030349075 2200032161930 | SWW Roadford | 0.526 | 576.16 | 4.21 | 4.21
695 | 695 | 2200030348319 2200030348328 | ST Regis | 1.19 | 2168.82 | 3.84 | 3.84
696 | 696 | 2200030347928 | Tarmac | 8.513 | 605.72 | 5.11 | 5.11
697 | 697 | 2200030348026 2200030348035 | Abbeywood | 0.676 | 263.91 | 2.74 | 2.74
698 | 698 | 2200030347101 2200032161995 | HewlettPackard | 1.816 | 263.91 | 4.88 | 4.88
699 | 699 | 2200030354118 | Blagdon | 9.931 | 131.95 | 4.46 | 4.46
700 | 700 | 2200031997477 2200031997529 | BristolAirport | 11.36 | 263.91 | 9.47 | 9.47
701 | 701 | 2200031846059 | BGasHallen | 3.475 | 891.37 | 1.73 | 1.73
702 | 702 | 2200030349260 | Portbury Dock | 3.75 | 729.22 | 2.49 | 2.49
703 | 703 | 2200030348470 | Whatley Quarry |  | 65.98 | 1.72 | 1.72
704 | 704 | 2200030349093 2200040240630 | FalmouthDocks | 0.672 | 263.91 | 4.32 | 4.32
705 | 705 | 2200040661200 2200040661219 | AstraZeneca |  | 5390.71 | 1.63 | 1.63
706 | 706 | 2200040468930 2200042670943 | DairyCrestDavidstow | 5.152 | 2523.45 | 6.31 | 6.31
707 | 707 | 2200041209970 | Hemyock (Broadpath LF) | 5.094 | 6.28 | 1.58 | 1.58
708 | 708 | 2200030348373 | Imerys(Torycombe) | 2.722 | 143.76 | 3.19 | 3.19
709 | 709 | 2200030346710 2200032196710 | Royal United Hospital | 12.21 | 151.61 | 4.54 | 4.54
713 | 713 | 2200042194640 | Avonmouth BCC WF 33kV Gen |  | 16.16 | 1.12 | 1.12
714 | 714 | 2200042108127 | Bodiniel PV Park 33kV Gen | 0.494 | 3.1 | 3.04 | 3.04
715 | 715 | 2200042385453 | Garlenick WF 33kV | 0.924 | 59.12 | 1.22 | 1.22
716 | 716 | 2200042165037 | Warleigh Barton PV 33kV Gen | 0.308 | 4.78 | 1.49 | 1.49
717 | 717 | 2200042171449 | Winnards Perch PV 33kV Gen | 0.222 | 11.41 | 1.91 | 1.91
718 | 718 | 2200042356276 | Galsworthy WF | 0.007 | 101.77 | 1.32 | 1.32
720 | 720 | 2200030348986 2200032178340 2200032178368 2200032178377 2200041226558 2200041226567 | Airbus UK Ltd | 2.499 | 527.82 | 2.71 | 2.71
750 | 750 | 2200032138124 | RR Power Development |  | 925.76 | 2.13 | 2.13
759 | 759 | 2200041527904 | Langage | 1.674 | 571.09 | 1.33 | 1.33
797 | 797 | 2200030348452 | Imerys5(Drinnick) | 1.722 | 159.68 | 3.35 | 3.35
798 | 798 | 2200030348382 | Imerys4(Bugle) | 1.422 | 123.12 | 3.6 | 3.6
799 | 799 | 2200032010879 | Imerys3(Trebal) | 1.272 | 612.93 | 1.38 | 1.38
800 | 800 | 2200030348666 | Imerys6(Par) | 1.834 | 91.11 | 1.67 | 1.67
805 | 805 | 2200030349242 | DML - North | 0.278 | 6928.61 | 1.09 | 1.09
810 | 810 | 2200042163484 | Marley Thatch PV | 0.707 | 3.15 | 2.86 | 2.86
811 | 811 | 2200041648681 2200041648690 2200042093766 | Bristol Royal Infirmary | 1.173 | 457.72 | 3.43 | 3.43
812 | 812 | 2200042276123 2200042276132 2200042276141 | Bristol University | 1.173 | 791.73 | 4.3 | 4.3
815 | 815 | 2200042163410 | Burrowton Farm PV | 0.007 | 3.4 | 2 | 2
816 | 816 | 2200042165055 | Callington Solar | 1.015 | 4.12 | 3.02 | 3.02
817 | 817 | 2200042165073 | Hope Solar | 11.635 | 6.59 | 2.22 | 2.22
818 | 818 | 2200042172043 | NES Kingsweston Lane | 0.984 | 110.35 | 1.27 | 1.27
820 | 820 | 2200042169714 | Slade Farm PV | 1.45 | 4.4 | 3.22 | 3.22
821 | 821 | 2200042171183 | Rew Farm PV | 0.985 | 3.64 | 2.6 | 2.6
822 | 822 | 2200042171208 | Higher Trenhayle PV | 15.038 | 4.44 | 2.39 | 2.39
823 | 823 | 2200042171244 | Middle Treworder PV | 0.498 | 0.91 | 6.63 | 6.63
824 | 824 | 2200042171616 | Penhale Farm PV | 0.5 | 10.06 | 2.6 | 2.6
825 | 825 | 2200042172512 | Ayshford Court PV | 3.468 | 1.39 | 2.37 | 2.37
826 | 826 | 2200042172920 | West Hill PV | 0.056 | 17.14 | 2.94 | 2.94
827 | 827 | 2200042172897 | Knockworthy Farm PV | 0.565 | 3.67 | 3.19 | 3.19
828 | 828 | 2200042218673 2200042218682 | University of Bath | 10.963 | 3495.2 | 6.4 | 6.4
829 | 829 | 2200042174272 | Trekenning Farm PV | 0.866 | 16.01 | 2.14 | 2.14
830 | 830 | 2200042184369 | Four Burrows PV | 0.28 | 2.97 | 2.69 | 2.69
833 | 833 | 2200042191756 | Halse Farm PV |  | 1.1 | 3.56 | 3.56
834 | 834 | 2200042192750 | Hatchlands Farm PV | 0.701 | 11.56 | 2.09 | 2.09
835 | 835 | 2200042193879 | Higher Trevartha PV | 1.124 | 10.28 | 2.88 | 2.88
837 | 837 | 2200042194047 | Ford Farm PV | 1.1 | 5.58 | 2.36 | 2.36
839 | 839 | 2200042345993 | Trequite | 1.116 | 2.32 | 3.62 | 3.62
841 | 841 | 2200042193735 | Higher Tregarne PV |  | 21.47 | 5.89 | 5.89
842 | 842 | 2200042195592 | Higher North Beer PV | 0.784 | 0.61 | 4.33 | 4.33
843 | 843 | 2200042196781 | Horsacott PV | 0.055 | 1.47 | 3.27 | 3.27
844 | 844 | 2200042201252 | Langunnett PV | 1.182 | 11.87 | 2.11 | 2.11
845 | 845 | 2200042201270 | Trefinnick Farm PV | 1.026 | 13.74 | 2.88 | 2.88
846 | 846 | 2200042202939 | Little Trevease Farm PV |  | 6.02 | 2.2 | 2.2
847 | 847 | 2200042432625 | Marksbury | 5.785 | 6.76 | 2.09 | 2.09
848 | 848 | 2200042202975 | Cobbs Cross | 0.487 | 2.77 | 2.93 | 2.93
849 | 849 | 2200042204652 | Newlands Farm |  | 2.94 | 2.66 | 2.66
850 | 850 | 2200042206580 | CRICKET ST THOMAS |  | 18.88 | 1.52 | 1.52
851 | 851 | 2200042206622 | Parsonage Barn |  | 14.76 | 1.6 | 1.6
852 | 852 | 2200042208806 | Hewas PV | 0.886 | 7.84 | 2.06 | 2.06
853 | 853 | 2200042208842 | CRINACOTT PV | 0.417 | 9.85 | 2.27 | 2.27
854 | 854 | 2200042214711 | Penare Farm | 0.262 | 9.21 | 1.91 | 1.91
855 | 855 | 2200042214730 | Aller Court | 0.483 | 4.19 | 3.01 | 3.01
857 | 857 | 2200042214943 | Stonebarrow |  | 5.42 | 1.91 | 1.91
858 | 858 | 2200042215088 | Whitley Farm | 0.554 | 7.55 | 2.31 | 2.31
859 | 859 | 2200042215246 | New Rendy Farm |  | 6.58 | 1.84 | 1.84
860 | 860 | 2200042216843 | Tregassow | 1.368 | 4.58 | 4.13 | 4.13
861 | 861 | 2200042218405 | Pitworthy | 0.417 | 10.83 | 4.3 | 4.3
862 | 862 | 2200042224250 | Foxcombe PV | 0.662 | 2.7 | 3.02 | 3.02
863 | 863 | 2200042224278 | Rexon Cross PV Farm | 0.542 | 3.92 | 2.52 | 2.52
864 | 864 | 2200042242880 | Hazard Farm PV | 0.708 | 4.1 | 3.14 | 3.14
865 | 865 | 2200042244673 | Luscott Barton | 0.053 | 8.65 | 2.93 | 2.93
866 | 866 | 2200042254120 | Grange Farm PV |  | 7.12 | 1.9 | 1.9
867 | 867 | 2200042352174 | Derriton Fields | 0.417 | 13.19 | 2.81 | 2.81
868 | 868 | 2200042278478 | Cleave Farm | 0.052 | 18.37 | 3.19 | 3.19
869 | 869 | 2200042342032 | Woolavington | 0.519 | 6.65 | 1.76 | 1.76
870 | 870 | 2200042342060 | Trehawke Farm | 1.127 | 18.31 | 1.8 | 1.8
871 | 871 | 2200042278751 | Higher Berechapel Farm |  | 163.57 | 1.29 | 1.29
872 | 872 | 2200042278947 | Bommertown |  | 6.69 | 1.83 | 1.83
873 | 873 | 2200042349739 | Carloggas Farm | 0.92 | 29.36 | 1.6 | 1.6
961 | 961 | 2200030348090 | Sims Avonmouth | 1.225 |  | 1.61 | 1.61
962 | 962 | 2200030348105 | Flour Mills Avonmouth | 1.225 |  | 3.04 | 3.04
7158 | 7158 | 7158 | Huntworth | 0.479 | 3.53 | 1.66 | 1.66
7293 | 7293 | 7293 | Alveston Hammerly Down | 0.043 |  | 1.16 | 1.16
7319 | 7319 | 7319 | Water Lane B | 2.65 | 5.91 | 1.79 | 1.79
New Import 1 | New Import 1 | New Import 1 | Credacott (CEDAR) | 0.001 | 7.44 | 2.13 | 2.13
New Import 2 | New Import 2 | New Import 2 | Marlands Field | 1.635 | 17.22 | 2.54 | 2.54
New Import 3 | New Import 3 | New Import 3 | Shepherds Farm | 3.578 | 7.01 | 2.64 | 2.64
New Import 4 | New Import 4 | New Import 4 | Trendeal Solar Park | 0.215 | 5.13 | 2.29 | 2.29
New Import 5 | New Import 5 | New Import 5 | Appletree Farm | 6.479 | 7.58 | 3.35 | 3.35
New Import 6 | New Import 6 | New Import 6 | Higher Humber Farm | 6.287 | 1.1 | 2.79 | 2.79
New Import 7 | New Import 7 | New Import 7 | Lodge Farm | 5.756 | 5.08 | 2.63 | 2.63
New Import 8 | New Import 8 | New Import 8 | Old Stone Farm | 1.434 | 4.82 | 3.28 | 3.28
New Import 9 | New Import 9 | New Import 9 | Place Barton Farm | 0.718 | 5.01 | 3.09 | 3.09
New Import 10 | New Import 10 | New Import 10 | Yelland | 0.056 | 7.4 | 2.76 | 2.76
New Import 11 | New Import 11 | New Import 11 | Cattedown | 0.966 | 10.66 | 2.33 | 2.33
New Import 12 | New Import 12 | New Import 12 | Quartley Farm | 3.525 | 8.44 | 3.31 | 3.31
New Import 13 | New Import 13 | New Import 13 | Axe View Way PV | 0.005 | 4.26 | 2.41 | 2.41
New Import 14 | New Import 14 | New Import 14 | Chewton Mendip | 5.82 | 2.55 | 2.85 | 2.85
New Import 15 | New Import 15 | New Import 15 | Avonmouth Biogas 2 | 0.983 | 90.71 | 1.59 | 1.59
New Import 16 | New Import 16 | New Import 16 | Barton Hill Way STOR | 0.538 | 0.7 | 1.63 | 1.63
New Import 17 | New Import 17 | New Import 17 | Dunscombe PV | 2.876 | 12.86 | 3.52 | 3.52
New Import 18 | New Import 18 | New Import 18 | Gashay Farm PV |  | 8.02 | 2.29 | 2.29
New Import 19 | New Import 19 | New Import 19 | Leaze Farm PV | 2.149 | 21.78 | 2.94 | 2.94
New Import 20 | New Import 20 | New Import 20 | Old Green Wind Farm |  | 10.65 | 1.32 | 1.32
New Import 21 | New Import 21 | New Import 21 | Selwood PV | 2.149 | 4.33 | 2.94 | 2.94
New Import 22 | New Import 22 | New Import 22 | Tonedale Farm PV |  | 90.02 | 1.24 | 1.24
New Import 23 | New Import 23 | New Import 23 | Martin Farm | 2.842 | 17.81 | 3.72 | 3.72
New Import 24 | New Import 24 | New Import 24 | Rockingham STOR | 0.98 | 2.31 | 1.85 | 1.85
New Import 25 | New Import 25 | New Import 25 | Severn Road STOR |  | 12.76 | 1.79 | 1.79
New Import 26 | New Import 26 | New Import 26 | Lower Bedminister CHP | 0.828 | 59.4 | 1.9 | 1.9
New Import 27 | New Import 27 | New Import 27 | Bristol Port Battery Phase 2 |  | 441.58 | 1.79 | 1.79
New Import 28 | New Import 28 | New Import 28 | Durley Hill | 0.827 | 237.13 | 1.99 | 1.99
New Import 29 | New Import 29 | New Import 29 | Lockleaze Battery Storage | 0.765 | 466.48 | 1.84 | 1.84
New Import 30 | New Import 30 | New Import 30 | Avonmouth Battery Storage Project, Avonmouth Way, Bristol | 0.983 | 529.22 | 1.85 | 1.85
New Import 31 | New Import 31 | New Import 31 | Fideoak Battery |  | 295.09 | 1.84 | 1.84
New Import 32 | New Import 32 | New Import 32 | Viridor EFW (Seabank) |  | 96.47 | 1.67 | 1.67
New Import 33 | New Import 33 | New Import 33 | Huntspill Energy Park |  | 9012.91 | 1.69 | 1.69
New Import 34 | New Import 34 | New Import 34 | Bedport Poultry Farm |  | 3177.78 | 1.79 | 1.79
New Import 35 | New Import 35 | New Import 35 | Bumpston Cross Battery Storage | 0.009 | 2759.07 | 1.79 | 1.79
New Import 36 | New Import 36 | New Import 36 | Alders Way STOR | 1.367 | 9.11 | 1.84 | 1.84
New Import 37 | New Import 37 | New Import 37 | Woodcote Stor |  | 7.68 | 1.79 | 1.79
New Import 38 | New Import 38 | New Import 38 | Feeder Road Stor | 0.827 | 4.84 | 1.96 | 1.96
New Import 39 | New Import 39 | New Import 39 | Otterham Wind Farm Phase 3 (STOR) | 0.013 | 48.16 | 1.78 | 1.78
New Import 40 | New Import 40 | New Import 40 | Reeds Barn STOR |  | 1.11 | 1.79 | 1.79
New Import 41 | New Import 41 | New Import 41 | Tunley Farm | 5.787 | 2.22 | 3.1 | 3.1
New Import 42 | New Import 42 | New Import 42 | Dillington Ridgeway |  | 13.55 | 2.98 | 2.98
New Import 43 | New Import 43 | New Import 43 | New Orchard Farm | 7.969 | 12.05 | 3.18 | 3.18
New Import 44 | New Import 44 | New Import 44 | Springfield Farm | 5.718 | 1.64 | 2.97 | 2.97
New Import 45 | New Import 45 | New Import 45 | Langarth Farm | 0.261 | 403.32 | 4.15 | 4.15

## Annex 2b Export
Note: The list of MPANs / MSIDs provided may be incomplete; the DNO reserves the right to apply the listed charges to any other MPANs / MSIDs associated with the site. Note: This table is automatically populated based on the content of the tab entitled 'Annex 2 EHV Charges'. The timebands are as shown in Annex 2.
Western Power Distribution (South West) plc - Effective from 1 April 2018 - Final EDCM export charges
Export Unique Identifier | LLFC | Export MPANs/MSIDs | Name | Export Super Red unit charge (p/kWh) | Export fixed charge (p/day) | Export capacity charge (p/kVA/day) | Export exceeded capacity charge (p/kVA/day)
373 | 373 | 2200042291229 | Till House |  | 796.71 | 0.05 | 0.05
374 | 374 | 2200042297587 | Outlands Wood |  | 419.59 | 0.05 | 0.05
375 | 375 | 2200042305485 | Culmhead |  | 818.77 | 0.05 | 0.05
376 | 376 | 2200042308040 | Whitchurch Farm PV |  | 432.14 | 0.05 | 0.05
377 | 377 | 2200042312881 | Kingsland Barton |  | 533.97 | 0.05 | 0.05
378 | 378 | 2200042314995 | Mendip Solar PV Farm |  | 424.14 | 0.05 | 0.05
379 | 379 | 2200042315749 | St Stephen PV |  | 900.17 | 0.05 | 0.05
New Export 46 | New Export 46 | New Export 46 | St Stephen (Hay Farm) |  | 443.92 | 0.05 | 0.05
380 | 380 | 2200042315785 | Trewidland farm PV |  | 758.84 | 0.05 | 0.05
381 | 381 | 2200042316789 | Watchfield Lawn |  | 466.87 | 0.05 | 0.05
382 | 382 | 2200042382639 | Gover Park |  | 751.31 | 0.05 | 0.05
383 | 383 | 2200042323137 | North Wayton |  | 682.42 | 0.05 | 0.05
384 | 384 | 2200042324460 | Week Farm |  | 1099.61 | 0.05 | 0.05
385 | 385 | 2200042326059 | Cullompton |  | 915.19 | 0.05 | 0.05
386 | 386 | 2200042329087 | Dinder Farm |  | 533.37 | 0.05 | 0.05
388 | 388 | 2200042329069 | Pitts Farm |  | 530.27 | 0.05 | 0.05
389 | 389 | 2200042333687 | Kerriers |  | 3166.7 | 0.05 | 0.05
390 | 390 | 2200042333710 | Ernesettle Lane | -0.495 | 899.13 | 0.05 | 0.05
392 | 392 | 2200042340230 | Goonhilly Solar Park |  | 402.59 | 0.05 | 0.05
393 | 393 | 2200042348674 | Nanteague |  | 1453.04 | 0.05 | 0.05
394 | 394 | 2200042340824 | Bidwell Dartington PV |  | 560.02 | 0.05 | 0.05
395 | 395 | 2200042343221 | New Row Farm |  | 559.01 | 0.05 | 0.05
396 | 396 | 2200042354214 | Woodland Barton Windfarm |  | 2533.2 | 0.05 | 0.05
397 | 397 | 2200042387502 | Four Burrows 2 |  | 855.61 | 0.05 | 0.05
398 | 398 | 2200042398220 | Redlands Farm |  | 897.48 | 0.05 | 0.05
399 | 399 | 2200042400891 | Tengore Lane PV |  | 654.19 | 0.05 | 0.05
400 | 400 | 2200042400873 | Liverton Farm |  | 411.25 | 0.05 | 0.05
401 | 401 | 2200042407879 | Yonder Parks Farm |  | 944.76 | 0.05 | 0.05
402 | 402 | 2200042410339 | Somerton Door |  | 443.81 | 0.05 | 0.05
403 | 403 | 2200042414867 | Carditch Drove |  | 411.28 | 0.05 | 0.05
404 | 404 | 2200042417803 | Capelands Farm |  | 419.19 | 0.05 | 0.05
405 | 405 | 2200042418807 | East Youlstone WF |  | 2080.56 | 0.05 | 0.05
406 | 406 | 2200042437368 | Francis Court Farm |  | 530.7 | 0.05 | 0.05
407 | 407 | 2200042443325 | Northwood |  | 695.74 | 0.05 | 0.05
408 | 408 | 2200042443361 | Tricky Warren |  | 455.5 | 0.05 | 0.05
409 | 409 | 2200042447019 | Iwood Lane |  | 471.11 | 0.05 | 0.05
410 | 410 | 2200042446993 | Rydon Farm |  | 2163.53 | 0.05 | 0.05
411 | 411 | 2200042446975 | Balls Wood |  | 2188.17 | 0.05 | 0.05
412 | 412 | 2200042457499 | Ashlawn Farm |  | 784.33 | 0.05 | 0.05
413 | 413 | 2200042457912 | Pencoose Farm |  | 837.75 | 0.05 | 0.05
414 | 414 | 2200042457995 | Hawkers Farm |  | 414.59 | 0.05 | 0.05
415 | 415 | 2200042459566 | Hurcott |  | 430.78 | 0.05 | 0.05
416 | 416 | 2200042461306 | Garvinack |  | 810.56 | 0.05 | 0.05
417 | 417 | 2200042462188 | New Barton |  | 4016.72 | 0.05 | 0.05
418 | 418 | 2200042465170 | Coombeshead Farm |  | 466.2 | 0.05 | 0.05
419 | 419 | 2200042465198 | Walland Farm |  | 416.11 | 0.05 | 0.05
420 | 420 | 2200042467600 | Ashcombe |  | 567.16 | 0.05 | 0.05
421 | 421 | 2200042469893 | Newnham Farm |  | 2623.44 | 0.05 | 0.05
422 | 422 | 2200042473472 | Roskrow Barton PV |  | 744.17 | 0.05 | 0.05
423 | 423 | 2200042473454 | Parkview Solar |  | 477.32 | 0.05 | 0.05
424 | 424 | 2200042475178 | Towerhead Farm |  | 885.43 | 0.05 | 0.05
425 | 425 | 2200042475201 | Rookery Farm |  | 544.15 | 0.05 | 0.05
426 | 426 | 2200042475424 | Bystock Farm |  | 1068.88 | 0.05 | 0.05
428 | 428 | 2200042475832 | Burthy PV |  | 566.93 | 0.05 | 0.05
429 | 429 | 2200042480656 | Wilton Farm PV |  | 1571.09 | 0.05 | 0.05
431 | 431 | 2200042484882 | Woodmanton (Coombe) Farm |  | 930.41 | 0.05 | 0.05
432 | 432 | 2200042484855 | Higher Bye Farm |  | 651.96 | 0.05 | 0.05
433 | 433 | 2200042530740 | Wilton Farm WF |  | 564.97 | 0.05 | 0.05
434 | 434 | 2200042533420 | Denzell Downs WF |  | 3008.2 | 0.05 | 0.05
435 | 435 | 2200042541635 | Puriton Landfill PV_1 Rainbow |  | 346.42 | 0.05 | 0.05
436 | 436 | 2200042557290 | Portworthy Dams PV_1 |  | 665.42 | 0.05 | 0.05
439 | 439 | 2200042552646 | Batsworthy WF |  | 6424.42 | 0.05 | 0.05
440 | 440 | 2200042557315 | Portworthy Dams PV_2 |  | 598.88 | 0.05 | 0.05
441 | 441 | 2200042563230 2200042563258 | Crewkerne PV Boundary |  | 1074.92 | 0.05 | 0.05
444 | 444 | 2200042541653 | Puriton Landfill PV_2 SSB |  | 311.78 | 0.05 | 0.05
447 | 447 | 2200042582455 | Red Hill Farm |  | 630.12 | 0.05 | 0.05
446 | 446 | 2200042574231 | Chelwood |  | 901.31 | 0.05 | 0.05
448 | 448 | 2200042592922 | West Carclaze1 |  | 676.94 | 0.05 | 0.05
449 | 449 | 2200042592940 | West Carclaze2 |  | 676.94 | 0.05 | 0.05
450 | 450 | 2200042495670 | Northmoor (embd) PV |  | 347.39 | 0.05 | 0.05
451 | 451 | 2200042540678 | Nmoor Little Tinney WF |  | 37.96 | 0.05 | 0.05
452 | 452 | 2200042540710 | Nmoor Little Balsdon WF |  | 37.15 | 0.05 | 0.05
453 | 453 | 2200042598144 | Nmoor Hornacott PV |  | 347.39 | 0.05 | 0.05
454 | 454 | 2200042601355 | Oakham Farm |  | 585.42 | 0.05 | 0.05
455 | 455 | 2200042603246 | Carnemough Farm |  | 1209.42 | 0.05 | 0.05
456 | 456 | 2200042689261 | Ashwater WT Site 1 |  | 30.16 | 0.05 | 0.05
457 | 457 | 2200042614113 | Makro Exeter | -3.038 | 1323.78 | 0.05 | 0.05
458 | 458 | 2200042620171 | Great Houndbeare 2 |  | 1530.51 | 0.05 | 0.05
459 | 459 | 2200042620214 | Withy Drove |  | 1301.68 | 0.05 | 0.05
461 | 461 | 2200042620260 | Fitzwarren (Montys) Farm |  | 1054.55 | 0.05 | 0.05
463 | 463 | 2200042622044 | Dunsland Cross WF |  | 599.23 | 0.05 | 0.05
464 | 464 | 2200042626953 | Trerule Farm |  | 770.3 | 0.05 | 0.05
465 | 465 | 2200042627159 | Nancrossa |  | 471.35 | 0.05 | 0.05
466 | 466 | 2200042637894 | Wick Farm West |  | 405.56 | 0.05 | 0.05
467 | 467 | 2200042655537 | (LWeston ntw) Severn Community PV |  | 502.49 | 0.05 | 0.05
468 | 468 | 2200042655555 | (LWeston ntw) Site 2 PV |  | 641.16 | 0.05 | 0.05
469 | 469 | 2200042679608 | Tamerton Bridge STOR | -0.495 | 1072.7 | 0.05 | 0.05
470 | 470 | 2200042689280 | Ashwater PV Site 2 |  | 392.03 | 0.05 | 0.05
471 | 471 | 2200042722617 | Bodwen |  | 711.81 | 0.05 | 0.05
472 | 472 | 2200042729783 | Sharland Farm PV |  | 1022.66 | 0.05 | 0.05
473 | 473 | 2200042733479 | Stoneshill Farm |  | 829.79 | 0.05 | 0.05
474 | 474 | 2200042733869 | Nmoor Parsonage Wood PV |  | 254.14 | 0.05 | 0.05
601 | 601 | 2200031824542 | Imerys1(Blackpool)
785 | 785 | 2200042461324 | Otterham WT Feeder1 |  | 16.05 | 0.05 | 0.05
786 | 786 | 2200042501429 | Otterham WT Feeder2 |  | 115.59 | 0.05 | 0.05
789 | 789 | 2200042141142 | Wyld Meadow |  | 671.24 | 0.05 | 0.05
791 | 791 | 2200042141277 | Prince Rock | -1.076 | 656.98 | 0.05 | 0.05
765 | 765 | 2200032168616 | Bradon Farm | -1.369 | 1218.12 | 0.05 | 0.05
766 | 766 | 2200031664357 | Carland Cross |  | 401.11 | 0.05 | 0.05
767 | 767 | 2200031822971 | Cold Northcott |  | 419.87 | 0.05 | 0.05
768 | 768 | 2200040863399 | Forestmoor 1
769 | 769 | 2200040863422 | Forestmoor 2
770 | 770 | 2200031823558 | Four Burrows
783 | 783 | 2200042384200 | Canworthy PV |  | 1031.8 | 0.05 | 0.05
775 | 775 | 2200031823530 | St Breock |  | 258.6 | 0.05 | 0.05
723 | 723 | 2200042334139 2200042334148 | DML - Central | -0.869 | 1839.73 | 0.05 | 0.05
748 | 748 | 2200042602298 | Denbrook WF |  | 2966.01 | 0.05 | 0.05
747 | 747 | 2200041804446 | Hayle Wave Hub |  | 668.21 | 0.05 | 0.05
741 | 741 | 2200032024222 | Marsh Barton
752 | 752 | 2200040571122 | Connon Bridge | -1.022 | 292.3 | 0.05 | 0.05
753 | 753 | 2200040979039 | Chelson | -1.188 | 432.96 | 0.05 | 0.05
754 | 754 | 2200041253506 | Darracott |  | 471.61 | 0.05 | 0.05
764 | 764 | 2200040164254 | Bears Down
757 | 757 | 2200040473940 | St Day | -0.444 | 242.57 | 0.05 | 0.05
758 | 758 | 2200041499762 | Shooters Bottom |  | 578.78 | 0.05 | 0.05
760 | 760 | 2200041625587 | Heathfield | -8.492 | 397.82 | 0.05 | 0.05
761 | 761 | 2200041845850 | Goonhilly |  | 571.59 | 0.05 | 0.05
762 | 762 | 2200041786683 | Delabole |  | 1028.05 | 0.05 | 0.05
763 | 763 | 2200041930498 | Fullabrook |  | 30909.03 | 0.05 | 0.05
724 | 724 | 2200042142410 | Trenoweth Farm |  | 832.44 | 0.05 | 0.05
387 | 387 | 2200042667338 | Rolls Royce TT |  | 29.93 | 0.05 | 0.05
725 | 725 | 2200042142457 | Woodland Barton PV 33kV Gen |  | 884.05 | 0.05 | 0.05
726 | 726 | 2200041978782 | Manor PV Farm 33kV |  | 533.83 | 0.05 | 0.05
727 | 727 | 2200041978861 | Churchtown Farm PV 33kV |  | 541.83 | 0.05 | 0.05
728 | 728 | 2200041978807 | Trenouth PV 33kV |  | 1076.52 | 0.05 | 0.05
732 | 732 | 2200041979883 | Howton Farm PV 33kV |  | 542.38 | 0.05 | 0.05
734 | 734 | 2200042682424 | Newton Downs Farm |  | 825.64 | 0.05 | 0.05
735 | 735 | 2200041978737 | East Langford PV 33kV |  | 597.77 | 0.05 | 0.05
736 | 736 | 2200042194288 | NINNIS PV 33kV Gen |  | 652.95 | 0.05 | 0.05
737 | 737 | 2200042208833 | Willsland PV 33kV Gen |  | 543.38 | 0.05 | 0.05
738 | 738 | 2200042141160 | Eastcombe PV 33kV Gen |  | 702.15 | 0.05 | 0.05
739 | 739 | 2200042172888 | Bratton Flemming PV |  | 557.51 | 0.05 | 0.05
740 | 740 | 2200042196745 | Beaford Brook PV |  | 561.72 | 0.05 | 0.05
742 | 742 | 2200042206613 | Park Wall PV |  | 539.88 | 0.05 | 0.05
743 | 743 | 2200042198520 | Bradford Solar Park |  | 1887.68 | 0.05 | 0.05
744 | 744 | 2200041982947 | Causilgey PV 33kV Gen |  | 454.6 | 0.05 | 0.05
745 | 745 | 2200042042975 | Beechgrove Farm PV 33kV |  | 540.19 | 0.05 | 0.05
772 | 772 | 2200031825680 | Isles of Scilly
666 | 666 | 2200042019354 | BLACKDITCH 33kV |  | 402.85 | 0.05 | 0.05
806 | 806 | 2200041310085 | Avonmouth Docks Boundary
586 | 586 | 2200042534080 | CERC St Dennis |  | 10759.96 | 0.05 | 0.05
587 | 587 | 2200042538749 | Severnside Energy Recovery Centre |  | 9472.89 | 0.05 | 0.05
693 | 693 | 2200031824213 | SWW Roadford | -0.971 | 230.47 | 0.05 | 0.05
808 | 808 | 2200031824747 | BGasHallen
807 | 807 | 2200041310094 | Portbury Dock |  | 194.46 | 0.05 | 0.05
795 | 795 | 2200042430770 | Whatley Quarry |  | 65.98 | 0.05 | 0.05
809 | 809 | 2200041209989 | Hemyock (Broadpath LF) | -5.094 | 125.67 | 0.05 | 0.05
794 | 794 | 2200031824524 | Imerys(Torycombe) | -2.763 | 120.15 | 0.05 | 0.05
722 | 722 | 2200041987314 2200041987323 | Royal United Hospital | -12.253 | 112.3 | 0.05 | 0.05
776 | 776 | 2200042103449 | Avonmouth BCC WF 33kV Gen |  | 673.23 | 0.05 | 0.05
777 | 777 | 2200042108289 | Bodiniel PV Park 33kV Gen |  | 516.08 | 0.05 | 0.05
778 | 778 | 2200042385462 | Garlenick WF 33kV |  | 2364.8 | 0.05 | 0.05
779 | 779 | 2200042165046 | Warleigh Barton PV 33kV Gen |  | 669.57 | 0.05 | 0.05
780 | 780 | 2200042171458 | Winnards Perch PV 33kV Gen |  | 665.29 | 0.05 | 0.05
781 | 781 | 2200042356285 | Galsworthy WF |  | 936.32 | 0.05 | 0.05
751 | 751 | 2200032050436 | RR Power Development
804 | 804 | 2200031824551 | Imerys5(Drinnick)
803 | 803 | 2200030347690 | Imerys4(Bugle)
801 | 801 | 2200031824738 | Imerys3(Trebal)
802 | 802 | 2200031824490 | Imerys6(Par)
733 | 733 |  | DML - North
790 | 790 | 2200042163493 | Marley Thatch PV |  | 535.59 | 0.05 | 0.05
793 | 793 | 2200042093720 2200042093739 2200042093757 | Bristol Royal Infirmary | -1.569 | 334.01 | 0.05 | 0.05
792 | 792 | 2200042163457 | Burrowton Farm PV |  | 462.89 | 0.05 | 0.05
900 | 900 | 2200042165064 | Callington Solar |  | 432.39 | 0.05 | 0.05
901 | 901 | 2200042165082 | Hope Solar |  | 691.8 | 0.05 | 0.05
903 | 903 | 2200042172052 | NES Kingsweston Lane | -1.115 | 441.4 | 0.05 | 0.05
905 | 905 | 2200042169723 | Slade Farm PV |  | 663.67 | 0.05 | 0.05
906 | 906 | 2200042171192 | Rew Farm PV |  | 625.24 | 0.05 | 0.05
907 | 907 | 2200042171226 | Higher Trenhayle PV |  | 533.35 | 0.05 | 0.05
908 | 908 | 2200042171253 | Middle Treworder PV |  | 447.12 | 0.05 | 0.05
909 | 909 | 2200042171625 | Penhale Farm PV |  | 603.52 | 0.05 | 0.05
910 | 910 | 2200042172521 | Ayshford Court PV |  | 420.37 | 0.05 | 0.05
911 | 911 | 2200042172930 | West Hill PV |  | 2309.77 | 0.05 | 0.05
912 | 912 | 2200042172902 | Knockworthy Farm PV |  | 407.8 | 0.05 | 0.05
914 | 914 | 2200042174281 | Trekenning Farm PV |  | 1910.33 | 0.05 | 0.05
915 | 915 | 2200042184378 | Four Burrows PV |  | 409.79 | 0.05 | 0.05
918 | 918 | 2200042191765 | Halse Farm PV |  | 410.87 | 0.05 | 0.05
919 | 919 | 2200042192769 | Hatchlands Farm PV |  | 642.32 | 0.05 | 0.05
920 | 920 | 2200042193888 | Higher Trevartha PV |  | 678.79 | 0.05 | 0.05
922 | 922 | 2200042194056 | Ford Farm PV |  | 418.38 | 0.05 | 0.05
924 | 924 | 2200042346000 | Trequite |  | 766.15 | 0.05 | 0.05
926 | 926 | 2200042193744 | Higher Tregarne PV |  | 920.29 | 0.05 | 0.05
927 | 927 | 2200042195608 | Higher North Beer PV |  | 427.48 | 0.05 | 0.05
928 | 928 | 2200042196790 | Horsacott PV |  | 416.69 | 0.05 | 0.05
929 | 929 | 2200042201261 | Langunnett PV |  | 1124.19 | 0.05 | 0.05
930 | 930 | 2200042201280 | Trefinnick Farm PV |  | 1145.18 | 0.05 | 0.05
931 | 931 | 2200042202948 | Little Trevease Farm PV |  | 577.45 | 0.05 | 0.05
932 | 932 | 2200042432634 | Marksbury |  | 539.59 | 0.05 | 0.05
933 | 933 | 2200042202984 | Cobbs Cross |  | 554.65 | 0.05 | 0.05
934 | 934 | 2200042204661 | Newlands Farm |  | 578.43 | 0.05 | 0.05
935 | 935 | 2200042206599 | CRICKET ST THOMAS |  | 566.43 | 0.05 | 0.05
936 | 936 | 2200042206631 | Parsonage Barn |  | 1032.91 | 0.05 | 0.05
937 | 937 | 2200042208815 | Hewas PV |  | 784.49 | 0.05 | 0.05
938 | 938 | 2200042208851 | CRINACOTT PV |  | 864.29 | 0.05 | 0.05
939 | 939 | 2200042214720 | Penare Farm |  | 394.1 | 0.05 | 0.05
940 | 940 | 2200042214749 | Aller Court |  | 444.1 | 0.05 | 0.05
942 | 942 | 2200042214952 | Stonebarrow |  | 446.92 | 0.05 | 0.05
943 | 943 | 2200042215097 | Whitley Farm |  | 604.34 | 0.05 | 0.05
944 | 944 | 2200042215255 | New Rendy Farm |  | 536.9 | 0.05 | 0.05
945 | 945 | 2200042216852 | Tregassow |  | 1145.93 | 0.05 | 0.05
946 | 946 | 2200042218414 | Pitworthy |  | 2217.12 | 0.05 | 0.05
947 | 947 | 2200042224269 | Foxcombe PV |  | 540.33 | 0.05 | 0.05
948 | 948 | 2200042224287 | Rexon Cross PV Farm |  | 549.01 | 0.05 | 0.05
949 | 949 | 2200042242899 | Hazard Farm PV |  | 811.71 | 0.05 | 0.05
950 | 950 | 2200042244682 | Luscott Barton |  | 588.52 | 0.05 | 0.05
951 | 951 | 2200042254139 | Grange Farm PV |  | 711.53 | 0.05 | 0.05
952 | 952 | 2200042352183 | Derriton Fields |  | 2092.89 | 0.05 | 0.05
953 | 953 | 2200042278487 | Cleave Farm |  | 1462.4 | 0.05 | 0.05
954 | 954 | 2200042342041 | Woolavington |  | 775.99 | 0.05 | 0.05
955 | 955 | 2200042342079 | Trehawke Farm |  | 1850.91 | 0.05 | 0.05
956 | 956 | 2200042278760 | Higher Berechapel Farm | -0.44 | 511.15 | 0.05 | 0.05
957 | 957 | 2200042278956 | Bommertown |  | 454.95 | 0.05 | 0.05
958 | 958 | 2200042349748 | Carloggas Farm |  | 1060.33 | 0.05 | 0.05
E7158 | 7158 | 7158 | Huntworth
E7320 | 7320 | 7320 | Water Lane B | -3.066 | 1234.94 | 0.05 | 0.05
427 | 427 | 2200042573488 | Pylle PV Site 1 |  | 233.71 | 0.05 | 0.05
445 | 445 | 2200042573502 | Pylle PV Site 2 |  | 233.71 | 0.05 | 0.05
New Export 1 | New Export 1 | New Export 1 | Credacott (CEDAR) |  | 1030.66 | 0.05 | 0.05
New Export 2 | New Export 2 | New Export 2 | Marlands Field |  | 964.28 | 0.05 | 0.05
New Export 3 | New Export 3 | New Export 3 | Shepherds Farm |  | 742.85 | 0.05 | 0.05
New Export 4 | New Export 4 | New Export 4 | Trendeal Solar Park |  | 2460.73 | 0.05 | 0.05
New Export 5 | New Export 5 | New Export 5 | Appletree Farm |  | 757.92 | 0.05 | 0.05
New Export 6 | New Export 6 | New Export 6 | Higher Humber Farm |  | 419.24 | 0.05 | 0.05
New Export 7 | New Export 7 | New Export 7 | Lodge Farm |  | 2132.12 | 0.05 | 0.05
New Export 8 | New Export 8 | New Export 8 | Old Stone Farm |  | 452.68 | 0.05 | 0.05
New Export 9 | New Export 9 | New Export 9 | Place Barton Farm |  | 445.63 | 0.05 | 0.05
New Export 10 | New Export 10 | New Export 10 | Yelland | -1.192 | 665.79 | 0.05 | 0.05
New Export 11 | New Export 11 | New Export 11 | Cattedown | -1.074 | 803.63 | 0.05 | 0.05
New Export 12 | New Export 12 | New Export 12 | Quartley Farm |  | 422.07 | 0.05 | 0.05
New Export 13 | New Export 13 | New Export 13 | Axe View Way PV |  | 426.25 | 0.05 | 0.05
New Export 14 | New Export 14 | New Export 14 | Chewton Mendip |  | 1274.47 | 0.05 | 0.05
New Export 15 | New Export 15 | New Export 15 | Avonmouth Biogas 2 | -1.114 | 725.68 | 0.05 | 0.05
New Export 16 | New Export 16 | New Export 16 | Barton Hill Way STOR | -0.572 | 734.73 | 0.05 | 0.05
New Export 17 | New Export 17 | New Export 17 | Dunscombe PV |  | 885.23 | 0.05 | 0.05
New Export 18 | New Export 18 | New Export 18 | Gashay Farm PV |  | 534.93 | 0.05 | 0.05
New Export 19 | New Export 19 | New Export 19 | Leaze Farm PV |  | 2787.33 | 0.05 | 0.05
New Export 20 | New Export 20 | New Export 20 | Old Green Wind Farm |  | 1837.01 | 0.05 | 0.05
New Export 21 | New Export 21 | New Export 21 | Selwood PV |  | 2804.78 | 0.05 | 0.05
New Export 22 | New Export 22 | New Export 22 | Tonedale Farm PV |  | 826.78 | 0.05 | 0.05
437 | 437 | 2200042542763 | Wick Farm PV_1 Export |  | 232.55 | 0.05 | 0.05
438 | 438 | 2200042542781 | Wick Farm PV_2 Export |  | 232.55 | 0.05 | 0.05
New Export 23 | New Export 23 | New Export 23 | Martin Farm |  | 1424.73 | 0.05 | 0.05
New Export 24 | New Export 24 | New Export 24 | Rockingham STOR | -1.111 | 2433.33 | 0.05 | 0.05
New Export 25 | New Export 25 | New Export 25 | Severn Road STOR |  | 1343.38 | 0.05 | 0.05
New Export 26 | New Export 26 | New Export 26 | Lower Bedminister CHP | -1.326 | 343.91 | 0.05 | 0.05
New Export 27 | New Export 27 | New Export 27 | Bristol Port Battery Phase 2 |  | 464.77 | 0.05 | 0.05
New Export 28 | New Export 28 | New Export 28 | Durley Hill | -1.297 | 249.6 | 0.05 | 0.05
New Export 29 | New Export 29 | New Export 29 | Lockleaze Battery Storage | -0.888 | 491.01 | 0.05 | 0.05
New Export 30 | New Export 30 | New Export 30 | Avonmouth Battery Storage Project, Avonmouth Way, Bristol | -1.114 | 557.05 | 0.05 | 0.05
New Export 31 | New Export 31 | New Export 31 | Fideoak Battery | -0.114 | 310.63 | 0.05 | 0.05
New Export 32 | New Export 32 | New Export 32 | Viridor EFW (Seabank) |  | 944.82 | 0.05 | 0.05
New Export 33 | New Export 33 | New Export 33 | Huntspill Energy Park |  | 13282.15 | 0.05 | 0.05
New Export 34 | New Export 34 | New Export 34 | Bedport Poultry Farm |  | 3344.61 | 0.05 | 0.05
New Export 35 | New Export 35 | New Export 35 | Bumpston Cross Battery Storage | -0.016 | 2904.26 | 0.05 | 0.05
New Export 36 | New Export 36 | New Export 36 | Alders Way STOR | -1.472 | 766.81 | 0.05 | 0.05
New Export 37 | New Export 37 | New Export 37 | Woodcote Stor |  | 673.78 | 0.05 | 0.05
New Export 38 | New Export 38 | New Export 38 | Feeder Road Stor | -1.231 | 402.98 | 0.05 | 0.05
New Export 39 | New Export 39 | New Export 39 | Otterham Wind Farm Phase 3 (STOR) | -0.013 | 855.07 | 0.05 | 0.05
New Export 40 | New Export 40 | New Export 40 | Reeds Barn STOR |  | 586.82 | 0.05 | 0.05
New Export 41 | New Export 41 | New Export 41 | Tunley Farm |  | 583.37 | 0.05 | 0.05
New Export 42 | New Export 42 | New Export 42 | Dillington Ridgeway |  | 2377.11 | 0.05 | 0.05
New Export 43 | New Export 43 | New Export 43 | New Orchard Farm |  | 2111.93 | 0.05 | 0.05
New Export 44 | New Export 44 | New Export 44 | Springfield Farm |  | 431.02 | 0.05 | 0.05

## Annex 3 Preserved charges
Back to Overview
Western Power Distribution (South West) plc - Effective from 1 April 2018 - Final LV and HV tariffs
NHH preserved charges/additional LLFCs
| Closed LLFCs | PCs | Unit charge 1 (NHH) p/kWh | Unit charge 2 (NHH) p/kWh | Fixed charge p/MPAN/day
HV Medium Non-Domestic | 510 | 5-8 | 1.934 | 1.337 | 172.89
Notes: | Refer to main text in LC14 Statement Of Charges
HH preserved charges/additional LLFCs
| Closed LLFCs | PCs | Red/black charge (HH) p/kWh | Amber/yellow charge (HH) p/kWh | Green charge (HH) p/kWh | Fixed charge p/MPAN/day | Capacity charge p/kVA/day | Reactive power charge p/kVArh | Exceeded capacity charge p/kVA/day
0
Notes:

## Annex 4 LDNO charges
Back to Overview | Copy from CDCM table 3701 "Tariffs!A42:I84" and paste values into A14 |  |  |  | Copy from EDCM table 6005 "LDNORev!B549:G683" and paste values into D57
Western Power Distribution (South West) plc - Effective from 1 April 2018 - Final LDNO tariffs
Time Bands for Half Hourly Metered Properties |  |  |  |  | Time Bands for Half Hourly Unmetered Properties
Time periods | Red Time Band | Amber Time Band | Green Time Band |  |  |  | Black Time Band | Yellow Time Band | Green Time Band
Monday to Friday | 17:00 to 19:00 | 07:30 to 17:00 19:00 to 21:30 | 00:00 to 07:30 21:30 to 24:00 |  | Monday to Friday Nov to Feb (excluding 22nd Dec to 4th Jan inclusive) |  | 17:00 to 19:00 | 07:30 to 17:00 19:00 to 21:30 | 00:00 to 07:30 21:30 to 24:00
Weekends |  | 16:30 to 19:30 | 00:00 to 16:30 19:30 to 24:00 |  | Monday to Friday Mar to Oct (plus 22nd Dec to 4th Jan inclusive) |  |  | 07:30 to 21:30 | 00:00 to 07:30 21:30 to 24:00
Notes | All the above times are in UK Clock time |  |  |  | Weekends |  |  | 16:30 to 19:30 | 00:00 to 16:30 19:30 to 24:00
[5 empty] | Notes |  | All the above times are in UK Clock time
Tariff name | Unique billing identifier | PCs | Unit charge 1 (NHH) or red/black charge (HH) p/kWh | Unit charge 2 (NHH) or amber/yellow charge (HH) p/kWh | Green charge(HH) p/kWh | Fixed charge p/MPAN/day | Capacity charge p/kVA/day | Exceeded capacity charge p/kVA/day | Reactive power charge p/kVArh
LDNO LV: Domestic Unrestricted | 20300 | 1 | 1.691 | 0 | 0 | 3.24 | 0 | 0 | 0
LDNO LV: Domestic Two Rate | 20301 | 2 | 1.904 | 0.9 | 0 | 3.24 | 0 | 0 | 0
LDNO LV: Domestic Off Peak (related MPAN) | 20302 | 2 | 0.888 | 0 | 0 | 0 | 0 | 0 | 0
LDNO LV: Small Non Domestic Unrestricted | 20303 | 3 | 1.543 | 0 | 0 | 5.25 | 0 | 0 | 0
LDNO LV: Small Non Domestic Two Rate | 20304 | 4 | 1.669 | 0.896 | 0 | 5.25 | 0 | 0 | 0
LDNO LV: Small Non Domestic Off Peak (related MPAN) | 20305 | 4 | 0.893 | 0 | 0 | 0 | 0 | 0 | 0
LDNO LV: LV Medium Non-Domestic | 20306 | 5-8 | 1.58 | 0.88 | 0 | 23.3 | 0 | 0 | 0
LDNO LV: LV Network Domestic | 20307 | 0 | 8.715 | 1.133 | 0.891 | 3.24 | 0 | 0 | 0
LDNO LV: LV Network Non-Domestic Non-CT | 20308 | 0 | 8.872 | 1.14 | 0.893 | 5.25 | 0 | 0 | 0
LDNO LV: LV HH Metered | 20309 | 0 | 6.472 | 1.014 | 0.863 | 7.41 | 1.91 | 4.36 | 0.095
LDNO LV: NHH UMS category A | 20310 | 8 | 1.867 | 0 | 0 | 0 | 0 | 0 | 0
LDNO LV: NHH UMS category B | 20311 | 1 | 2.1 | 0 | 0 | 0 | 0 | 0 | 0
LDNO LV: NHH UMS category C | 20312 | 1 | 2.649 | 0 | 0 | 0 | 0 | 0 | 0
LDNO LV: NHH UMS category D | 20313 | 1 | 1.641 | 0 | 0 | 0 | 0 | 0 | 0
LDNO LV: LV UMS (Pseudo HH Metered) | 20314 | 0 | 21.227 | 1.671 | 1.41 | 0 | 0 | 0 | 0
LDNO LV: LV Generation NHH or Aggregate HH | 20315 | 8 & 0 | -0.696 | 0 | 0 | 0 | 0 | 0 | 0
LDNO LV: LV Generation Intermittent | 20316 | 0 | -0.696 | 0 | 0 | 0 | 0 | 0 | 0.151
LDNO LV: LV Generation Non-Intermittent | 20317 | 0 | -8.543 | -0.354 | -0.092 | 0 | 0 | 0 | 0.151
LDNO HV: Domestic Unrestricted | 20318 | 1 | 1.028 | 0 | 0 | 1.97 | 0 | 0 | 0
LDNO HV: Domestic Two Rate | 20319 | 2 | 1.157 | 0.547 | 0 | 1.97 | 0 | 0 | 0
LDNO HV: Domestic Off Peak (related MPAN) | 20320 | 2 | 0.54 | 0 | 0 | 0 | 0 | 0 | 0
LDNO HV: Small Non Domestic Unrestricted | 20321 | 3 | 0.937 | 0 | 0 | 3.19 | 0 | 0 | 0
LDNO HV: Small Non Domestic Two Rate | 20322 | 4 | 1.014 | 0.545 | 0 | 3.19 | 0 | 0 | 0
LDNO HV: Small Non Domestic Off Peak (related MPAN) | 20323 | 4 | 0.543 | 0 | 0 | 0 | 0 | 0 | 0
LDNO HV: LV Medium Non-Domestic | 20324 | 5-8 | 0.96 | 0.535 | 0 | 14.16 | 0 | 0 | 0
LDNO HV: LV Network Domestic | 20325 | 0 | 5.296 | 0.688 | 0.541 | 1.97 | 0 | 0 | 0
LDNO HV: LV Network Non-Domestic Non-CT | 20326 | 0 | 5.391 | 0.693 | 0.542 | 3.19 | 0 | 0 | 0
LDNO HV: LV HH Metered | 20327 | 0 | 3.933 | 0.616 | 0.525 | 4.5 | 1.16 | 2.65 | 0.058
LDNO HV: LV Sub HH Metered | 20328 | 0 | 5.176 | 0.925 | 0.842 | 5.68 | 2.04 | 4.2 | 0.067
LDNO HV: HV HH Metered | 20329 | 0 | 4.791 | 1.025 | 0.982 | 66.89 | 2.06 | 5.06 | 0.053
LDNO HV: NHH UMS category A | 20330 | 8 | 1.134 | 0 | 0 | 0 | 0 | 0 | 0
LDNO HV: NHH UMS category B | 20331 | 1 | 1.276 | 0 | 0 | 0 | 0 | 0 | 0
LDNO HV: NHH UMS category C | 20332 | 1 | 1.61 | 0 | 0 | 0 | 0 | 0 | 0
LDNO HV: NHH UMS category D | 20333 | 1 | 0.997 | 0 | 0 | 0 | 0 | 0 | 0
LDNO HV: LV UMS (Pseudo HH Metered) | 20334 | 0 | 12.898 | 1.015 | 0.857 | 0 | 0 | 0 | 0
LDNO HV: LV Generation NHH or Aggregate HH | 20335 | 8 & 0 | -0.696 | 0 | 0 | 0 | 0 | 0 | 0
LDNO HV: LV Sub Generation NHH | 20336 | 8 | -0.629 | 0 | 0 | 0 | 0 | 0 | 0
LDNO HV: LV Generation Intermittent | 20337 | 0 | -0.696 | 0 | 0 | 0 | 0 | 0 | 0.151
LDNO HV: LV Generation Non-Intermittent | 20338 | 0 | -8.543 | -0.354 | -0.092 | 0 | 0 | 0 | 0.151
LDNO HV: LV Sub Generation Intermittent | 20339 | 0 | -0.629 | 0 | 0 | 0 | 0 | 0 | 0.126
LDNO HV: LV Sub Generation Non-Intermittent | 20340 | 0 | -7.844 | -0.303 | -0.082 | 0 | 0 | 0 | 0.126
LDNO HV: HV Generation Intermittent | 20341 | 0 | -0.4 | 0 | 0 | 0 | 0 | 0 | 0.096
LDNO HV: HV Generation Non-Intermittent | 20342 | 0 | -5.442 | -0.132 | -0.046 | 0 | 0 | 0 | 0.096
LDNO HVplus: Domestic Unrestricted | 20343 | 1 | 0.779 |  |  | 1.49 |  |  |  | 0.779 |  |  | 1.49
LDNO HVplus: Domestic Two Rate | 20344 | 2 | 0.877 | 0.414 |  | 1.49 |  |  |  | 0.877 | 0.414 |  | 1.49
LDNO HVplus: Domestic Off Peak (related MPAN) | 20345 | 2 | 0.409 | [6 empty] | 0.409
LDNO HVplus: Small Non Domestic Unrestricted | 20346 | 3 | 0.71 |  |  | 2.42 |  |  |  | 0.71 |  |  | 2.42
LDNO HVplus: Small Non Domestic Two Rate | 20347 | 4 | 0.768 | 0.413 |  | 2.42 |  |  |  | 0.768 | 0.413 |  | 2.42
LDNO HVplus: Small Non Domestic Off Peak (related MPAN) | 20348 | 4 | 0.411 | [6 empty] | 0.411
LDNO HVplus: LV Medium Non-Domestic | 20349 | 5-8 | 0.727 | 0.405 |  | 10.73 |  |  |  | 0.727 | 0.405 |  | 10.73
LDNO HVplus: LV Sub Medium Non-Domestic | 20350 | 5-8 | 1.116 | 0.649 |  | 12.04 |  |  |  | 1.116 | 0.649 |  | 12.04
LDNO HVplus: HV Medium Non-Domestic | 20351 | 5-8 | 1.064 | 0.736 |  | 95.12 |  |  |  | 1.064 | 0.736 |  | 95.12
LDNO HVplus: LV Network Domestic | 20352 | 0 | 4.013 | 0.522 | 0.41 | 1.49 |  |  |  | 4.013 | 0.522 | 0.41 | 1.49
LDNO HVplus: LV Network Non-Domestic Non-CT | 20353 | 0 | 4.086 | 0.525 | 0.411 | 2.42 |  |  |  | 4.086 | 0.525 | 0.411 | 2.42
LDNO HVplus: LV HH Metered | 20354 | 0 | 2.98 | 0.467 | 0.398 | 3.41 | 0.88 | 2.01 | 0.044 | 2.98 | 0.467 | 0.398 | 3.41 | 0.88 | 2.01
LDNO HVplus: LV Sub HH Metered | 20355 | 0 | 3.868 | 0.691 | 0.629 | 4.25 | 1.53 | 3.14 | 0.05 | 3.868 | 0.691 | 0.629 | 4.25 | 1.53 | 3.14
LDNO HVplus: HV HH Metered | 20356 | 0 | 3.556 | 0.761 | 0.728 | 49.64 | 1.53 | 3.75 | 0.04 | 3.556 | 0.761 | 0.728 | 49.64 | 1.53 | 3.75
LDNO HVplus: NHH UMS category A | 20357 | 8 | 0.86 | [6 empty] | 0.86
LDNO HVplus: NHH UMS category B | 20358 | 1 | 0.967 | [6 empty] | 0.967
LDNO HVplus: NHH UMS category C | 20359 | 1 | 1.22 | [6 empty] | 1.22
LDNO HVplus: NHH UMS category D | 20360 | 1 | 0.756 | [6 empty] | 0.756
LDNO HVplus: LV UMS (Pseudo HH Metered) | 20361 | 0 | 9.775 | 0.77 | 0.649 |  |  |  |  | 9.775 | 0.77 | 0.649
LDNO HVplus: LV Generation NHH or Aggregate HH | 20362 | 8 & 0 | -0.325 |  |  | 0 |  |  |  | -0.325 |  |  | 0
LDNO HVplus: LV Sub Generation NHH | 20363 | 8 | -0.346 |  |  | 0 |  |  |  | -0.346 |  |  | 0
LDNO HVplus: LV Generation Intermittent | 20364 | 0 | -0.325 |  |  | 0 |  |  | 0.071 | -0.325 |  |  | 0
LDNO HVplus: LV Generation Non-Intermittent | 20365 | 0 | -3.99 | -0.165 | -0.043 | 0 |  |  | 0.071 | -3.99 | -0.165 | -0.043 | 0
LDNO HVplus: LV Sub Generation Intermittent | 20366 | 0 | -0.346 |  |  | 0 |  |  | 0.069 | -0.346 |  |  | 0
LDNO HVplus: LV Sub Generation Non-Intermittent | 20367 | 0 | -4.316 | -0.167 | -0.045 | 0 |  |  | 0.069 | -4.316 | -0.167 | -0.045 | 0
LDNO HVplus: HV Generation Intermittent | 20368 | 0 | -0.4 |  |  | 43.5 |  |  | 0.096 | -0.4 |  |  | 43.5
LDNO HVplus: HV Generation Non-Intermittent | 20369 | 0 | -5.442 | -0.132 | -0.046 | 43.5 |  |  | 0.096 | -5.442 | -0.132 | -0.046 | 43.5
LDNO EHV: Domestic Unrestricted | 20370 | 1 | 0.605 |  |  | 1.16 |  |  |  | 0.605 |  |  | 1.16
LDNO EHV: Domestic Two Rate | 20371 | 2 | 0.682 | 0.322 |  | 1.16 |  |  |  | 0.682 | 0.322 |  | 1.16
LDNO EHV: Domestic Off Peak (related MPAN) | 20372 | 2 | 0.318 | [6 empty] | 0.318
LDNO EHV: Small Non Domestic Unrestricted | 20373 | 3 | 0.552 |  |  | 1.88 |  |  |  | 0.552 |  |  | 1.88
LDNO EHV: Small Non Domestic Two Rate | 20374 | 4 | 0.597 | 0.321 |  | 1.88 |  |  |  | 0.597 | 0.321 |  | 1.88
LDNO EHV: Small Non Domestic Off Peak (related MPAN) | 20375 | 4 | 0.32 | [6 empty] | 0.32
LDNO EHV: LV Medium Non-Domestic | 20376 | 5-8 | 0.565 | 0.315 |  | 8.34 |  |  |  | 0.565 | 0.315 |  | 8.34
LDNO EHV: LV Sub Medium Non-Domestic | 20377 | 5-8 | 0.868 | 0.505 |  | 9.36 |  |  |  | 0.868 | 0.505 |  | 9.36
LDNO EHV: HV Medium Non-Domestic | 20378 | 5-8 | 0.827 | 0.572 |  | 73.94 |  |  |  | 0.827 | 0.572 |  | 73.94
LDNO EHV: LV Network Domestic | 20379 | 0 | 3.12 | 0.406 | 0.319 | 1.16 |  |  |  | 3.12 | 0.406 | 0.319 | 1.16
LDNO EHV: LV Network Non-Domestic Non-CT | 20380 | 0 | 3.176 | 0.408 | 0.32 | 1.88 |  |  |  | 3.176 | 0.408 | 0.32 | 1.88
LDNO EHV: LV HH Metered | 20381 | 0 | 2.317 | 0.363 | 0.309 | 2.65 | 0.68 | 1.56 | 0.034 | 2.317 | 0.363 | 0.309 | 2.65 | 0.68 | 1.56
LDNO EHV: LV Sub HH Metered | 20382 | 0 | 3.006 | 0.537 | 0.489 | 3.3 | 1.19 | 2.44 | 0.039 | 3.006 | 0.537 | 0.489 | 3.3 | 1.19 | 2.44
LDNO EHV: HV HH Metered | 20383 | 0 | 2.764 | 0.591 | 0.566 | 38.59 | 1.19 | 2.92 | 0.031 | 2.764 | 0.591 | 0.566 | 38.59 | 1.19 | 2.92
LDNO EHV: NHH UMS category A | 20384 | 8 | 0.668 | [6 empty] | 0.668
LDNO EHV: NHH UMS category B | 20385 | 1 | 0.752 | [6 empty] | 0.752
LDNO EHV: NHH UMS category C | 20386 | 1 | 0.948 | [6 empty] | 0.948
LDNO EHV: NHH UMS category D | 20387 | 1 | 0.587 | [6 empty] | 0.587
LDNO EHV: LV UMS (Pseudo HH Metered) | 20388 | 0 | 7.598 | 0.598 | 0.505 |  |  |  |  | 7.598 | 0.598 | 0.505
LDNO EHV: LV Generation NHH or Aggregate HH | 20389 | 8 & 0 | -0.253 |  |  | 0 |  |  |  | -0.253 |  |  | 0
LDNO EHV: LV Sub Generation NHH | 20390 | 8 | -0.269 |  |  | 0 |  |  |  | -0.269 |  |  | 0
LDNO EHV: LV Generation Intermittent | 20391 | 0 | -0.253 |  |  | 0 |  |  | 0.055 | -0.253 |  |  | 0
LDNO EHV: LV Generation Non-Intermittent | 20392 | 0 | -3.102 | -0.129 | -0.033 | 0 |  |  | 0.055 | -3.102 | -0.129 | -0.033 | 0
LDNO EHV: LV Sub Generation Intermittent | 20393 | 0 | -0.269 |  |  | 0 |  |  | 0.054 | -0.269 |  |  | 0
LDNO EHV: LV Sub Generation Non-Intermittent | 20394 | 0 | -3.355 | -0.13 | -0.035 | 0 |  |  | 0.054 | -3.355 | -0.13 | -0.035 | 0
LDNO EHV: HV Generation Intermittent | 20395 | 0 | -0.311 |  |  | 33.81 |  |  | 0.075 | -0.311 |  |  | 33.81
LDNO EHV: HV Generation Non-Intermittent | 20396 | 0 | -4.23 | -0.103 | -0.036 | 33.81 |  |  | 0.075 | -4.23 | -0.103 | -0.036 | 33.81
LDNO 132kV/EHV: Domestic Unrestricted | 20397 | 1 | 0.462 |  |  | 0.89 |  |  |  | 0.462 |  |  | 0.89
LDNO 132kV/EHV: Domestic Two Rate | 20398 | 2 | 0.52 | 0.246 |  | 0.89 |  |  |  | 0.52 | 0.246 |  | 0.89
LDNO 132kV/EHV: Domestic Off Peak (related MPAN) | 20399 | 2 | 0.243 | [6 empty] | 0.243
LDNO 132kV/EHV: Small Non Domestic Unrestricted | 20400 | 3 | 0.421 |  |  | 1.43 |  |  |  | 0.421 |  |  | 1.43
LDNO 132kV/EHV: Small Non Domestic Two Rate | 20401 | 4 | 0.456 | 0.245 |  | 1.43 |  |  |  | 0.456 | 0.245 |  | 1.43
LDNO 132kV/EHV: Small Non Domestic Off Peak (related MPAN) | 20402 | 4 | 0.244 | [6 empty] | 0.244
LDNO 132kV/EHV: LV Medium Non-Domestic | 20403 | 5-8 | 0.431 | 0.24 |  | 6.36 |  |  |  | 0.431 | 0.24 |  | 6.36
LDNO 132kV/EHV: LV Sub Medium Non-Domestic | 20404 | 5-8 | 0.662 | 0.385 |  | 7.14 |  |  |  | 0.662 | 0.385 |  | 7.14
LDNO 132kV/EHV: HV Medium Non-Domestic | 20405 | 5-8 | 0.631 | 0.436 |  | 56.4 |  |  |  | 0.631 | 0.436 |  | 56.4
LDNO 132kV/EHV: LV Network Domestic | 20406 | 0 | 2.38 | 0.309 | 0.243 | 0.89 |  |  |  | 2.38 | 0.309 | 0.243 | 0.89
LDNO 132kV/EHV: LV Network Non-Domestic Non-CT | 20407 | 0 | 2.423 | 0.311 | 0.244 | 1.43 |  |  |  | 2.423 | 0.311 | 0.244 | 1.43
LDNO 132kV/EHV: LV HH Metered | 20408 | 0 | 1.767 | 0.277 | 0.236 | 2.02 | 0.52 | 1.19 | 0.026 | 1.767 | 0.277 | 0.236 | 2.02 | 0.52 | 1.19
LDNO 132kV/EHV: LV Sub HH Metered | 20409 | 0 | 2.293 | 0.41 | 0.373 | 2.52 | 0.91 | 1.86 | 0.03 | 2.293 | 0.41 | 0.373 | 2.52 | 0.91 | 1.86
LDNO 132kV/EHV: HV HH Metered | 20410 | 0 | 2.108 | 0.451 | 0.432 | 29.43 | 0.91 | 2.22 | 0.023 | 2.108 | 0.451 | 0.432 | 29.43 | 0.91 | 2.22
LDNO 132kV/EHV: NHH UMS category A | 20411 | 8 | 0.51 | [6 empty] | 0.51
LDNO 132kV/EHV: NHH UMS category B | 20412 | 1 | 0.573 | [6 empty] | 0.573
LDNO 132kV/EHV: NHH UMS category C | 20413 | 1 | 0.723 | [6 empty] | 0.723
LDNO 132kV/EHV: NHH UMS category D | 20414 | 1 | 0.448 | [6 empty] | 0.448
LDNO 132kV/EHV: LV UMS (Pseudo HH Metered) | 20415 | 0 | 5.796 | 0.456 | 0.385 |  |  |  |  | 5.796 | 0.456 | 0.385
LDNO 132kV/EHV: LV Generation NHH or Aggregate HH | 20416 | 8 & 0 | -0.193 |  |  | 0 |  |  |  | -0.193 |  |  | 0
LDNO 132kV/EHV: LV Sub Generation NHH | 20417 | 8 | -0.205 |  |  | 0 |  |  |  | -0.205 |  |  | 0
LDNO 132kV/EHV: LV Generation Intermittent | 20418 | 0 | -0.193 |  |  | 0 |  |  | 0.042 | -0.193 |  |  | 0
LDNO 132kV/EHV: LV Generation Non-Intermittent | 20419 | 0 | -2.366 | -0.098 | -0.025 | 0 |  |  | 0.042 | -2.366 | -0.098 | -0.025 | 0
LDNO 132kV/EHV: LV Sub Generation Intermittent | 20420 | 0 | -0.205 |  |  | 0 |  |  | 0.041 | -0.205 |  |  | 0
LDNO 132kV/EHV: LV Sub Generation Non-Intermittent | 20421 | 0 | -2.559 | -0.099 | -0.027 | 0 |  |  | 0.041 | -2.559 | -0.099 | -0.027 | 0
LDNO 132kV/EHV: HV Generation Intermittent | 20422 | 0 | -0.237 |  |  | 25.79 |  |  | 0.057 | -0.237 |  |  | 25.79
LDNO 132kV/EHV: HV Generation Non-Intermittent | 20423 | 0 | -3.227 | -0.078 | -0.027 | 25.79 |  |  | 0.057 | -3.227 | -0.078 | -0.027 | 25.79
LDNO 132kV: Domestic Unrestricted | 20424 | 1 | 0.321 |  |  | 0.61 |  |  |  | 0.321 |  |  | 0.61
LDNO 132kV: Domestic Two Rate | 20425 | 2 | 0.361 | 0.17 |  | 0.61 |  |  |  | 0.361 | 0.17 |  | 0.61
LDNO 132kV: Domestic Off Peak (related MPAN) | 20426 | 2 | 0.168 | [6 empty] | 0.168
LDNO 132kV: Small Non Domestic Unrestricted | 20427 | 3 | 0.292 |  |  | 1 |  |  |  | 0.292 |  |  | 1
LDNO 132kV: Small Non Domestic Two Rate | 20428 | 4 | 0.316 | 0.17 |  | 1 |  |  |  | 0.316 | 0.17 |  | 1
LDNO 132kV: Small Non Domestic Off Peak (related MPAN) | 20429 | 4 | 0.169 | [6 empty] | 0.169
LDNO 132kV: LV Medium Non-Domestic | 20430 | 5-8 | 0.299 | 0.167 |  | 4.42 |  |  |  | 0.299 | 0.167 |  | 4.42
LDNO 132kV: LV Sub Medium Non-Domestic | 20431 | 5-8 | 0.459 | 0.267 |  | 4.95 |  |  |  | 0.459 | 0.267 |  | 4.95
LDNO 132kV: HV Medium Non-Domestic | 20432 | 5-8 | 0.438 | 0.303 |  | 39.14 |  |  |  | 0.438 | 0.303 |  | 39.14
LDNO 132kV: LV Network Domestic | 20433 | 0 | 1.652 | 0.215 | 0.169 | 0.61 |  |  |  | 1.652 | 0.215 | 0.169 | 0.61
LDNO 132kV: LV Network Non-Domestic Non-CT | 20434 | 0 | 1.681 | 0.216 | 0.169 | 1 |  |  |  | 1.681 | 0.216 | 0.169 | 1
LDNO 132kV: LV HH Metered | 20435 | 0 | 1.227 | 0.192 | 0.164 | 1.4 | 0.36 | 0.83 | 0.018 | 1.227 | 0.192 | 0.164 | 1.4 | 0.36 | 0.83
LDNO 132kV: LV Sub HH Metered | 20436 | 0 | 1.592 | 0.284 | 0.259 | 1.75 | 0.63 | 1.29 | 0.021 | 1.592 | 0.284 | 0.259 | 1.75 | 0.63 | 1.29
LDNO 132kV: HV HH Metered | 20437 | 0 | 1.463 | 0.313 | 0.3 | 20.43 | 0.63 | 1.54 | 0.016 | 1.463 | 0.313 | 0.3 | 20.43 | 0.63 | 1.54
LDNO 132kV: NHH UMS category A | 20438 | 8 | 0.354 | [6 empty] | 0.354
LDNO 132kV: NHH UMS category B | 20439 | 1 | 0.398 | [6 empty] | 0.398
LDNO 132kV: NHH UMS category C | 20440 | 1 | 0.502 | [6 empty] | 0.502
LDNO 132kV: NHH UMS category D | 20441 | 1 | 0.311 | [6 empty] | 0.311
LDNO 132kV: LV UMS (Pseudo HH Metered) | 20442 | 0 | 4.023 | 0.317 | 0.267 |  |  |  |  | 4.023 | 0.317 | 0.267
LDNO 132kV: LV Generation NHH or Aggregate HH | 20443 | 8 & 0 | -0.134 |  |  | 0 |  |  |  | -0.134 |  |  | 0
LDNO 132kV: LV Sub Generation NHH | 20444 | 8 | -0.142 |  |  | 0 |  |  |  | -0.142 |  |  | 0
LDNO 132kV: LV Generation Intermittent | 20445 | 0 | -0.134 |  |  | 0 |  |  | 0.029 | -0.134 |  |  | 0
LDNO 132kV: LV Generation Non-Intermittent | 20446 | 0 | -1.642 | -0.068 | -0.018 | 0 |  |  | 0.029 | -1.642 | -0.068 | -0.018 | 0
LDNO 132kV: LV Sub Generation Intermittent | 20447 | 0 | -0.142 |  |  | 0 |  |  | 0.029 | -0.142 |  |  | 0
LDNO 132kV: LV Sub Generation Non-Intermittent | 20448 | 0 | -1.776 | -0.069 | -0.019 | 0 |  |  | 0.029 | -1.776 | -0.069 | -0.019 | 0
LDNO 132kV: HV Generation Intermittent | 20449 | 0 | -0.165 |  |  | 17.9 |  |  | 0.04 | -0.165 |  |  | 17.9
LDNO 132kV: HV Generation Non-Intermittent | 20450 | 0 | -2.24 | -0.054 | -0.019 | 17.9 |  |  | 0.04 | -2.24 | -0.054 | -0.019 | 17.9
LDNO 0000: Domestic Unrestricted | 20451 | 1 | 0.131 |  |  | 0.25 |  |  |  | 0.131 |  |  | 0.25
LDNO 0000: Domestic Two Rate | 20452 | 2 | 0.148 | 0.07 |  | 0.25 |  |  |  | 0.148 | 0.07 |  | 0.25
LDNO 0000: Domestic Off Peak (related MPAN) | 20453 | 2 | 0.069 | [6 empty] | 0.069
LDNO 0000: Small Non Domestic Unrestricted | 20454 | 3 | 0.12 |  |  | 0.41 |  |  |  | 0.12 |  |  | 0.41
LDNO 0000: Small Non Domestic Two Rate | 20455 | 4 | 0.13 | 0.07 |  | 0.41 |  |  |  | 0.13 | 0.07 |  | 0.41
LDNO 0000: Small Non Domestic Off Peak (related MPAN) | 20456 | 4 | 0.069 | [6 empty] | 0.069
LDNO 0000: LV Medium Non-Domestic | 20457 | 5-8 | 0.123 | 0.068 |  | 1.81 |  |  |  | 0.123 | 0.068 |  | 1.81
LDNO 0000: LV Sub Medium Non-Domestic | 20458 | 5-8 | 0.188 | 0.11 |  | 2.03 |  |  |  | 0.188 | 0.11 |  | 2.03
LDNO 0000: HV Medium Non-Domestic | 20459 | 5-8 | 0.18 | 0.124 |  | 16.05 |  |  |  | 0.18 | 0.124 |  | 16.05
LDNO 0000: LV Network Domestic | 20460 | 0 | 0.677 | 0.088 | 0.069 | 0.25 |  |  |  | 0.677 | 0.088 | 0.069 | 0.25
LDNO 0000: LV Network Non-Domestic Non-CT | 20461 | 0 | 0.689 | 0.089 | 0.069 | 0.41 |  |  |  | 0.689 | 0.089 | 0.069 | 0.41
LDNO 0000: LV HH Metered | 20462 | 0 | 0.503 | 0.079 | 0.067 | 0.58 | 0.15 | 0.34 | 0.007 | 0.503 | 0.079 | 0.067 | 0.58 | 0.15 | 0.34
LDNO 0000: LV Sub HH Metered | 20463 | 0 | 0.653 | 0.117 | 0.106 | 0.72 | 0.26 | 0.53 | 0.008 | 0.653 | 0.117 | 0.106 | 0.72 | 0.26 | 0.53
LDNO 0000: HV HH Metered | 20464 | 0 | 0.6 | 0.128 | 0.123 | 8.38 | 0.26 | 0.63 | 0.007 | 0.6 | 0.128 | 0.123 | 8.38 | 0.26 | 0.63
LDNO 0000: NHH UMS category A | 20465 | 8 | 0.145 | [6 empty] | 0.145
LDNO 0000: NHH UMS category B | 20466 | 1 | 0.163 | [6 empty] | 0.163
LDNO 0000: NHH UMS category C | 20467 | 1 | 0.206 | [6 empty] | 0.206
LDNO 0000: NHH UMS category D | 20468 | 1 | 0.128 | [6 empty] | 0.128
LDNO 0000: LV UMS (Pseudo HH Metered) | 20469 | 0 | 1.649 | 0.13 | 0.11 |  |  |  |  | 1.649 | 0.13 | 0.11
LDNO 0000: LV Generation NHH or Aggregate HH | 20470 | 8 & 0 | -0.055 |  |  | 0 |  |  |  | -0.055 |  |  | 0
LDNO 0000: LV Sub Generation NHH | 20471 | 8 | -0.058 |  |  | 0 |  |  |  | -0.058 |  |  | 0
LDNO 0000: LV Generation Intermittent | 20472 | 0 | -0.055 |  |  | 0 |  |  | 0.012 | -0.055 |  |  | 0
LDNO 0000: LV Generation Non-Intermittent | 20473 | 0 | -0.673 | -0.028 | -0.007 | 0 |  |  | 0.012 | -0.673 | -0.028 | -0.007 | 0
LDNO 0000: LV Sub Generation Intermittent | 20474 | 0 | -0.058 |  |  | 0 |  |  | 0.012 | -0.058 |  |  | 0
LDNO 0000: LV Sub Generation Non-Intermittent | 20475 | 0 | -0.728 | -0.028 | -0.008 | 0 |  |  | 0.012 | -0.728 | -0.028 | -0.008 | 0
LDNO 0000: HV Generation Intermittent | 20476 | 0 | -0.067 |  |  | 7.34 |  |  | 0.016 | -0.067 |  |  | 7.34
LDNO 0000: HV Generation Non-Intermittent | 20477 | 0 | -0.918 | -0.022 | -0.008 | 7.34 |  |  | 0.016 | -0.918 | -0.022 | -0.008 | 7.34

## Annex 5 LLFs
Back to Overview
The line loss factors contained in this statement are published in good faith. However, the line loss factors that are approved by the BSC Panel and published on the Elexon website will take precedence and be used in Settlement if they differ from these values.
Western Power Distribution (South West) plc - Illustrative LLFs for year beginning 1 April 2018
Time periods | Period 1 | Period 2 | Period 3 | Period 4
| Peak | Winter | Night | Other
Monday to Friday Mar to Oct |  |  | 00:00 - 06:30 23:30 - 24:00 | 06:30 - 23:30
Monday to Friday Nov to Feb | 16:00 - 19:00 | 06:30 - 16:00 | 00:00 - 06:30 23:30 - 24:00 | 19:00 - 23:30
Saturday and Sunday All Year |  |  | 00:00 - 06:30 23:30 - 24:00 | 06:30 - 23:30
Notes | All the above times are in UK Clock time
Generic Demand and Generation LLFs
Metered voltage, respective periods and associated LLFCs
Metered Voltage | Period 1 | Period 2 | Period 3 | Period 4 | Associated LLFC
Low Voltage Network | 1.062 | 1.058 | 1.056 | 1.056 | 10, 20, 30, 40, 110, 202, 203, 210, 251, 430, 527, 570, 581, 970, 977, 978, 979, 980
Low Voltage Substation | 1.049 | 1.047 | 1.047 | 1.047 | 526, 540, 551
High Voltage Network | 1.038 | 1.034 | 1.027 | 1.031 | 510, 521, 524
High Voltage Substation | 1.021 | 1.02 | 1.018 | 1.019 | 522, 523, 525
EHV connected | 1.012 | 1.012 | 1.01 | 1.011 | 670, 671
132/EHV connected | 1.006 | 1.005 | 1.006 | 1.006
132/HV connected | 1.007 | 1.007 | 1.006 | 1.007
132kV connected | 1.002 | 1.002 | 1.002 | 1.002
EHV site specific LLFs
Demand
Site | Period 1 | Period 2 | Period 3 | Period 4 | Associated LLFC
Ashwater auxillary import (LV) | 1.062 | 1.058 | 1.056 | 1.056 | 204
Tregarrick Farm PV | 1.012 | 1.012 | 1.01 | 1.011 | 260
Freathy Farm PV | 1.012 | 1.012 | 1.01 | 1.011 | 261
Till House PV | 1.012 | 1.012 | 1.01 | 1.011 | 262
Outlands Wood PV | 1.012 | 1.012 | 1.01 | 1.011 | 263
Culmhead PV | 1.012 | 1.012 | 1.01 | 1.011 | 264
Whitchurch Farm PV | 1.012 | 1.012 | 1.01 | 1.011 | 265
Kingsland Barton PV | 1.012 | 1.012 | 1.01 | 1.011 | 266
Mendip Solar PV | 1.012 | 1.012 | 1.01 | 1.011 | 267
St Stephen PV | 1.012 | 1.012 | 1.01 | 1.011 | 268
Trewidland PV | 1.012 | 1.012 | 1.01 | 1.011 | 269
Watchfield Lawn PV | 1.012 | 1.012 | 1.01 | 1.011 | 270
Gover Park PV | 1.012 | 1.012 | 1.01 | 1.011 | 271
North Wayton PV | 1.012 | 1.012 | 1.01 | 1.011 | 272
Week Farm PV | 1.012 | 1.012 | 1.01 | 1.011 | 273
Cullompton PV | 1.012 | 1.012 | 1.01 | 1.011 | 274
Dinder Farm PV | 1.012 | 1.012 | 1.01 | 1.011 | 275
Kilmersdon Estate PV | 1.012 | 1.012 | 1.01 | 1.011 | 276
Pitts Farm PV | 1.012 | 1.012 | 1.01 | 1.011 | 277
Kerriers PV | 1.012 | 1.012 | 1.01 | 1.011 | 278
Ernesettle STOR | 1.012 | 1.012 | 1.01 | 1.011 | 279
Yew Tree Cottage PV | 1.012 | 1.012 | 1.01 | 1.011 | 280
Goonhilly PV | 1.012 | 1.012 | 1.01 | 1.011 | 281
Nanteague PV | 1.012 | 1.012 | 1.01 | 1.011 | 282
Bidwell Dartington PV | 1.012 | 1.012 | 1.01 | 1.011 | 283
New Row Farm PV | 1.012 | 1.012 | 1.01 | 1.011 | 284
Victoria (WBAR3) WF | 1.012 | 1.012 | 1.01 | 1.011 | 285
Four Barrows 2 PV | 1.012 | 1.012 | 1.01 | 1.011 | 286
Redlands Farm PV | 1.012 | 1.012 | 1.01 | 1.011 | 287
Tengore Lane PV | 1.012 | 1.012 | 1.01 | 1.011 | 288
Liverton Farm PV | 1.012 | 1.012 | 1.01 | 1.011 | 289
Yonder Parks PV | 1.012 | 1.012 | 1.01 | 1.011 | 290
Somerton Door PV | 1.012 | 1.012 | 1.01 | 1.011 | 291
Carditch Drove PV | 1.012 | 1.012 | 1.01 | 1.011 | 292
Capelands Farm PV | 1.012 | 1.012 | 1.01 | 1.011 | 293
East Youlstone WF | 1.012 | 1.012 | 1.01 | 1.011 | 294
Francis Court Farm PV | 1.012 | 1.012 | 1.01 | 1.011 | 295
Northwood PV | 1.012 | 1.012 | 1.01 | 1.011 | 296
Tricky Warren PV | 1.012 | 1.012 | 1.01 | 1.011 | 297
Iwood Lane PV | 1.012 | 1.012 | 1.01 | 1.011 | 298
Rydon Farm PV | 1.012 | 1.012 | 1.01 | 1.011 | 299
Balls Wood PV | 1.012 | 1.012 | 1.01 | 1.011 | 300
Ashlawn Farm PV | 1.012 | 1.012 | 1.01 | 1.011 | 301
Pencoose Farm PV | 1.012 | 1.012 | 1.01 | 1.011 | 302
Hawkers Farm PV | 1.012 | 1.012 | 1.01 | 1.011 | 303
Hurcott PV | 1.012 | 1.012 | 1.01 | 1.011 | 304
Garvinack Farm PV | 1.012 | 1.012 | 1.01 | 1.011 | 305
Newton Barton PV | 1.012 | 1.012 | 1.01 | 1.011 | 306
Coombeshead Farm PV | 1.012 | 1.012 | 1.01 | 1.011 | 307
Walland Farm PV | 1.012 | 1.012 | 1.01 | 1.011 | 308
Ashcombe PV | 1.012 | 1.012 | 1.01 | 1.011 | 309
Newnham Farm PV | 1.012 | 1.012 | 1.01 | 1.011 | 310
Roskrow Barton PV | 1.012 | 1.012 | 1.01 | 1.011 | 311
Parkview PV | 1.012 | 1.012 | 1.01 | 1.011 | 312
Towerhead Farm PV | 1.012 | 1.012 | 1.01 | 1.011 | 313
Rookery Farm PV | 1.012 | 1.012 | 1.01 | 1.011 | 314
Bystock Farm PV | 1.012 | 1.012 | 1.01 | 1.011 | 315
Pylle PVs Boundary Imports | 1.012 | 1.012 | 1.01 | 1.011 | 316
Burthy Farm PV | 1.012 | 1.012 | 1.01 | 1.011 | 317
Wilton Farm PV | 1.012 | 1.012 | 1.01 | 1.011 | 318
Coombe Farm PV | 1.012 | 1.012 | 1.01 | 1.011 | 319
Higher Bye Farm PV | 1.012 | 1.012 | 1.01 | 1.011 | 320
Wilton Farm WF | 1.012 | 1.012 | 1.01 | 1.011 | 321
Denzell Downs WF | 1.012 | 1.012 | 1.01 | 1.011 | 322
Puriton Landfill PV_1 | 1.012 | 1.012 | 1.01 | 1.011 | 323
Portworthy Dams PV Site 1 | 1.012 | 1.012 | 1.01 | 1.011 | 324
Wick Farm Boundary Imports | 1.012 | 1.012 | 1.01 | 1.011 | 325
Batsworthy Cross WF | 1.012 | 1.012 | 1.01 | 1.011 | 327
Portworthy Dams PV Site 2 | 1.012 | 1.012 | 1.01 | 1.011 | 328
Crewkerne PV Site 1 | 1.012 | 1.012 | 1.01 | 1.011 | 329
Crewkerne PV Site 2 | 1.012 | 1.012 | 1.01 | 1.011 | 330
Tonedale Farm PV | 1.012 | 1.012 | 1.01 | 1.011 | 331
Puriton Landfill PV_2 | 1.012 | 1.012 | 1.01 | 1.011 | 332
Red Hill Farm PV | 1.012 | 1.012 | 1.01 | 1.011 | 333
Chelwood PV | 1.012 | 1.012 | 1.01 | 1.011 | 334
West Carclaze Site 1 | 1.012 | 1.012 | 1.01 | 1.011 | 335
West Carclaze Site 2 | 1.012 | 1.012 | 1.01 | 1.011 | 336
Northmoor (embd) PV | 1.012 | 1.012 | 1.01 | 1.011 | 337
Nmoor Little Tinney WF | 1.012 | 1.012 | 1.01 | 1.011 | 338
Nmoor Little Balsdon WF | 1.012 | 1.012 | 1.01 | 1.011 | 339
Nmoor Hornacott PV | 1.012 | 1.012 | 1.01 | 1.011 | 340
Oakham Farm PV | 1.012 | 1.012 | 1.01 | 1.011 | 341
Carnemough Farm PV | 1.012 | 1.012 | 1.01 | 1.011 | 342
Ashwater WT Site 1 Import | 1.012 | 1.012 | 1.01 | 1.011 | 343
Makro Exeter STOR | 1.012 | 1.012 | 1.01 | 1.011 | 344
Great Hounbeare PV | 1.012 | 1.012 | 1.01 | 1.011 | 345
Withy Drove PV | 1.012 | 1.012 | 1.01 | 1.011 | 346
Water Lane STOR | 1.012 | 1.012 | 1.01 | 1.011 | 347
Montys Farm PV | 1.012 | 1.012 | 1.01 | 1.011 | 348
Lawrence Weston PV | 1.012 | 1.012 | 1.01 | 1.011 | 349
Dunsland Cross WF | 1.012 | 1.012 | 1.01 | 1.011 | 350
Trerule Farm PV | 1.012 | 1.012 | 1.01 | 1.011 | 351
Nancrossa Farm PV | 1.012 | 1.012 | 1.01 | 1.011 | 352
Wick Farm West | 1.012 | 1.012 | 1.01 | 1.011 | 353
LWestPNtWk SevernCom PV | 1.012 | 1.012 | 1.01 | 1.011 | 354
LWestPNtWk Site 2 PV | 1.012 | 1.012 | 1.01 | 1.011 | 355
Tamerton Bridge STOR | 1.012 | 1.012 | 1.01 | 1.011 | 356
Ashwater PV Site 2 Import | 1.012 | 1.012 | 1.01 | 1.011 | 357
Bodwen PV Import | 1.012 | 1.012 | 1.01 | 1.011 | 358
Imerys Blackpool | 1.021 | 1.02 | 1.018 | 1.019 | 600
Otterham WT Feeder1 | 1.006 | 1.005 | 1.006 | 1.006 | 603
Otterham WT Feeder2 | 1.006 | 1.005 | 1.006 | 1.006 | 604
Wyld Meadow PV Farm | 1.012 | 1.012 | 1.01 | 1.011 | 607
Prince Rock STOR | 1.012 | 1.012 | 1.01 | 1.011 | 608
Fulford Solar | 1.012 | 1.012 | 1.01 | 1.011 | 609
Bradon Farm | 1.012 | 1.053 | 1.052 | 1.053 | 612
Carland Cross | 1.012 | 1.012 | 1.01 | 1.011 | 613
Cold Northcott | 1.012 | 1.012 | 1.01 | 1.011 | 614
Forest Moor Wind 1 | 1.012 | 1.012 | 1.01 | 1.011 | 615
Forest Moor Wind 2 | 1.012 | 1.012 | 1.01 | 1.011 | 616
Four Burrows | 1.012 | 1.012 | 1.01 | 1.011 | 617
Canworthy PV | 1.002 | 1.002 | 1.002 | 1.002 | 618
St. Breock | 1.012 | 1.012 | 1.01 | 1.011 | 619
Babcock Marine Central Intake | 1.014 | 1.014 | 1.014 | 1.014 | 620
W4B Generation Seabank | 1.012 | 1.012 | 1.01 | 1.011 | 622
Denbrook Wind Farm | 1.012 | 1.012 | 1.01 | 1.011 | 623
Wavehub Hayle | 1.012 | 1.012 | 1.01 | 1.011 | 624
Marsh Barton | 1.011 | 1.011 | 1.011 | 1.011 | 625
Connon Bridge Landfill | 1.012 | 1.012 | 1.01 | 1.011 | 626
Chelson Generator | 1.012 | 1.012 | 1.01 | 1.011 | 627
Darracott | 1.012 | 1.012 | 1.01 | 1.011 | 628
Bears Down | 1.012 | 1.012 | 1.01 | 1.011 | 629
Untd Mns Redruth St.Day | 1.012 | 1.012 | 1.01 | 1.011 | 632
Shooter's Bottom | 1.012 | 1.012 | 1.01 | 1.011 | 633
Heathfield | 1.012 | 1.012 | 1.01 | 1.011 | 634
Goonhilly | 1.012 | 1.012 | 1.01 | 1.011 | 635
Delabole | 1.012 | 1.012 | 1.01 | 1.011 | 636
Fullabrook | 1.002 | 1.002 | 1.009 | 1.002 | 637
Hemerdon Mine | 1.026 | 1.026 | 1.025 | 1.025 | 638
Trenoweth Farm | 1.012 | 1.012 | 1.01 | 1.011 | 639
Rolls Royce Filton TT | 1.012 | 1.012 | 1.01 | 1.011 | 640
Woodland Barton Farm | 1.012 | 1.012 | 1.01 | 1.011 | 642
Manor Farm | 1.012 | 1.012 | 1.01 | 1.011 | 643
Churchtown Farm | 1.012 | 1.012 | 1.01 | 1.011 | 644
Trenouth Farm | 1.012 | 1.012 | 1.01 | 1.011 | 645
West Kingsmill | 1.012 | 1.012 | 1.01 | 1.011 | 646
Howton Farm | 1.012 | 1.012 | 1.01 | 1.011 | 647
Chynoweth Farm | 1.012 | 1.012 | 1.01 | 1.011 | 648
Newton Downs Farm PV | 1.012 | 1.012 | 1.01 | 1.011 | 649
ROF Puriton | 1.012 | 1.012 | 1.01 | 1.011 | 650
East Langford | 1.012 | 1.012 | 1.01 | 1.011 | 652
Ninnis Farm | 1.012 | 1.012 | 1.01 | 1.011 | 653
Willsland | 1.012 | 1.012 | 1.01 | 1.011 | 654
Eastcombe Farm | 1.012 | 1.012 | 1.01 | 1.011 | 655
Bratton Flemming | 1.012 | 1.012 | 1.01 | 1.011 | 656
Beaford Brook | 1.012 | 1.012 | 1.01 | 1.011 | 657
Park Wall | 1.012 | 1.012 | 1.01 | 1.011 | 658
Bradford | 1.012 | 1.012 | 1.01 | 1.011 | 659
Causilgey | 1.012 | 1.012 | 1.01 | 1.011 | 662
Beechgrove | 1.012 | 1.012 | 1.01 | 1.011 | 663
Isles of Scilly EHV | 1.021 | 1.02 | 1.018 | 1.019 | 664
Blackditch | 1.012 | 1.012 | 1.01 | 1.011 | 665
Helius Biomass | 1.002 | 1.002 | 1.002 | 1.002 | 667
Bristol Port Co Avonmouth Dock | 1.021 | 1.02 | 1.018 | 1.019 | 669
Northmoor PV | 1.002 | 1.002 | 1.002 | 1.002 | 672
CERC St Dennis | 1.002 | 1.002 | 1.002 | 1.002 | 673
Severnside ERC | 1.002 | 1.002 | 1.002 | 1.002 | 674
Nexfor Ltd (Caberboard) | 1.041 | 1.041 | 1.039 | 1.039 | 690
SWW Tamar | 1.012 | 1.012 | 1.067 | 1.067 | 692
SWW Roadford | 1.037 | 1.037 | 1.037 | 1.037 | 694
St. Regis, Watchet | 1.01 | 1.01 | 1.01 | 1.01 | 695
Tarmac Stancombe Quarry | 1.036 | 1.037 | 1.036 | 1.036 | 696
MOD Abbeywood | 1.021 | 1.02 | 1.018 | 1.019 | 697
Hewlett Packard | 1.021 | 1.02 | 1.018 | 1.019 | 698
Bristol Water Blagdon Pump Stn | 1.021 | 1.02 | 1.018 | 1.019 | 699
Bristol International Airport | 1.021 | 1.02 | 1.018 | 1.019 | 700
British Gas Hallen | 1.021 | 1.02 | 1.018 | 1.019 | 701
Bristol Port Co R.Portbury Doc | 1.021 | 1.02 | 1.018 | 1.019 | 702
Whatley Quarry | 1.021 | 1.02 | 1.018 | 1.019 | 703
Falmouth Docks | 1.021 | 1.02 | 1.018 | 1.019 | 704
Astra Zeneca Hallen | 1.021 | 1.02 | 1.018 | 1.019 | 705
Dairy Crest Davidstow | 1.021 | 1.02 | 1.018 | 1.019 | 706
Broadpath Landfill | 1.021 | 1.02 | 1.018 | 1.019 | 707
Imerys Torycombe | 1.021 | 1.02 | 1.018 | 1.019 | 708
RUH | 1.021 | 1.02 | 1.018 | 1.019 | 709
Hill Barton Business Park | 1.021 | 1.02 | 1.018 | 1.019 | 712
Avonmouth BCC Wind Farm | 1.012 | 1.012 | 1.01 | 1.011 | 713
Bodiniel PV Park | 1.012 | 1.012 | 1.01 | 1.011 | 714
Garlenick Wind Farm | 1.012 | 1.012 | 1.01 | 1.011 | 715
Warleigh Barton PV | 1.012 | 1.012 | 1.01 | 1.011 | 716
Winnard's Perch PV | 1.012 | 1.012 | 1.01 | 1.011 | 717
Galsworthy WF | 1.002 | 1.002 | 1.002 | 1.002 | 718
Otterham WF | 1.002 | 1.002 | 1.002 | 1.002 | 719
BAe Filton | 1.021 | 1.02 | 1.018 | 1.019 | 720
Bristol Energy | 1.002 | 1.002 | 1.002 | 1.002 | 750
LANGAGE | 1.012 | 1.012 | 1.01 | 1.011 | 759
Imerys Drinnick | 1.021 | 1.02 | 1.018 | 1.019 | 797
Imerys Bugle | 1.021 | 1.02 | 1.018 | 1.019 | 798
Imerys Trebal | 1.021 | 1.02 | 1.018 | 1.019 | 799
Imerys Par Harbour | 1.021 | 1.02 | 1.018 | 1.019 | 800
Babcock Marine North Intake | 1.013 | 1.013 | 1.012 | 1.012 | 805
Marley Thatch PV | 1.012 | 1.012 | 1.01 | 1.011 | 810
Bristol Royal Infirmary | 1.021 | 1.02 | 1.018 | 1.019 | 811
Bristol University 33/11kV | 1.021 | 1.02 | 1.018 | 1.019 | 812
Burrowton Farm PV | 1.012 | 1.012 | 1.01 | 1.011 | 815
Callington Solar | 1.012 | 1.012 | 1.01 | 1.011 | 816
Hope Solar | 1.012 | 1.012 | 1.01 | 1.011 | 817
Avonmouth Biogas | 1.009 | 1.009 | 1.009 | 1.009 | 818
Nether Mill Farm PV | 1.012 | 1.012 | 1.01 | 1.011 | 819
Slade Farm PV | 1.012 | 1.012 | 1.01 | 1.011 | 820
Rew Farm PV | 1.012 | 1.012 | 1.01 | 1.011 | 821
Higher Trenhayle PV | 1.012 | 1.012 | 1.01 | 1.011 | 822
Middle Treworder PV | 1.012 | 1.012 | 1.01 | 1.011 | 823
Penhale Farm PV | 1.012 | 1.012 | 1.01 | 1.011 | 824
Ayshford Court PV | 1.012 | 1.012 | 1.01 | 1.011 | 825
West Hill PV | 1.012 | 1.012 | 1.01 | 1.011 | 826
Knockworthy Farm PV | 1.012 | 1.012 | 1.01 | 1.011 | 827
University of Bath | 1.012 | 1.012 | 1.011 | 1.011 | 828
Trekenning Farm PV | 1.012 | 1.012 | 1.01 | 1.011 | 829
Four Burrows PV | 1.012 | 1.012 | 1.01 | 1.011 | 830
Glebe Farm PV | 1.012 | 1.012 | 1.01 | 1.011 | 831
Hurlingpot PV | 1.012 | 1.012 | 1.01 | 1.011 | 832
Halse Farm PV | 1.012 | 1.012 | 1.01 | 1.011 | 833
Hatchlands Farm PV | 1.012 | 1.012 | 1.01 | 1.011 | 834
Higher Trevartha PV | 1.012 | 1.012 | 1.01 | 1.011 | 835
High Down WF | 1.012 | 1.012 | 1.01 | 1.011 | 836
Ford Farm PV | 1.012 | 1.012 | 1.01 | 1.011 | 837
Lower Tinacre PV | 1.012 | 1.012 | 1.01 | 1.011 | 838
Trequite Farm PV | 1.012 | 1.012 | 1.01 | 1.011 | 839
Yonder Netherton PV | 1.012 | 1.012 | 1.01 | 1.011 | 840
Higher Tregarne PV | 1.012 | 1.012 | 1.01 | 1.011 | 841
Higher North Beer PV | 1.012 | 1.012 | 1.01 | 1.011 | 842
Horsacott Farm PV | 1.012 | 1.012 | 1.01 | 1.011 | 843
Langunnett Farm PV | 1.012 | 1.012 | 1.01 | 1.011 | 844
Trefinnick Farm PV | 1.012 | 1.012 | 1.01 | 1.011 | 845
Little Trevease PV | 1.012 | 1.012 | 1.01 | 1.011 | 846
Marksbury PV | 1.012 | 1.012 | 1.01 | 1.011 | 847
Cobbs Cross PV | 1.012 | 1.012 | 1.01 | 1.011 | 848
Newlands Farm PV | 1.012 | 1.012 | 1.01 | 1.011 | 849
Cricket St Thomas PV | 1.012 | 1.012 | 1.01 | 1.011 | 850
Parsonage Barn PV | 1.012 | 1.012 | 1.01 | 1.011 | 851
Hewas PV Farm | 1.012 | 1.012 | 1.01 | 1.011 | 852
Crinacott Farm PV | 1.012 | 1.012 | 1.01 | 1.011 | 853
Penare Farm PV | 1.012 | 1.012 | 1.01 | 1.011 | 854
Aller Court PV | 1.012 | 1.012 | 1.01 | 1.011 | 855
Webbery Barton WF | 1.012 | 1.012 | 1.01 | 1.011 | 856
Stonebarrow Farm PV | 1.012 | 1.012 | 1.01 | 1.011 | 857
Whitley Farm PV | 1.012 | 1.012 | 1.01 | 1.011 | 858
New Rendy Farm PV | 1.012 | 1.012 | 1.01 | 1.011 | 859
Tregassow Farm PV | 1.012 | 1.012 | 1.01 | 1.011 | 860
Pitworthy PV | 1.012 | 1.012 | 1.01 | 1.011 | 861
Foxcombe PV | 1.012 | 1.012 | 1.01 | 1.011 | 862
Rexon Cross PV | 1.012 | 1.012 | 1.01 | 1.011 | 863
Hazard Farm PV | 1.012 | 1.012 | 1.01 | 1.011 | 864
Luscott Barton PV | 1.012 | 1.012 | 1.01 | 1.011 | 865
Grange Farm PV | 1.012 | 1.012 | 1.01 | 1.011 | 866
Derriton Fields PV | 1.012 | 1.012 | 1.01 | 1.011 | 867
Cleave Farm PV | 1.012 | 1.012 | 1.01 | 1.011 | 868
Woolavington PV | 1.012 | 1.012 | 1.01 | 1.011 | 869
Trehawke Farm PV | 1.012 | 1.012 | 1.01 | 1.011 | 870
H Berechapel Biogas | 1.012 | 1.012 | 1.01 | 1.011 | 871
Bommertown PV | 1.012 | 1.012 | 1.01 | 1.011 | 872
Carloggas Farm PV | 1.012 | 1.012 | 1.01 | 1.011 | 873
Hexworthy Barton PV | 1.012 | 1.012 | 1.01 | 1.011 | 874
Chalhanger Farm PV | 1.012 | 1.012 | 1.01 | 1.011 | 875
Simms (AVMO7J embedded) | 1.038 | 1.034 | 1.027 | 1.031 | 961
Flour Mills (AVMO7J imports) | 1.038 | 1.034 | 1.027 | 1.031 | 962
726: Indian Queens Standby Supply | 1.062 | 1.058 | 1.056 | 1.056 | 7049
763:Seabank Standby Supply | 1.038 | 1.034 | 1.027 | 1.031 | 7118
763:Seabank Standby Supply | 1.038 | 1.034 | 1.027 | 1.031 | 7122
Bridgwater District Energy | 1.009 | 1.01 | 1.01 | 1.01 | 7158
HammerlyDown | 1.006 | 1.005 | 1.006 | 1.006 | 7293
The Drove Imports | 1.038 | 1.034 | 1.027 | 1.031 | 7307
Water Lane Imports | 1.012 | 1.012 | 1.01 | 1.011 | 7319
EHV sites specific LLFs
Generation
Site | Period 1 | Period 2 | Period 3 | Period 4 | Associated LLFC
Tregarrick Farm PV Export | 1.012 | 1.012 | 1.01 | 1.011 | 371
Freathy Farm PV Export | 1.012 | 1.012 | 1.01 | 1.011 | 372
Till House PV Export | 1.012 | 0.998 | 1.01 | 0.998 | 373
Outlands Wood PV Export | 1.012 | 1.029 | 1.01 | 1.029 | 374
Culmhead PV Export | 1.012 | 1.014 | 1.01 | 1.013 | 375
Whitchurch Farm PV Export | 1.012 | 1.036 | 1.01 | 1.036 | 376
Kingsland Barton PV Export | 1.012 | 1.046 | 1.01 | 1.046 | 377
Mendip Solar PV Export | 1.012 | 1.041 | 1.01 | 1.04 | 378
St Stephen PV Export | 1.012 | 1.013 | 1.01 | 1.013 | 379
Trewidland PV Export | 1.012 | 1.022 | 1.01 | 1.022 | 380
Watchfield Lawn PV Export | 1.012 | 1.071 | 1.01 | 1.069 | 381
Gover Park PV Export | 1.012 | 1.033 | 1.01 | 1.031 | 382
North Wayton PV Export | 1.012 | 1.008 | 1.01 | 1.008 | 383
Week Farm PV Export | 1.012 | 1.043 | 1.01 | 1.042 | 384
Cullompton PV Export | 1.012 | 1.012 | 1.01 | 1.011 | 385
Dinder Farm PV Export | 1.012 | 1.061 | 1.01 | 1.061 | 386
Rolls Royce Filton Export | 1.012 | 1.012 | 1.01 | 1.011 | 387
Pitts Farm PV Export | 1.012 | 1.061 | 1.01 | 1.061 | 388
Kerriers PV Export | 1.012 | 1.028 | 1.01 | 1.027 | 389
Ernesettle STOR Export | 1.009 | 1.012 | 1.01 | 1.011 | 390
Yew Tree Cottage PV Export | 1.012 | 1.012 | 1.01 | 1.011 | 391
Goonhilly PV Export | 1.012 | 1.075 | 1.01 | 1.074 | 392
Nanteague PV Export | 1.012 | 1.014 | 1.01 | 1.013 | 393
Bidwell Dartington PV Export | 1.012 | 1.007 | 1.01 | 1.007 | 394
New Row Farm PV Export | 1.012 | 1.069 | 1.01 | 1.069 | 395
Victoria (WBAR3) WF Export | 1.017 | 1.016 | 1.017 | 1.017 | 396
Four Burrows 2 PV Export | 1.012 | 1.02 | 1.01 | 1.019 | 397
Redlands Farm PV Export | 1.012 | 1.014 | 1.01 | 1.013 | 398
Tengore Lane PV Export | 1.012 | 1.058 | 1.01 | 1.057 | 399
Liverton Farm PV Export | 1.012 | 1.017 | 1.01 | 1.017 | 400
Yonder Parks PV Export | 1.012 | 1.04 | 1.01 | 1.04 | 401
Somerton Door PV Export | 1.012 | 1.046 | 1.01 | 1.045 | 402
Carditch Drove PV Export | 1.012 | 1.012 | 1.01 | 1.011 | 403
Capelands Farm PV Export | 1.012 | 1.046 | 1.01 | 1.043 | 404
East Youlstone WF Export | 1.034 | 1.035 | 1.037 | 1.038 | 405
Francis Court Farm PV Export | 1.012 | 1.012 | 1.01 | 1.011 | 406
Northwood PV Export | 1.012 | 1.013 | 1.01 | 1.012 | 407
Tricky Warren PV Export | 1.012 | 1.015 | 1.01 | 1.014 | 408
Iwood Lane PV Export | 1.012 | 1.017 | 1.01 | 1.016 | 409
Rydon Farm PV Export | 1.012 | 1.02 | 1.01 | 1.019 | 410
Balls Wood PV Export | 1.012 | 1.012 | 1.01 | 1.011 | 411
Ashlawn Farm PV Export | 1.012 | 1.038 | 1.01 | 1.036 | 412
Pencoose Farm PV Export | 1.012 | 1.031 | 1.01 | 1.031 | 413
Hawkers Farm PV Export | 1.012 | 1.032 | 1.01 | 1.029 | 414
Hurcott PV Export | 1.012 | 1.036 | 1.01 | 1.035 | 415
Garvinack Farm PV Export | 1.012 | 1.018 | 1.01 | 1.017 | 416
Newton Barton PV Export | 1.012 | 1.007 | 1.01 | 1.005 | 417
Coombeshead Farm PV Export | 1.012 | 1.026 | 1.01 | 1.025 | 418
Walland Farm PV Export | 1.012 | 1.045 | 1.01 | 1.043 | 419
Ashcombe PV Export | 1.012 | 1.043 | 1.01 | 1.042 | 420
Newnham Farm PV Export | 1.012 | 1.017 | 1.01 | 1.016 | 421
Roskrow Barton PV Export | 1.012 | 1.04 | 1.01 | 1.039 | 422
Parkview PV Export | 1.012 | 1.025 | 1.01 | 1.024 | 423
Towerhead Farm PV Export | 1.012 | 1.019 | 1.01 | 1.018 | 424
Rookery Farm PV Export | 1.012 | 1.018 | 1.01 | 1.018 | 425
Bystock Farm PV Export | 1.012 | 1.013 | 1.01 | 1.013 | 426
Pylle PV Site 1 Export | 1.012 | 1.012 | 1.01 | 1.011 | 427
Burthy Farm PV Export | 1.012 | 1.017 | 1.018 | 1.017 | 428
Wilton Farm PV Export | 1.012 | 1.013 | 1.01 | 1.013 | 429
Coombe Farm PV Export | 1.012 | 1.017 | 1.01 | 1.016 | 431
Higher Bye Farm PV Export | 1.012 | 1.013 | 1.01 | 1.013 | 432
Wilton Farm WF Export | 1.012 | 1.012 | 1.01 | 1.011 | 433
Denzell Down WF Export | 1.012 | 1.012 | 1.01 | 1.011 | 434
Puriton Landfill PV_1 Export | 1.012 | 1.012 | 1.01 | 1.011 | 435
PortworthyDams PV Site1 Export | 1.012 | 1.012 | 1.01 | 1.011 | 436
Wick Farm Site 1 PV Export | 1.012 | 1.012 | 1.01 | 1.011 | 437
Wick Farm Site 2 PV Export | 1.012 | 1.012 | 1.01 | 1.011 | 438
Batsworthy Cross WF Export | 1.012 | 1.012 | 1.01 | 1.011 | 439
PortworthyDams PV Site2 Export | 1.012 | 1.012 | 1.01 | 1.011 | 440
Crewkerne PV Site 1 Export | 1.012 | 1.012 | 1.01 | 1.011 | 441
Crewkerne PV Site 2 Export | 1.012 | 1.012 | 1.01 | 1.011 | 442
Tonedale Farm PV Export | 1.012 | 1.012 | 1.01 | 1.011 | 443
Puriton Landfill PV_2 Export | 1.012 | 1.012 | 1.01 | 1.011 | 444
Pylle PV Site 2 Export | 1.012 | 1.012 | 1.01 | 1.011 | 445
Chelwood PV Export | 1.012 | 1.012 | 1.01 | 1.011 | 446
Red Hill Farm PV Export | 1.012 | 1.012 | 1.01 | 1.011 | 447
West Carclaze Site 1 Export | 1.012 | 1.012 | 1.01 | 1.011 | 448
West Carclaze Site 2 Export | 1.012 | 1.012 | 1.01 | 1.011 | 449
Northmoor (embd) PV Export | 1.012 | 1.012 | 1.01 | 1.011 | 450
Nmoor Little Tinney WF Export | 1.012 | 1.012 | 1.01 | 1.011 | 451
Nmoor Little Balsdon WF Export | 1.012 | 1.012 | 1.01 | 1.011 | 452
Nmoor Hornacott PV Export | 1.012 | 1.012 | 1.01 | 1.011 | 453
Oakham Farm PV Export | 1.012 | 1.012 | 1.01 | 1.011 | 454
Carnemough Farm PV Export | 1.012 | 1.012 | 1.01 | 1.011 | 455
Ashwater WT Site 1 Export | 1.012 | 1.012 | 1.01 | 1.011 | 456
Makro Exeter STOR Export | 1.012 | 1.012 | 1.01 | 1.011 | 457
Great Hounbeare PV Export | 1.012 | 1.012 | 1.01 | 1.011 | 458
Withy Drove PV Export | 1.012 | 1.012 | 1.01 | 1.011 | 459
Water Lane STOR Export | 1.012 | 1.012 | 1.01 | 1.011 | 460
Montys Farm PV Export | 1.012 | 1.012 | 1.01 | 1.011 | 461
Lawrence Weston PV Export | 1.012 | 1.012 | 1.01 | 1.011 | 462
Dunsland Cross WF Export | 1.012 | 1.012 | 1.01 | 1.011 | 463
Trerule Farm PV Export | 1.012 | 1.012 | 1.01 | 1.011 | 464
Nancrossa Farm PV Export | 1.012 | 1.012 | 1.01 | 1.011 | 465
Wick Farm West Export | 1.012 | 1.012 | 1.01 | 1.011 | 466
LWestPNtWk SevernCom PV Export | 1.012 | 1.012 | 1.01 | 1.011 | 467
LWestPNtWk Site 2 PV Export | 1.012 | 1.012 | 1.01 | 1.011 | 468
Tamerton Bridge STOR Export | 1.012 | 1.012 | 1.01 | 1.011 | 469
Ashwater PV Site 2 Export | 1.012 | 1.012 | 1.01 | 1.011 | 470
Bodwen PV Export | 1.012 | 1.012 | 1.01 | 1.011 | 471
Northmoor PV Export | 1.002 | 1.002 | 1.002 | 1.002 | 585
CERC St Dennis Export | 1.002 | 1.002 | 1.002 | 1.002 | 586
Severnside ERC Export | 1.002 | 1.002 | 1.002 | 1.002 | 587
Imerys Blackpool Export | 1.021 | 1.02 | 1.018 | 1.019 | 601
Blackditch Export | 1.012 | 1.044 | 1.01 | 1.044 | 666
Helius Biomass Export | 1.002 | 1.002 | 1.002 | 1.002 | 668
SWW Roadford Export | 1.012 | 1.012 | 1.01 | 1.011 | 693
RUH Export | 1.021 | 1.02 | 1.018 | 1.019 | 722
Babcock Marine Central Export | 1.012 | 1.012 | 1.01 | 1.011 | 723
Trenoweth Farm Export | 1.012 | 1.015 | 1.01 | 1.014 | 724
Woodland Barton Farm Export | 1.012 | 1.016 | 1.01 | 1.016 | 725
Manor Farm Export | 1.012 | 1.012 | 1.01 | 1.012 | 726
Churchtown Farm Export | 1.012 | 1.037 | 1.01 | 1.037 | 727
Trenouth Farm Export | 1.012 | 1.049 | 1.01 | 1.049 | 728
West Kingsmill Export | 1.012 | 1.012 | 1.01 | 1.011 | 729
Howton Farm Export | 1.012 | 1.025 | 1.01 | 1.025 | 732
Babcock Marine North Export | 1.012 | 1.012 | 1.01 | 1.011 | 733
Newton Downs Farm PV Export | 1.012 | 1.012 | 1.01 | 1.011 | 734
East Langford Export | 1.012 | 1.055 | 1.01 | 1.055 | 735
Ninnis Farm Export | 1.012 | 1.012 | 1.01 | 1.012 | 736
Willsland Export | 1.012 | 1.051 | 1.01 | 1.051 | 737
Eastcombe Farm Export | 1.012 | 1.03 | 1.01 | 1.029 | 738
Bratton Flemming Export | 1.012 | 1.048 | 1.01 | 1.046 | 739
Beaford Brook Export | 1.012 | 1.105 | 1.01 | 1.104 | 740
Exeter Power Export | 1.01 | 1.011 | 1.002 | 1.011 | 741
Park Wall Export | 1.012 | 1.007 | 1.01 | 1.007 | 742
Bradford Export | 1.012 | 1.025 | 1.01 | 1.024 | 743
Causilgey Export | 1.012 | 1.028 | 1.01 | 1.028 | 744
Beechgrove Export | 1.012 | 1.01 | 1.01 | 1.01 | 745
Hill Barton Bus Park Export | 1.021 | 1.02 | 1.018 | 1.019 | 746
Wavehub Hayle Export | 1.012 | 1.012 | 1.01 | 1.011 | 747
Denbrook Wind Farm Export | 1.012 | 1.012 | 1.01 | 1.011 | 748
W4B Generation Seabank Export | 1.012 | 1.012 | 1.01 | 1.011 | 749
Bristol Energy Export | 1.002 | 1.002 | 1.002 | 1.003 | 751
Connon Bridge Landfill export | 1.038 | 1.038 | 1.039 | 1.039 | 752
Chelson Generator Export | 1.012 | 1.012 | 1.01 | 1.011 | 753
Darracott Export | 1.072 | 1.072 | 1.073 | 1.073 | 754
Untd Mns Redruth St.Day Export | 1.035 | 1.035 | 1.035 | 1.035 | 757
Shooter's Bottom Export | 1.04 | 1.04 | 1.04 | 1.04 | 758
Heathfield Export | 1.037 | 1.037 | 1.037 | 1.037 | 760
Goonhilly Export | 1.058 | 1.058 | 1.064 | 1.065 | 761
Delabole EHV Export | 1.044 | 1.044 | 1.047 | 1.047 | 762
Fullabrook EHV Export | 1.005 | 1.005 | 1.006 | 1.007 | 763
Bear's Down Export | 1.037 | 1.038 | 1.04 | 1.04 | 764
Bradon Farm Export | 1.036 | 1.048 | 1.01 | 1.051 | 765
Carland Cross Export | 1.024 | 1.024 | 1.027 | 1.027 | 766
Cold Northcott Export | 1.065 | 1.064 | 1.068 | 1.068 | 767
Forest Moor Wind 1 Export | 1.06 | 1.06 | 1.061 | 1.061 | 768
Forest Moor Wind 2 Export | 1.061 | 1.061 | 1.062 | 1.062 | 769
Four Burrows Export | 1.036 | 1.036 | 1.037 | 1.037 | 770
Isles of Scilly EHV Export | 1.021 | 1.02 | 1.018 | 1.019 | 772
St Breock Export | 1.024 | 1.024 | 1.028 | 1.03 | 775
Avonmouth BCC Wind Farm Export | 1.002 | 1.002 | 1.002 | 1.002 | 776
Bodiniel PV Park Export | 1.012 | 1.029 | 1.01 | 1.029 | 777
Garlenick Wind Farm Export | 1.007 | 1.007 | 1.008 | 1.008 | 778
Warleigh Barton PV Export | 1.012 | 1.012 | 1.01 | 1.012 | 779
Winnard's Perch PV Export | 1.012 | 1.041 | 1.01 | 1.041 | 780
Galsworthy WF Export | 1.009 | 1.009 | 1.009 | 1.009 | 781
Otterham WF Export | 1.002 | 1.002 | 1.002 | 1.002 | 782
Canworthy PV Export | 1.007 | 1.006 | 1.002 | 1.006 | 783
Otterham WT Feeder1 Export | 1.006 | 1.005 | 1.006 | 1.006 | 785
Otterham WT Feeder2 Export | 1.006 | 1.005 | 1.006 | 1.006 | 786
Wyld Meadow PV Farm Export | 1.012 | 1.01 | 1.01 | 1.01 | 789
Marley Thatch PV Export | 1.012 | 1.022 | 1.01 | 1.022 | 790
Prince Rock STOR Export | 1.015 | 1.012 | 1.01 | 1.011 | 791
Burrowton Farm PV Export | 1.012 | 0.998 | 1.01 | 0.998 | 792
Bristol Royal Infirmary Export | 1.021 | 1.02 | 1.018 | 1.019 | 793
Imerys Torycombe export | 1.021 | 1.02 | 1.018 | 1.019 | 794
Whatley Quarry Export | 1.021 | 1.02 | 1.018 | 1.019 | 795
Imerys Trebal Export | 1.021 | 1.02 | 1.018 | 1.019 | 801
Imerys Par Harbour Export | 1.021 | 1.02 | 1.018 | 1.019 | 802
Imerys Bugle Export | 1.021 | 1.02 | 1.018 | 1.019 | 803
Imerys Drinnick Export | 1.021 | 1.02 | 1.018 | 1.019 | 804
Avonmouth Docks Export | 1.021 | 1.02 | 1.018 | 1.019 | 806
Portbury Dock Export | 1.021 | 1.02 | 1.018 | 1.019 | 807
BGAS Hallen Exports | 1.021 | 1.02 | 1.018 | 1.019 | 808
Broadpath Landfill Exports | 1.021 | 1.02 | 1.018 | 1.019 | 809
Callington Solar Export | 1.012 | 1.058 | 1.01 | 1.057 | 900
Hope Solar Export | 1.012 | 1.038 | 1.01 | 1.037 | 901
Fulford Solar Export | 1.012 | 1.012 | 1.01 | 1.011 | 902
Avonmouth Biogas Export | 1.008 | 1.008 | 1.008 | 1.008 | 903
Nether Mill Farm PV Export | 1.012 | 1.012 | 1.01 | 1.011 | 904
Slade Farm PV Export | 1.012 | 1.012 | 1.01 | 1.011 | 905
Rew Farm PV Export | 1.012 | 1.03 | 1.01 | 1.03 | 906
Higher Trenhayle PV Export | 1.012 | 1.061 | 1.01 | 1.061 | 907
Middle Treworder PV Export | 1.012 | 1.037 | 1.01 | 1.037 | 908
Penhale Farm PV Export | 1.012 | 1.04 | 1.01 | 1.039 | 909
Ayshford Court PV Export | 1.012 | 1.037 | 1.01 | 1.037 | 910
West Hill PV Export | 1.012 | 1.039 | 1.01 | 1.037 | 911
Knockworthy Farm PV Export | 1.012 | 1.065 | 1.01 | 1.065 | 912
Trekenning Farm PV Export | 1.012 | 1.01 | 1.01 | 1.009 | 914
Four Burrows PV Export | 1.012 | 1.042 | 1.01 | 1.041 | 915
Glebe Farm PV Export | 1.012 | 1.012 | 1.01 | 1.011 | 916
Hurlingpot PV Export | 1.012 | 1.012 | 1.01 | 1.011 | 917
Halse Farm PV Export | 1.012 | 1.01 | 1.01 | 1.01 | 918
Hatchlands Farm PV Export | 1.012 | 1.016 | 1.01 | 1.016 | 919
Higher Trevartha PV Export | 1.012 | 1.038 | 1.01 | 1.038 | 920
High Down WF Export | 1.012 | 1.012 | 1.01 | 1.011 | 921
Ford Farm PV Export | 1.012 | 1.045 | 1.01 | 1.044 | 922
Lower Tinacre PV Export | 1.012 | 1.012 | 1.01 | 1.011 | 923
Trequite Farm PV Export | 1.012 | 1.017 | 1.01 | 1.017 | 924
Yonder Netherton PV Export | 1.012 | 1.012 | 1.01 | 1.011 | 925
Higher Tregarne PV Export | 1.012 | 1.037 | 1.01 | 1.036 | 926
Higher North Beer PV Export | 1.012 | 1.08 | 1.01 | 1.079 | 927
Horsacott Farm PV Export | 1.012 | 1.026 | 1.01 | 1.026 | 928
Langunnett Farm PV Export | 1.012 | 1.041 | 1.01 | 1.039 | 929
Trefinnick Farm PV Export | 1.012 | 1.063 | 1.01 | 1.063 | 930
Little Trevease PV Export | 1.012 | 1.025 | 1.01 | 1.025 | 931
Marksbury PV Export | 1.012 | 1.042 | 1.01 | 1.041 | 932
Cobbs Cross PV Export | 1.012 | 1.018 | 1.01 | 1.018 | 933
Newlands Farm PV Export | 1.012 | 1.014 | 1.01 | 1.014 | 934
Cricket St Thomas PV Export | 1.012 | 1.035 | 1.01 | 1.035 | 935
Parsonage Barn PV Export | 1.012 | 1.038 | 1.01 | 1.037 | 936
Hewas PV Farm Export | 1.012 | 1.008 | 1.01 | 1.008 | 937
Crinacott Farm PV Export | 1.012 | 1.025 | 1.01 | 1.025 | 938
Penare Farm PV Export | 1.012 | 1.014 | 1.01 | 1.014 | 939
Aller Court PV Export | 1.012 | 1.012 | 1.01 | 1.011 | 940
Webbery Barton WF Export | 1.012 | 1.012 | 1.01 | 1.011 | 941
Stonebarrow Farm PV Export | 1.012 | 1.01 | 1.01 | 1.01 | 942
Whitley Farm PV Export | 1.012 | 1.013 | 1.01 | 1.013 | 943
New Rendy Farm PV Export | 1.012 | 1.011 | 1.01 | 1.01 | 944
Tregassow Farm PV Export | 1.012 | 1.024 | 1.01 | 1.023 | 945
Pitworthy PV Export | 1.012 | 1.023 | 1.01 | 1.023 | 946
Foxcombe PV Export | 1.012 | 1.036 | 1.01 | 1.036 | 947
Rexon Cross PV Export | 1.012 | 1.039 | 1.01 | 1.038 | 948
Hazard Farm PV Export | 1.012 | 1.014 | 1.01 | 1.014 | 949
Luscott Barton PV Export | 1.012 | 1.012 | 1.01 | 1.011 | 950
Grange Farm PV Export | 1.012 | 1.014 | 1.01 | 1.014 | 951
Derriton Fields PV Export | 1.012 | 1.024 | 1.01 | 1.023 | 952
Cleave Farm PV Export | 1.012 | 1.043 | 1.01 | 1.042 | 953
Woolavington PV Export | 1.012 | 1.022 | 1.01 | 1.021 | 954
Trehawke Farm PV Export | 1.012 | 1.013 | 1.01 | 1.013 | 955
H Berechapel Biogas Export | 1.041 | 1.041 | 1.041 | 1.041 | 956
Bommertown PV Export | 1.012 | 1.012 | 1.01 | 1.011 | 957
Carloggas Farm PV Export | 1.012 | 1.018 | 1.01 | 1.018 | 958
Hexworthy Barton PV Export | 1.012 | 1.012 | 1.01 | 1.011 | 959
Chalhanger Farm PV Export | 1.012 | 1.012 | 1.01 | 1.011 | 960
The Drove Exports | 1.038 | 1.034 | 1.027 | 1.031 | 7306
Water Lane Exports | 1.012 | 1.012 | 1.01 | 1.011 | 7320

## Annex 6 New Designated EHV Prop
Back to Overview | [5 empty] | Note: The list of MPANs/MSIDs provided may be incomplete; the DNO reserves the right to apply the listed charges to any other MPANs/MSIDs associated with the site.
Annex 6 - Addendum to Annex 2 EHV charges
Western Power Distribution (South West) plc - Effective from 1 April 2018 - Final new designated EHV charges
Import Unique Identifier | LLFC | Import MPANs/MSIDs | Export Unique Identifier | LLFC | Export MPANs/MSIDs | Name | Import Super Red unit charge (p/kWh) | Import fixed charge (p/day) | Import capacity charge (p/kVA/day) | Import exceeded capacity charge (p/kVA/day) | Export Super Red unit charge (p/kWh) | Export fixed charge (p/day) | Export capacity charge (p/kVA/day) | Export exceeded capacity charge (p/kVA/day)
EDCM import 1 |  |  | EDCM export 1
EDCM import 2 |  |  | EDCM export 2
EDCM import 3 |  |  | EDCM export 3
EDCM import 4 |  |  | EDCM export 4
EDCM import 5 |  |  | EDCM export 5
EDCM import 6 |  |  | EDCM export 6
EDCM import 7 |  |  | EDCM export 7
EDCM import 8 |  |  | EDCM export 8
EDCM import 9 |  |  | EDCM export 9
EDCM import 10 |  |  | EDCM export 10
Western Power Distribution (South West) plc - Effective from 1 April 2018 - Final new designated EHV line loss factors
Import Unique Identifier | LLFC | Import MPANs/MSIDs | Export Unique Identifier | LLFC | Export MPANs/MSIDs | Name | Import LLF period 1 | Import LLF period 2 | Import LLF period 3 | Import LLF period 4 | Import LLF period 5 | Export LLF period 1 | Export LLF period 2 | Export LLF period 3 | Export LLF period 4 | Export LLF period 5
EDCM Import 1 |  |  | EDCM Export 1
EDCM Import 2 |  |  | EDCM Export 2
EDCM Import 3 |  |  | EDCM Export 3
EDCM Import 4 |  |  | EDCM Export 4
EDCM Import 5 |  |  | EDCM Export 5
EDCM Import 6 |  |  | EDCM Export 6
EDCM Import 7 |  |  | EDCM Export 7
EDCM Import 8 |  |  | EDCM Export 8
EDCM Import 9 |  |  | EDCM Export 9
EDCM Import 10 |  |  | EDCM Export 10

## Nodal prices
Back to Overview
Western Power Distribution (South West) plc - Effective from 1 April 2018 - Final Nodal/Zonal charges
Node/Zone ID | Geographical name | Local charge 1 £/kVA | Remote charge 1 £/kVA
AVMO7K |  | 0 | 1.8494
AARO3 |  | 5.191 | 0.81534
ADER5 |  | 0.74529 | 4.1792
ALCO5 |  | 0.47438 | 3.7399
ALER5 |  | 0.38169 | 4.6776
ALMO5 |  | 0.51399 | 0.96238
ALMR5 |  | 0.41081 | 1.4321
ARMA5 |  | 1.2991 | 3.126
ASHB5 |  | 0.37079 | 3.1333
ASHW5 |  | 0.075946 | 1.1393
ATHL5 |  | 0.22533 | 8.4643
AVMO7J |  | 0 | 1.8714
AXBR5 |  | 0.80686 | 18.2021
AXMN5 |  | 0.16489 | 1.3947
BAEA5 |  | 0.04423 | 18.0562
BARQ5 |  | 1.6499 | 3.877
BART5 |  | 0.34443 | 1.6199
BATR5J |  | 0.40313 | 2.1853
BATR5K |  | 1.5473 | 2.1581
BEAM5 |  | 0.23862 | 0.021699
BEDM5 |  | 0.18278 | 3.2453
BHAL5 |  | 0 | 5.282
BICK5 |  | 1.7774 | 1.2301
BIDE5 |  | 0.78443 | 4.6878
BISH5 |  | 0.64707 | 4.9019
BLAC5 |  | 0.01227 | 1.8063
BLAG5 |  | 2.4368 | 15.0947
BODM5 |  | 0.51048 | 3.6597
BOUR5 |  | 2.4548 | 5.2543
BOVT5 |  | 0.35476 | 15.0582
BOWA5 |  | 0.58424 | 4.519
BOWX5J |  | 0.17054 | 2.2195
BRAD5 |  | 0.75169 | 0.65948
BRAF5 |  | 2.6161 | 2.1962
BRAL5J |  | 0.77228 | 12.7456
BRAU5 |  | 0.17152 | 4.2708
BRID5 |  | 1.6355 | 3.2649
BRIL5J |  | 1.1968 | 5.0208
BRIM5 |  | 0.65587 | 8.73
BRSH5 |  | 0.078492 | 0.71705
BUCK5 |  | 3.3015 | 2.9966
BUCS5 |  | 0.24707 | 1.8831
BUDS5 |  | 0.8735 | 1.8187
BUGL5J |  | 0.41213 | 2.1617
BUGL5K |  | 0.1963 | 2.2294
BURL5 |  | 0.53211 | 7.2447
BURN5 |  | 0.44808 | 1.9627
CAIR5 |  | 0.35234 | 4.7568
CALL5 |  | 3.5236 | 5.3055
CAMH5 |  | 0.74065 | 9.7455
CAMT5 |  | 3.1941 | 10.1445
CARN5 |  | 1.2984 | 9.0845
CHAR5 |  | 1.4083 | 3.2979
CHED5 |  | 2.2301 | 18.7816
CHEM5 |  | 1.1271 | 10.8473
CHES5 |  | 3.6393 | 15.1582
CHUG5 |  | 0.06119 | 13.9946
CHUK5 |  | 2.2275 | 14.731
CHUS5 |  | 0.51345 | 2.7541
CLEV5 |  | 2.2043 | 8.9591
CLIF5 |  | 0.42891 | 3.409
CLOV5 |  | 1.602 | 3.265
CLYH5 |  | 0.56292 | 5.7405
COKE5 |  | 0.39067 | 0.7827
COLE5 |  | 1.8364 | 5.7879
COLL5 |  | 0.40529 | 1.2642
COLY5 |  | 0.37545 | 1.7933
COMM5 |  | 2.9915 | 15.3675
COMP7 |  | 0.065235 | 18.5587
CONG5 |  | 1.3803 | 14.9994
CONS5 |  | 1.6722 | -0.037984
CORH5J |  | 3.2382 | 4.4796
CORH5K |  | 3.2382 | 4.4796
COUW5 |  | 0.34834 | 5.072
COWR5 |  | 1.7429 | 7.3598
CRED5 |  | 0.16742 | 10.3756
CREE5 |  | 0.1836 | 4.5663
CREW5 |  | 1.4622 | 1.1896
CRIB5 |  | 1.0073 | 2.116
CULL5 |  | 0.18969 | 9.0578
CULM5 |  | 2.2662 | 0.68486
CURM5 |  | 0.31052 | 1.5328
DART5 |  | 0.15139 | 5.7187
DAVI5 |  | 1.2621 | 8.6564
DAWL5 |  | 0.44847 | 15.2655
DELA5 |  | 0.64275 | 5.3654
DEVO5 |  | 1.0534 | 4.1111
DIND5 |  | 0.52816 | 11.736
DOCN3 |  | 0.28625 | 0.42329
DORS7J |  | 0.67227 | 18.5442
DOWF5 |  | 0.28816 | 1.1832
DREC5 |  | 0.88604 | 2.6176
DRSW5 |  | 0.36589 | 2.6217
DUNK5 |  | 0.24358 | 7.4052
EASB5 |  | 1.5495 | 5.6303
EASG5 |  | 0.43923 | 5.2189
EAST5 |  | 0.55491 | 2.5307
EBUD5 |  | 1.1721 | 1.8516
ECHI5 |  | 2.5293 | 3.1606
ECUR5 |  | 2.113 | 1.8033
EDGA5 |  | 0.047792 | 4.1331
EGGB5 |  | 0.27213 | 7.2133
ELIT5 |  | 0.48389 | 4.4197
ENTH7 |  | 0.2122 | 19.0291
EVER5 |  | 1.0509 | 13.8884
EXEB5 |  | 0.12014 | 0.83549
EXMI5 |  | 3.3567 | 7.2236
EXMW5 |  | 1.5054 | 1.9016
FALD5 |  | 0.5412 | 1.0219
FEEB5 |  | 0.33451 | 3.0367
FEED5 |  | 0.4976 | 3.2787
FILT5J |  | 0.74529 | 3.798
FOLB5 |  | 5.2751 | 10.2327
FOWE5 |  | 1.6028 | 2.9315
FOXH5 |  | 0.75097 | 10.4179
FRAD5 |  | 0 | 0.33533
FREM5 |  | 0.48502 | 2.0134
GASL5 |  | 0.75535 | 5.8669
GEEV5 |  | 0.15045 | 16.296
GEOR5 |  | 0.22844 | 6.6831
GUNN5 |  | 2.3723 | 5.5025
HATH5 |  | 3.4028 | 3.3768
HAVE5 |  | 0.24581 | 5.7909
HEAB5 |  | 1.7083 | 5.6946
HEDX5 |  | 0.67327 | 5.2751
HELS5 |  | 1.2765 | 2.1621
HEMY5D |  | 0 | 7.1125
HEWL5 |  | 0.7915 | 2.7605
HIGL5 |  | 0.23338 | 9.9309
HOLF5 |  | 0.027373 | 2.4648
HOLL5 |  | 1.3845 | 2.7653
HOLS5 |  | 1.9406 | 1.7844
HONI5 |  | 2.3022 | 5.5814
HYLL5 |  | 0.65148 | 11.9599
ILFR5 |  | 1.5558 | 8.7033
IMPS5 |  | 0.070235 | 1.8159
ISLE5D |  | -0.016643 | 16.0551
IVYB5 |  | 0.22879 | 3.88
KEYE5 |  | 2.0216 | 11.0884
KEYW5 |  | 0.0946 | 2.2
KINB5 |  | 0.42258 | 4.8799
LANE5 |  | 1.3349 | 10.2977
LANG5 |  | 0.12596 | 3.4021
LANN5 |  | 0.82951 | -0.32932
LANR5 |  | 0.11946 | 3.334
LAPF5 |  | 2.3887 | 11.7076
LAUN5J |  | 1.1688 | 2.2579
LAWB5 |  | 1.1873 | 2.2129
LAYW5 |  | 1.156 | 5.9507
LIFT5 |  | 0.45455 | 8.4207
LINL5 |  | 0.38161 | 3.9541
LISK5 |  | 1.0743 | 3.8522
LOCK5 |  | 0.82198 | 1.258
LOCR5 |  | 0.33127 | 4.9427
LONG5 |  | 0.22614 | 2.2202
LOOE5 |  | 1.4129 | 3.3255
LOST5 |  | 0.052891 | 3.0881
LUCB5 |  | 0.099316 | 3.4355
LYDS5 |  | 0.45125 | 0.22863
LYNT5 |  | 0.27587 | 2.2569
LYPF5 |  | 1.6427 | 8.5006
MANG5 |  | 0.60913 | 10.7933
MARA5 |  | 0.45868 | 14.3135
MARB5 |  | 0.74081 | 5.9566
MARG5K |  | 0.84875 | 5.2854
MARL5 |  | 0.045745 | 3.1273
MART5J |  | 1.7121 | 5.6851
MART5K |  | 1.0788 | 4.1527
MERR5 |  | 2.0822 | 3.1138
MEVA5 |  | 0.18563 | 1.8792
MIDB5 |  | 0.43217 | 6.6582
MIDN5 |  | 0.89211 | 9.8812
MILL5 |  | 1.6349 | 4.9951
ABBW5 |  | 0.25869 | 1.0273
MODB5 |  | 3.4562 | 3.8381
MONT5 |  | 0.43849 | 4.4655
MORH5 |  | 3.254 | 1.6143
MORW5 |  | 0.029015 | 3.1639
MOUS5 |  | 2.0128 | 15.4818
MULL5 |  | 0.19923 | 0.88417
NASE5 |  | 1.2809 | 19.3629
NEAB5 |  | 0.706 | 12.4254
NECY5 |  | 0.23598 | 9.8533
NEOT5 |  | 0.70764 | 3.9451
NETK5 |  | 0.3479 | 4.7211
NETR5 |  | 1.0748 | 4.3151
NETS5 |  | 0.52695 | 1.5217
NEWB5 |  | 1.7634 | 10.428
NEWF5 |  | 0.23327 | 3.4906
NEWL5 |  | 1.8397 | 14.9414
NEWP5 |  | 0.26415 | 1.9163
NEWS5 |  | 0.61276 | 1.8608
NORS5 |  | 0.29761 | 2.8514
NORT5 |  | 0.02068 | 1.4362
OFFW5 |  | 3.8021 | 5.5063
OKEH5 |  | 2.3417 | 1.7406
OLDF7 |  | 1.3436 | 18.9531
OLDL5 |  | 0.04968 | 3.8182
OTTS5 |  | 0.60305 | 2.5802
PADS5 |  | 3.2758 | 1.1151
PARH5 |  | 0.2049 | 2.7876
PARL5 |  | 2.5058 | 4.8601
PARS7 |  | 2.2405 | 18.4013
PAUL5 |  | 2.3364 | 9.846
PEAS5 |  | 1.0696 | 9.9356
PENC5 |  | 0.13151 | 14.986
PENH5 |  | 0.12449 | 14.8586
PENR5 |  | 0.31966 | 0.99937
PENS5 |  | 1.0792 | 4.8219
PENX5 |  | 0.50471 | 0.37005
PERI5 |  | 0.46894 | 3.6205
PERR5 |  | 1.593 | 2.7992
PINH5 |  | 1.1967 | 5.2684
PLYS5 |  | 0.3276 | 4.1426
POLZ5 |  | 0.58922 | 6.7207
PRIO5 |  | 0.48787 | 1.4099
PRIR5 |  | 0.33064 | 1.7498
PROB5 |  | 0.74799 | 3.921
PURR7 |  | 0.061414 | 0.86709
REDR5 |  | 1.193 | 10.9547
ROAD3 |  | 0.67763 | 0.79892
ROCP5 |  | 0.46601 | 1.9485
ROSE5 |  | 2.6007 | 4.4031
ROUN5 |  | 1.179 | 2.1338
SALC5 |  | 0.096546 | 3.1268
SALT5 |  | 0.16673 | 2.6923
SAUS5 |  | 0.91411 | 2.0061
SAWX5 |  | 0.21868 | 2.4049
SHAP5 |  | 0.53585 | 3.0365
SHEB5 |  | 0.41406 | 3.0202
SHEM5 |  | 0.58642 | 13.4126
SIDM5J |  | 0.19925 | 4.155
SIDM5K |  | 0.19925 | 4.155
SKEV5 |  | 0.083251 | 0.84386
SLEV5 |  | 0.058157 | 1.4301
SMOL5 |  | 0.84583 | 5.8563
SOME5 |  | 0.53539 | 4.8703
SOUB5 |  | 1.6485 | 3.447
STWA5 |  | 0.52567 | 1.5769
SOWT5 |  | 1.3142 | 4.8854
STAG5 |  | 0.11414 | 2.902
STAP5 |  | 0.46891 | 0.69824
STAQ3 |  | 6.1807 | 12.9395
STBU5 |  | 4.6763 | 15.8196
STCO5 |  | 1.117 | 1.0028
STEN5 |  | 0.36124 | 4.1331
STHO5 |  | 0.21106 | 5.9374
STIV5 |  | 2.0608 | 14.0196
STMA5 |  | 0.90146 | 7.7276
STOB5 |  | 0.32274 | 3.2809
STOK5 |  | 0.24514 | 5.9596
STRA5 |  | 1.9778 | 3.0505
STUD5 |  | 0.071694 | 2.1065
TAMA3 |  | 3.6879 | 1.683
TAUL5 |  | 0.18483 | 1.4002
TAVI5 |  | 2.7034 | 12.0021
TEIG5 |  | 0.20974 | 14.3503
TEIH5 |  | 0 | 14.9602
TINX5J |  | 1.3658 | 9.3026
TINX5K |  | 3.6616 | 9.3275
TIVE5 |  | 0.50278 | 7.0351
TIVM5 |  | 0.52886 | 8.1024
TIVS5 |  | 0.87132 | 9.4928
TOPS5 |  | 3.4857 | 5.1237
TORA5 |  | 1.0755 | 3.2945
TORR5K |  | 0.20991 | 5.9636
TORT5 |  | 1.6762 | 2.5523
TORW5 |  | 0.32395 | 12.4233
TORY5 |  | 0.062542 | 4.1368
TOTL5 |  | 1.8299 | 3.3465
TREB5 |  | 0 | 1.9327
TRUL5 |  | 0.70551 | 1.1305
TRUS5 |  | 1.0918 | 2.2521
TRUT5 |  | 1.4258 | 3.9063
TWEL5 |  | 1.0152 | 3.9708
TWER7 |  | 1.2771 | 18.5273
UPTV5 |  | 0.80893 | 3.4888
WADE5 |  | 0.64368 | 5.771
WATC5 |  | 0.14074 | 1.1528
WATE5K |  | 0.12655 | 0.4615
WATE5J |  | 0.19275 | -0.3478
WEDM5 |  | 0.14473 | 4.2599
WELL5 |  | 1.6711 | 6.3783
WELN5J |  | 1.6611 | 0.48174
WELN5K |  | 2.5033 | 0.68464
WELT5 |  | 0.42456 | 1.5032
WESC5 |  | 0.41427 | 5.2443
WESD5 |  | 0.43762 | 5.7
WESG5 |  | 1.5632 | 7.2203
WESM5 |  | 0.62824 | 2.194
WHID5 |  | 1.0125 | 1.4247
WHIT5 |  | 0.48675 | 6.5166
WHRH5 |  | 0.40501 | 2.2016
WINS5 |  | 2.1807 | 16.0002
WINT5 |  | 1.0088 | 2.4602
WITH5 |  | 1.2099 | 10.8851
WITR5 |  | 1.1531 | 1.9762
WIVE5 |  | 0.10638 | 2.4917
WOOD5J |  | 0.5607 | 4.1968
WOOY5 |  | 1.9652 | 1.8524
YELV5 |  | 0.40032 | 12.4829
PAPR3 |  | 0.35052 | 1.8088
BLAK5 |  | 0.023075 | 5.7903
WOOD5K |  | 0.57966 | 4.2273
AVOH5K |  | 0.28644 | 2.1302
FILT5K |  | 0.61994 | 3.3048
PAIG5 |  | 0.35545 | 2.429
DORS7K |  | 0.14844 | 18.2821
BAIR5 |  | 0.12084 | 17.2665
STWB5 |  | 0.8838 | 3.4718
DACR5 |  | 0 | 7.8309
ASTZ5 |  | 0 | 0
NTAW5 |  | 0.32468 | 0.25912
BRDW5 |  | 0.14606 | 3.2917
SAWR5 |  | 0.069087 | 1.911
LNGE3 |  | 0.82968 | 2.5452
SPAU5J |  | 0.34422 | 2.4269
SPAU5K |  | 0.93371 | 2.4564
WAPP5 |  | 0.8894 | 0.11516
WWIC5 |  | 1.0428 | 13.9559
ASHL5 |  | 0.40181 | 5.1492
MARG5J |  | 2.7504 | 2.6365
CALY5 |  | 1.0075 | 3.3518
COTH5 |  | 0.6029 | 1.7825
EMGR5 |  | 0.060101 | 10.5258
SMET5 |  | -0.038222 | 4.7896
EXSC5 |  | 1.9335 | 4.8179
HBBP5 |  | -0.091556 | 4.825
UOBA3D |  | 0.96206 | 16.6637
AHMD3 |  | 0.56805 | 0.065293
HEMI3 |  | 1.504 | 2.5727
PATC5 |  | 0.017861 | 1.2843
SHER3 |  | 0.80146 | 2.5401
LGTH3 |  | 2.814 | 0.3966
CHEL3 |  | 0.33398 | 1.4723
BLAD3 |  | 0.72544 | 0.76307
BREO3 |  | 4.7685 | 0.76066
CARL3 |  | 2.4276 | 2.211
COLD3 |  | 8.696 | 0.80721
DOCC3 |  | 0.014822 | 1.3058
ECUR3 |  | 0.80009 | 2.2472
FBUR3 |  | 1.7065 | 0.42013
HEMY5 |  | 0 | 7.7433
ISLE5 |  | 0.0019128 | 29.2071
BRFM3 |  | 1.195 | 0.88609
HUNT3 |  | 0.49994 | 0.72867
BEDO3 |  | 0.71079 | 0.33915
STDA3 |  | 0.6521 | 1.3709
EXGN1R |  | 1.2959 | 0.0016926
FILT1 |  | 0 | 0
CONN3 |  | 1.8186 | 1.7114
SHOT3 |  | 1.9636 | 8.8254
DARM3 |  | 4.4406 | 0.86516
HFLF3 |  | 3.2598 | 9.6473
FULL1 |  | 0.37494 | -0.060323
GOON3 |  | 1.8116 | -0.83673
DELA3 |  | 4.3372 | 0.78101
HWAV3 |  | 0.73477 | 22.4764
LUXU3 |  | 0.40882 | 1.5547
WDBN3 |  | 0.60402 | 1.4928
AVBC3 |  | 0.0051419 | 0
BLPP3 |  | 2.3606 | 0.75097
GARL3 |  | 0.34223 | 1.4042
WABA3 |  | 0.42271 | 0.46877
MANR3 |  | 0.2564 | 1.5216
NINS3 |  | 0.25715 | 1.5278
CHPV3 |  | 0.52344 | 17.6768
TRNH3 |  | 0.7595 | 0.34209
HOPV3 |  | 1.8187 | 1.1797
ESLA3 |  | 1.9791 | 1.189
WILL3 |  | 2.4811 | 0.89419
EAST3 |  | 0.22613 | 0.58337
WIPE3 |  | 0.70873 | 0.33765
BRPV3 |  | 0.22648 | 0.63379
CAPV3 |  | 1.5543 | 0.41314
BEPV3 |  | -0.015213 | 0
TREF3G |  | 3.8505 | 1.56
TREW3G |  | 0.96324 | 1.7406
HWAS3 |  | 0.35983 | 1.3461
LANG3 |  | 1.4032 | 1.7971
WVFG3 |  | 0.24195 | 0.99937
HNBF3 |  | 0.85298 | 1.1917
NESK3 |  | 0.19931 | 1.4949
PKWA3 |  | 0.49708 | 0.73031
NEWL3 |  | 0.57843 | 0
WYMD3 |  | 0.17849 | 0
COBB3 |  | 0.5541 | 0.73949
HALS3 |  | 0.17561 | 0
HITR3 |  | 1.9879 | 1.7092
FORD3 |  | 2.4316 | 1.6724
BEAF3 |  | 7.4358 | 0.89494
TREQ3 |  | 0.90131 | 1.6967
AYSH3 |  | 2.2378 | 5.2713
BURR3 |  | 0.04159 | 0.0099616
CALG3 |  | 3.6243 | 1.5434
HTRE3 |  | 0.71327 | -0.8135
HGRT3 |  | 1.9002 | 22.8571
HOPE3 |  | 0.66137 | 17.6845
KNOK3 |  | 4.2315 | 0.85875
MRLY3 |  | 2.6905 | 1.074
MIDT3 |  | 4.5659 | 0.75736
PNHL3 |  | 4.7876 | 0.76069
PRIN3 |  | 0.16503 | 1.4704
REWF3 |  | 1.2541 | 1.4975
SLAD3 |  | 3.713 | 2.2041
WSTH3 |  | 4.2448 | 0.085061
FOXC3 |  | 0.91399 | 1.0061
HORS3 |  | 2.5536 | 0.083802
TREK3 |  | 0.45436 | 1.3167
MARS3 |  | 1.4104 | 8.7926
HAZF3 |  | 1.981 | 1.0763
HATC3 |  | 2.0409 | 1.0662
LITT3 |  | 0.38309 | -0.80908
CULM3G |  | 0.62249 | 0
PARS3 |  | 0.85759 | -0.0083571
BURT3 |  | 1.5946 | 2.4931
EYWF3 |  | 1.9416 | 0.93987
STON3 |  | 0.0041019 | 0
WHIT3 |  | 1.7008 | 8.7683
CLEA3 |  | 5.0352 | 0.07926
FBUB3 |  | 1.7979 | 0.42555
BRAT3 |  | 1.3434 | 0.84205
TSOW3 |  | 2.1753 | 2.0789
DENZ3 |  | 0.70545 | 0.33539
GALS1 |  | -0.11814 | 0.01049
PITW3 |  | 0.15614 | 0.6336
STST3 |  | 1.0397 | 1.3471
DENB3 |  | -0.078711 | 0.073528
BIDW3 |  | 1.83 | 1.064
CANW1 |  | -0.69754 | 0
CRPV3 |  | 0.18389 | 0.63389
RCPV3 |  | 0.88835 | 0.82412
CSPV3 |  | 0.65986 | -0.0065522
ACPV3 |  | 2.6189 | 0.73436
GVPK3 |  | 0.15803 | 17.6318
COOM3 |  | 2.893 | 1.0835
MRLF3 |  | 0.93486 | 2.4854
NEDO3 |  | 0.9111 | 2.4869
SHEP3 |  | 1.2852 | 5.4378
TILL3 |  | 0.041591 | 0.0099616
KING3 |  | 4.9033 | 0.84185
LUSC3 |  | 5.4418 | 0.080334
WEEK3 |  | 5.0578 | 0.079178
WBAR3 |  | 0.55493 | 1.5468
KERR3 |  | 2.7494 | 0.75498
GARV3 |  | 2.2785 | 0.41384
MEND3 |  | 2.0526 | 8.8384
IWOO3 |  | 0.93528 | 12.0137
NWRW3 |  | 4.0212 | 9.1411
DERF3 |  | 0.15615 | 0.6336
NEWR3 |  | 0.18302 | -0.0035653
GRAN3 |  | 0.29453 | -0.0054969
DINF3 |  | 2.8271 | 9.0503
PTFM3 |  | 2.8212 | 9.0489
CARF3 |  | 1.9703 | 2.3937
CMPV3 |  | 4.9693 | 5.3629
HIBE3 |  | 0.66944 | 0
PENA3 |  | 1.5234 | 0.39803
SOMD3 |  | 4.1615 | 0.81471
STFA3 |  | 3.0731 | 5.2436
THWK3 |  | 0.63818 | 1.7135
WALA3 |  | 0.88649 | 0.79198
WHPV3 |  | 2.3088 | 0.84268
WLPV3 |  | 0.44454 | 0.78851
ASHC3 |  | 2.8603 | 9.7629
BDWN3 |  | 0.49943 | 1.5502
HYFM3 |  | 0.31486 | 1.4497
RDFM3 |  | 2.3943 | 0.83687
TENG3 |  | 4.3 | 0.76444
BOMF3 |  | 0.7852 | 0
SERC1 |  | 0 | 0
NOMO1 |  | -1.1095 | 0
OTHM1 |  | -0.32267 | 0.019957
CEDA1 |  | -0.371 | 0.0011778
WILF3 |  | 0.6382 | 1.7135
NOWA3 |  | 0.81887 | 0.98552
NEBA3 |  | 0.81898 | 0.98594
FTWO3 |  | 2.6349 | 0.4205
CAPE3 |  | 1.3456 | 0.84327
WALL3 |  | 5.1733 | 0.079218
TRND3 |  | 0 | 0.32726
DUNX3 |  | 1.0471 | 0.98005
ASLF3 |  | 5.3181 | 12.4544
PYLL3 |  | 4.7444 | 9.2305
OUTL3 |  | 2.3652 | 0.75105
CLOG3 |  | 1.2909 | 1.3983
NANT3 |  | 1.5235 | 0.3981
GHIL3 |  | 1.8116 | -0.83677
HIBY3 |  | 0.52138 | 1.7044
LIVE3 |  | 0.74987 | 0.99407
YELL3 |  | 1.7257 | 0.085786
CMBF3 |  | 0.70056 | 0.99666
CARD3 |  | 0.83112 | 12.0536
TOWF3 |  | 0.86844 | 12.1212
ROOK3 |  | 0.8877 | 12.1105
NOWO3 |  | 1.4192 | 1.168
CHLW3 |  | 1.4037 | 8.7861
LOFA3 |  | 1.2629 | 8.7494
OSFA3 |  | 3.6379 | 2.179
ERLA3 |  | 0.28426 | 0.46772
PAVI3 |  | 2.035 | 1.6576
PLAB3 |  | 2.923 | 1.0921
YOPA3 |  | 3.6265 | 2.1697
APPL3 |  | 3.8694 | 9.8481
RYDO3 |  | 1.3516 | 9.3993
FRAN3 |  | 1.4362 | 5.4244
HIHU3 |  | 1.8495 | 9.5562
HURC3 |  | 0.85755 | -0.0083571
NANC3 |  | 0.58998 | -0.80857
FITZ3 |  | 0.17456 | 0
PURI3 |  | 0.39336 | 0.75618
TRIK3 |  | 0.62248 | 0
WITD3 |  | 0.44924 | 0.79009
PENF3 |  | 0.46388 | -0.81176
WICF3 |  | 2.8842 | 3.3064
MAKR3 |  | 0.62727 | 3.9899
OAKF3 |  | 1.0431 | 0.077522
QUAY3 |  | 3.733 | 5.3583
BATS3 |  | 5.5474 | 0.84726
NEWN3 |  | 0.78086 | 2.4558
BALL3 |  | 0.75516 | 2.4482
PORT3 |  | 1.5243 | 2.5059
LAWR3 |  | 0.1996 | 1.4971
HAWK3 |  | 2.7226 | 0.90326
CREW3 |  | 1.0645 | 0
AMBG3 |  | 0.19926 | 1.4945
TRER3 |  | 0.68772 | 1.6736
ROSK3 |  | 2.7822 | -0.8181
BYST3 |  | 0.68962 | 0.99208
CHME3 |  | 2.036 | 8.8465
CATT3 |  | 0.16481 | 1.4684
WCAR3 |  | 0.18218 | 1.5698
STDE1 |  | 0 | 0
ERL23 |  | 0.28421 | 0.46754
HOU23 |  | 2.6168 | 0.76682
REDH3 |  | 0.44046 | -0.007863
AXEV3 |  | 0.42876 | 0.0078687
WCK23 |  | 2.8842 | 3.3064
WILT3 |  | 0.6382 | 1.7135
SHAR3 |  | 5.396 | 4.6323
DUNS3 |  | 4.4917 | 4.3714
SELW3 |  | 2.3818 | 3.2658
LEAZ3 |  | 2.3818 | 3.2658
TONE3 |  | 0.44041 | -0.0078649
GASH3 |  | 0 | 0
BAHW3 |  | 0.051929 | 0.81802
WATB3 |  | 0.63261 | 4.0278
DILI3 |  | 1.0866 | -0.0097961
TUNL3 |  | 1.5291 | 8.7963
SPRI3 |  | 1.0341 | 8.692
OGWF1 |  | 0 | 0
WDST3 |  | 0 | 0
NORC3 |  | 1.8104 | 12.1128
FDST3 |  | 0.61355 | 1.2577
ALDE3 |  | 0.15937 | 2.0778
BCHP3 |  | 0.75615 | 1.2586
VIRI3 |  | 0 | 0
AMBT3 |  | 0.19923 | 1.4941
REED3 |  | 0 | 0
FIDO3 |  | 0.17276 | 0
DURH3 |  | 0.71562 | 1.2563
BPB23 |  | 0 | 0
HPEP3 |  | 0 | 0
SNRS3 |  | 0 | 0
RKHM3 |  | 0.19871 | 1.49
MTNF3 |  | 3.7873 | 4.3203
LKLB3 |  | 0.18648 | 1.1626
BNCS1 |  | 0.010793 | 0.013808
BEDP3B |  | -0.020873 | -0.11905
FORE31 |  | 2.0029 | 1.1968
FORE32 |  | 2.0029 | 1.1968

## SSC TPR unit rate lookup
Back to Overview
Standard Settlement Configuration Id | Time Pattern Regime Id | Standard Settlement Configuration Desc | Common Decode | Change implemented | Date | Comments
3 | 166 | 10-hour OP | O |  | 2009-09-01 | First published spreadsheet
4 | 168 | 10-hour OP | O | SSC 0330 charge rates corrected | 2010-04-07 | Previous Off-peak rate corrected to charge 2
5 | 100 | 10-hour OP + w/e | O | SSC 0250 charge rate corrected | 2010-06-18 | Previous rate 1 corrected to Off Peak O
6 | 257 | 10.5-hour OP | O | SSC 0134 charge rate corrected | 2012-09-14 | TPR 00101 corrected from Off Peak O to Rate 1
7 | 158 | 10.5-hour OP | O | New SSCs added | 2012-09-26 | New SSCs from 0953 added.
8 | 159 | 10.5-hour OP | O | SSC 0394 charge rate corrected | 2014-04-29 | TPR 01177 corrected to rate 2
9 | 1111 | 10.5-hour OP | O | Table reviewed and updated | 2014-04-29 | New SSCs from 0949 to 0952, 0975 & 0976 and 0982 & 0983 added.
10 | 1104 | 10.5-hour OP | O | Table reviewed and updated | 2014-11-01 | New SSCs from 0984 and 0985 added.
11 | 1112 | 10.5-hour OP | O | SSC 0313 charge code corrected | 2015-03-18 | TPR 01006 corrected to code O
12 | 1116 | 10.5-hour OP | O | SSC 0320 charge code corrected | 2015-03-18 | TPR 00072 corrected to code 2
13 | 139 | 11 Hour OP | EMEB or MIDE only | SSC 0781 charge code corrected | 2015-03-18 | TPR 00327 corrected to code O
15 | 152 | 11 Hour OP | EMEB or MIDE only | SSC 0935 charge code corrected | 2015-03-18 | TPR 00375 corrected to code 1 or Unsupported (SWAE and SWEB)
16 | 113 | 11.5-hour OP | Unsupported (SWEB) | SSC 0953 charge code corrected | 2015-03-18 | TPR 00424 corrected to code 1 or Unsupported (SWAE and SWEB)
17 | 125 | 11.5-hour OP | Unsupported (SWEB) | SSC 0955 charge code corrected | 2015-03-18 | TPR 00206 corrected to code 2
18 | 126 | 11.5-hour OP | Unsupported (SWEB) | SSC 0955 charge code corrected | 2015-03-18 | TPR 00430 corrected to code 1
19 | 127 | 11.5-hour OP | Unsupported (SWEB) | SSC 0956 charge code corrected | 2015-03-18 | TPR 00160 corrected to code 2
20 | 129 | 11.5-hour OP | Unsupported (SWEB) | SSC 0959 charge code corrected | 2015-03-18 | TPR 00160 corrected to code 1
21 | 130 | 11.5-hour OP | Unsupported (SWEB) | SSC 0960 charge code corrected | 2015-03-18 | TPR 00160 corrected to code 2
22 | 131 | 11.5-hour OP | Unsupported (SWEB) | SSC 0960 charge code corrected | 2015-03-18 | TPR 00441 corrected to code 1
23 | 136 | 11-hour OP | O or Unsupported (SWEB) | SSC 0963 charge code corrected | 2015-03-18 | TPR 00160 corrected to code 1
24 | 137 | 11-hour OP | Unsupported (SWEB) | SSC 0964 charge code corrected | 2015-03-18 | TPR 00160 corrected to code 2
25 | 138 | 11-hour OP | Unsupported (SWEB) | SSC 0965 charge code corrected | 2015-03-18 | TPR 00194 corrected to code 2
26 | 141 | 11-hour OP | O | SSC 0969 charge code corrected | 2015-03-18 | TPR 00501 corrected to code 1
28 | 143 | 11-hour OP | O | SSC 0984 charge code corrected | 2015-03-18 | TPR 00512 corrected to code 1
29 | 144 | 11-hour OP | EMEB or MIDE only | SSC 0984 charge code corrected | 2015-03-18 | TPR 00513 corrected to code 2
30 | 145 | 11-hour OP | O | SSC 0985 charge code corrected | 2015-03-18 | TPR 00514 corrected to code 1
31 | 146 | 11-hour OP | O | SSC 0985 charge code corrected | 2015-03-18 | TPR 00515 corrected to code 2
32 | 147 | 11-hour OP | O | SSC 0403 charge code corrected | 2015-03-26 | TPR 01179 corrected to code 2
33 | 228 | 11-hour OP | O or Unsupported (SWEB) | SSC 0959 charge code corrected | 2015-06-11 | TPR 00160 corrected to code 2
34 | 149 | 11-hour OP | O or Unsupported (SWEB) | SSC 0963 charge code corrected | 2015-06-11 | TPR 00160 corrected to code 2
35 | 150 | 11-hour OP | O | SSC 0058 description updated | 2015-06-11 | Key Meter pseudo 2-rate
36 | 151 | 11-hour OP | Unsupported (SWEB) | SSC 0126 description updated | 2015-06-11 | 7-hour E7
37 | 153 | 11-hour OP | Unsupported (SWEB) | SSC 0927 description updated | 2015-06-11 | Unmetered D ("dawn-to-dusk")
38 | 154 | 11-hour OP | O | SSC 0928 description updated | 2015-06-11 | Unmetered C ("half-night & pre-dawn")
39 | 155 | 11-hour OP | O | SSC 0252 charge code corrected | 2015-06-11 | TPR 00212 corrected to code O
40 | 157 | 11.5-hour OP | Unsupported (SWEB) | SSC 0253 charge code corrected | 2015-06-11 | TPR 01290 corrected to code O
41 | 171 | 8.5-hour OP | Unsupported (SWEB) | SSC 0268 charge code corrected | 2015-06-11 | TPR 00193 corrected to code O
42 | 173 | 9-hour OP | Unsupported (SWEB) | SSC 0316 charge code corrected | 2015-06-11 | TPR 00053 corrected to code 2
43 | 174 | 9-hour OP | Unsupported (SWEB) | SSC 0319 charge code corrected | 2015-06-11 | TPR 00071 corrected to code 2
44 | 185 | 8.5-hour OP | Unsupported (SWEB) | SSC 0775 charge code corrected | 2015-06-11 | TPR 00334 corrected to code O
45 | 19 | 11-hour OP + Summer | O | SSC 0776 charge code corrected | 2015-06-11 | TPR 00335 corrected to code O
46 | 78 | 11-hour OP + w/e | O | SSC 0916 charge code corrected | 2015-06-11 | TPR 00315 corrected to code 2
47 | 15 | 11-hour OP + w/e & Summer | O | SSC 0916 charge code corrected | 2015-06-11 | TPR 00316 corrected to code 1
48 | 79 | 11-hour OP + weekends | EMEB or MIDE only | SSC 0917 charge code corrected | 2015-06-11 | TPR 00279 corrected to code 2
49 | 128 | 11.5-hour OP | O | SSC 0917 charge code corrected | 2015-06-11 | TPR 00280 corrected to code 1
50 | 14 | 12-hour OP + w/e & Summer | O | SSC 0942 charge code corrected | 2015-06-11 | TPR 00400 corrected to code 1
51 | 112 | 12-hour night | 1 | SSC 0943 charge code corrected | 2015-06-11 | TPR 00404 corrected to code 1
51 | 120 | 12-hour night | 2 | SSC 0944 charge code corrected | 2015-06-11 | TPR 00406 corrected to code 1
52 | 114 | 12-hour OP | EMEB or MIDE only | SSC 0945 charge code corrected | 2015-06-11 | TPR 00408 corrected to code 1
53 | 115 | 12-hour OP | EMEB or MIDE only | SSC 0946 charge code corrected | 2015-06-11 | TPR 00410 corrected to code 1
55 | 117 | 12-hour OP | EMEB or MIDE only | SSC 0954 charge code corrected | 2015-06-11 | TPR 00426 corrected to code 1
56 | 118 | 12-hour OP | EMEB or MIDE only | SSC 0967 charge code corrected | 2015-06-11 | TPR 00442 corrected to code 1
57 | 119 | 12-hour OP | O | SSC 0970 charge code corrected | 2015-06-11 | TPR 00447 corrected to code 2
58 | 21 | Key Meter pseudo 2-rate | 1 | SSC 0970 charge code corrected | 2015-06-11 | TPR 00448 corrected to code 1
58 | 175 | Key Meter pseudo 2-rate | 1 | SSC 0971 charge code corrected | 2015-06-11 | TPR 00493 corrected to code 1
59 | 121 | 12-hour OP | EMEB or MIDE only
60 | 122 | 12-hour OP | O
62 | 1119 | 8-hour OP (see also SSC 427) | 2 or Unsupported (SWEB)
63 | 172 | 9-hour OP | EMEB or MIDE only
64 | 1105 | 12-hour OP | O
65 | 10 | 12-hour OP + Summer | O
66 | 1106 | 12-hour OP + Summer | O
67 | 102 | 12.5-hour OP | Unsupported (SWEB)
71 | 109 | 12.5-hour OP | O
72 | 111 | 12.5-hour OP | O
73 | 156 | 12.5-hour OP | Unsupported (SWEB)
74 | 17 | 12.5-hour OP + Summer | O
75 | 62 | 12.5-hour OP + w/e | O
76 | 63 | 12.5-hour OP + w/e | O
77 | 134 | 12.5-hour OP + w/e | O
78 | 13 | 12.5-hour OP + w/e & Summer | O
79 | 97 | 14-hour E7 | 2
79 | 164 | 14-hour E7 | 1
80 | 96 | 14-hour Off Peak | O
81 | 60 | 14-hour OP + Sun | O
82 | 83 | 14.5-hour OP | O
83 | 84 | 14.5-hour OP | O
84 | 85 | 14.5-hour OP | O
85 | 86 | 14.5-hour OP | O
86 | 1107 | 14.5-hour OP | O
87 | 1109 | 14.5-hour OP | O
88 | 1113 | 14.5-hour OP | O
91 | 3 | 14.5-hour OP + Summer | O
92 | 4 | 14.5-hour OP + Summer | O
93 | 30 | split 7-hour E7 | 1
93 | 214 | split 7-hour E7 | 2
94 | 1108 | 14.5-hour OP + Summer | O
95 | 1110 | 14.5-hour OP + Summer | O
96 | 1114 | 14.5-hour OP + Summer | O
97 | 54 | 14.5-hour OP + w/e | O
98 | 12 | 14.5-hour OP + w/e & Summer | O
99 | 75 | 15-hour OP | EMEB or MIDE only
100 | 76 | 15-hour OP | EMEB or MIDE only
101 | 7 | 15-hour OP + w/e & Summer | O
102 | 8 | 15-hour OP + w/e & Summer | O
103 | 9 | 15-hour OP + w/e & Summer | O
104 | 61 | 15.5-hour OP | Unsupported (SWEB)
105 | 65 | 15.5-hour OP | O
106 | 66 | 15.5-hour OP | Unsupported (SWEB)
107 | 67 | 15.5-hour OP | Unsupported (SWEB)
108 | 68 | 15.5-hour OP | Unsupported (SWEB)
109 | 69 | 15.5-hour OP | O
110 | 1348 | 15.5-hour OP | O
111 | 91 | 15.5-hour OP + Summer | O
112 | 22 | 15.5-hour OP + w/e | EMEB or MIDE only
113 | 23 | 15.5-hour OP + w/e | EMEB or MIDE only
115 | 25 | 15.5-hour OP + w/e | O
116 | 26 | 15.5-hour OP + w/e | O
117 | 1349 | 15.5-hour OP + w/e | O
118 | 6 | 15.5-hour OP + w/e & Summer | O
119 | 1350 | 15.5-hour OP + w/e & Summer | O
120 | 11 | 9-hour OP | O
121 | 26 | 2-rate terms | 2
121 | 224 | 2-rate terms | 1
122 | 201 | 2-rate SToD | 1
122 | 245 | 2-rate SToD | 2
123 | 1307 | 2-rate variable SToD | 1
124 | 1319 | 2-rate variable SToD | 1
125 | 1315 | 2-rate variable SToD | 1
126 | 1193 | 7-hour E7 | 1
126 | 1194 | 7-hour E7 | 2
127 | 80 | 3-rate SToD | Unsupported (SWEB)
127 | 148 | 3-rate SToD | 1
127 | 221 | 3-rate SToD | 2 or Unsupported (SWEB)
128 | 1120 | Dom/Non-dom Seasonal (link SSC 0342) | 1
128 | 1121 | Dom/Non-dom Seasonal (link SSC 0342) | 1
128 | 1122 | Dom/Non-dom Seasonal (link SSC 0342) | 2
129 | 169 | 3-rate SToD | 1
129 | 202 | 3-rate SToD | 1
129 | 222 | 3-rate SToD | 2
130 | 1308 | 3-rate variable | 1
130 | 1309 | 3-rate variable | 1
130 | 1310 | 3-rate variable | 2
131 | 1311 | 3-rate variable | 1
131 | 1312 | 3-rate variable | 1
131 | 1313 | 3-rate variable | 2
132 | 92 | 4-rate SToD | EMEB or MIDE only
132 | 210 | 4-rate SToD | 2
132 | 234 | 4-rate SToD | EMEB or MIDE only
132 | 236 | 4-rate SToD | EMEB or MIDE only
133 | 92 | 4-rate SToD | 1
133 | 210 | 4-rate SToD | 2
133 | 233 | 4-rate SToD | 1
133 | 246 | 4-rate SToD | 1
134 | 101 | 4-rate SToD | 1
134 | 210 | 4-rate SToD | 2
134 | 232 | 4-rate SToD | 1
134 | 250 | 4-rate SToD | 1
135 | 38 | 4-rate SToD | 1
135 | 80 | 4-rate SToD | 1
135 | 221 | 4-rate SToD | 2 or Unsupported (SWEB)
135 | 247 | 4-rate SToD | 1
136 | 124 | 4-rate SToD | 1
136 | 202 | 4-rate SToD | 1
136 | 222 | 4-rate SToD | 2
136 | 246 | 4-rate SToD | 1
137 | 203 | 4-rate SToD | closed - no longer exists - was used SPM only
137 | 222 | 4-rate SToD | closed - no longer exists - was used SPM only
137 | 223 | 4-rate SToD | closed - no longer exists - was used SPM only
137 | 229 | 4-rate SToD | closed - no longer exists - was used SPM only
138 | 5 | 4-rate SToD | EMEB or MIDE only
138 | 88 | 4-rate SToD | EMEB or MIDE only
138 | 208 | 4-rate SToD | 2
138 | 235 | 4-rate SToD | EMEB or MIDE only
140 | 1395 | split 7-hour E7 | 2
140 | 1396 | split 7-hour E7 | 1
141 | 189 | 5-rate SToD | 1
141 | 210 | 5-rate SToD | 2
141 | 233 | 5-rate SToD | 1
141 | 249 | 5-rate SToD | 1
141 | 252 | 5-rate SToD | 1
142 | 132 | 5-rate SToD | 1
142 | 206 | 5-rate SToD | 2
142 | 230 | 5-rate SToD | 1
142 | 249 | 5-rate SToD | 1
142 | 252 | 5-rate SToD | 1
143 | 47 | 15-hour OP | O
144 | 93 | 6-rate SToD | 1
144 | 208 | 6-rate SToD | 2
144 | 239 | 6-rate SToD | 1
144 | 243 | 6-rate SToD | 1
144 | 248 | 6-rate SToD | 1
144 | 251 | 6-rate SToD | 1
145 | 210 | 6-rate SToD | 2
145 | 249 | 6-rate SToD | 1
145 | 92 | 6-rate SToD | EMEB or MIDE only
145 | 240 | 6-rate SToD | EMEB or MIDE only
145 | 244 | 6-rate SToD | EMEB or MIDE only
145 | 252 | 6-rate SToD | 1
146 | 73 | 6-rate SToD | 1
146 | 93 | 6-rate SToD | 1
146 | 208 | 6-rate SToD | 2
146 | 239 | 6-rate SToD | 1
146 | 248 | 6-rate SToD | 1
146 | 251 | 6-rate SToD | 1
147 | 99 | 6-rate SToD | 1
147 | 206 | 6-rate SToD | 2
147 | 238 | 6-rate SToD | 1
147 | 242 | 6-rate SToD | 1
147 | 249 | 6-rate SToD | 1
147 | 252 | 6-rate SToD | 1
148 | 1152 | 7-hour OP (see also SSC 0185) | 2 or Unsupported (SWEB)
149 | 1394 | Smart 7, heating | 2
150 | 42 | 7-hour E7 | 1
150 | 207 | 7-hour E7 | 2
151 | 43 | 7-hour E7 | 1
151 | 210 | 7-hour E7 | 2 or Unsupported (SWEB)
152 | 45 | 7-hour E7 | 1
152 | 211 | 7-hour E7 | 2
153 | 46 | 7-hour E7 | 1
153 | 212 | 7-hour E7 | 2
154 | 39 | 7-hour E7 | 1
154 | 221 | 7-hour E7 | 2
155 | 51 | split 7-hour E7 | EMEB or MIDE only
155 | 200 | split 7-hour E7 | EMEB or MIDE only
156 | 1000 | 7-hour E7 | 2
156 | 1001 | 7-hour E7 | 1
157 | 1002 | 7-hour E7 | 2
157 | 1003 | 7-hour E7 | 1
158 | 1008 | 7-hour E7 | 2
158 | 1009 | 7-hour E7 | 1
159 | 28 | 12-hour OP | O or Unsupported (SWEB)
160 | 1014 | 7-hour E7 | 2
160 | 1015 | 7-hour E7 | 1
161 | 1018 | 7-hour E7 | 2
161 | 1019 | 7-hour E7 | 1
162 | 1020 | 7-hour E7 | 2
162 | 1021 | 7-hour E7 | 1
163 | 1034 | 7-hour E7 | 2
163 | 1035 | 7-hour E7 | 1
164 | 1037 | 7-hour E7 | 2
164 | 1038 | 7-hour E7 | 1
165 | 1039 | 7-hour E7 | 2
165 | 1040 | 7-hour E7 | 1
166 | 1048 | 7-hour E7 | 2
166 | 1049 | 7-hour E7 | 1
167 | 1055 | 7-hour E7 | 1
167 | 1056 | 7-hour E7 | 2
168 | 1057 | 7-hour E7 | 1
168 | 1058 | 7-hour E7 | 2
169 | 1059 | 7-hour E7 | 1
169 | 1060 | 7-hour E7 | 2
170 | 1061 | 7-hour E7 | 1
170 | 1062 | 7-hour E7 | 2
171 | 1063 | 7-hour E7 | 1
171 | 1064 | 7-hour E7 | 2
172 | 1065 | 7-hour E7 | 1
172 | 1066 | 7-hour E7 | 2
173 | 1067 | 7-hour E7 | 1
173 | 1068 | 7-hour E7 | 2
174 | 1071 | 7-hour E7 | 1
174 | 1072 | 7-hour E7 | 2
175 | 1078 | 7-hour E7 | 1
175 | 1079 | 7-hour E7 | 2
176 | 1124 | 7-hour E7 | 1
176 | 1125 | 7-hour E7 | 2
177 | 1126 | 7-hour E7 | 1
177 | 1127 | 7-hour E7 | 2
178 | 1128 | 7-hour E7 (Cornwall & def reinforcement) | 1
178 | 1129 | 7-hour E7 (Cornwall & def reinforcement) | 2
179 | 1139 | 7-hour E7 | 1
179 | 1140 | 7-hour E7 | 2
180 | 1141 | 7-hour E7 | 1
180 | 1142 | 7-hour E7 | 2
181 | 1143 | 7-hour E7 | 1
181 | 1144 | 7-hour E7 | 2
182 | 1145 | 7-hour E7 | 1
182 | 1146 | 7-hour E7 | 2
183 | 1147 | 7-hour E7 | 1
183 | 1148 | 7-hour E7 | 2
184 | 1149 | 7-hour E7 | 1
184 | 1150 | 7-hour E7 | 2
185 | 1151 | 7-hour E7 | 1
185 | 1152 | 7-hour E7 | 2
186 | 1153 | 7-hour E7 | 1
186 | 1154 | 7-hour E7 | 2
187 | 1324 | 7-hour E7 | 2
187 | 1325 | 7-hour E7 | 1
188 | 1191 | 7-hour E7 | 2
188 | 1192 | 7-hour E7 | 1
189 | 1233 | 7-hour E7 | EMEB or MIDE only
189 | 1234 | 7-hour E7 | EMEB or MIDE only
190 | 1238 | 7-hour E7 | EMEB or MIDE only
190 | 1239 | 7-hour E7 | EMEB or MIDE only
191 | 1240 | 7-hour E7 | EMEB or MIDE only
191 | 1241 | 7-hour E7 | EMEB or MIDE only
192 | 1242 | 7-hour E7 | EMEB or MIDE only
192 | 1243 | 7-hour E7 | EMEB or MIDE only
193 | 1244 | 7-hour E7 | EMEB or MIDE only
193 | 1245 | 7-hour E7 | EMEB or MIDE only
194 | 1246 | 7-hour E7 | EMEB or MIDE only
194 | 1247 | 7-hour E7 | EMEB or MIDE only
195 | 1248 | 7-hour E7 | EMEB or MIDE only
195 | 1249 | 7-hour E7 | EMEB or MIDE only
196 | 1250 | 7-hour E7 | EMEB or MIDE only
196 | 1251 | 7-hour E7 | EMEB or MIDE only
197 | 1252 | 7-hour E7 | EMEB or MIDE only
197 | 1253 | 7-hour E7 | EMEB or MIDE only
198 | 1254 | 7-hour E7 | EMEB or MIDE only
198 | 1255 | 7-hour E7 | EMEB or MIDE only
199 | 1256 | 7-hour E7 | EMEB or MIDE only
199 | 1257 | 7-hour E7 | EMEB or MIDE only
201 | 1265 | 7-hour E7 | EMEB or MIDE only
201 | 1266 | 7-hour E7 | EMEB or MIDE only
202 | 1267 | 7-hour E7 | EMEB or MIDE only
202 | 1268 | 7-hour E7 | EMEB or MIDE only
203 | 1269 | 7-hour E7 | EMEB or MIDE only
203 | 1270 | 7-hour E7 | EMEB or MIDE only
204 | 1271 | 7-hour E7 | EMEB or MIDE only
204 | 1272 | 7-hour E7 | EMEB or MIDE only
205 | 1273 | 7-hour E7 | EMEB or MIDE only
205 | 1274 | 7-hour E7 | EMEB or MIDE only
206 | 1275 | 7-hour E7 | EMEB or MIDE only
206 | 1276 | 7-hour E7 | EMEB or MIDE only
207 | 1277 | 7-hour E7 | EMEB or MIDE only
207 | 1278 | 7-hour E7 | EMEB or MIDE only
208 | 1279 | 7-hour E7 | EMEB or MIDE only
208 | 1280 | 7-hour E7 | EMEB or MIDE only
209 | 1286 | 7-hour E7 | 2
209 | 1287 | 7-hour E7 | 1
210 | 1293 | 7-hour E7 | 2
210 | 1294 | 7-hour E7 | 1
211 | 1295 | 7-hour E7 | 2
211 | 1296 | 7-hour E7 | 1
212 | 1297 | 7-hour E7 | 2
212 | 1298 | 7-hour E7 | 1
213 | 1299 | 7-hour E7 | 2
213 | 1300 | 7-hour E7 | 1
214 | 1326 | 7-hour E7 | 2
214 | 1327 | 7-hour E7 | 1
215 | 1328 | 7-hour E7 | 2
215 | 1329 | 7-hour E7 | 1
216 | 1330 | 7-hour E7 | 2
216 | 1331 | 7-hour E7 | 1
217 | 1332 | 7-hour E7 | 2
217 | 1333 | 7-hour E7 | 1
218 | 1334 | 7-hour E7 | 2
218 | 1335 | 7-hour E7 | 1
219 | 1336 | 7-hour E7 | 2
219 | 1337 | 7-hour E7 | 1
220 | 1338 | 7-hour E7 | 2
220 | 1339 | 7-hour E7 | 1
221 | 1340 | 7-hour E7 | 2
221 | 1341 | 7-hour E7 | 1
222 | 1342 | 7-hour E7 | 2
222 | 1343 | 7-hour E7 | 1
223 | 1344 | 7-hour E7 | 2
223 | 1345 | 7-hour E7 | 1
224 | 1353 | 7-hour E7 | 2
224 | 1354 | 7-hour E7 | 1
225 | 1355 | 7-hour E7 | 2
225 | 1356 | 7-hour E7 | 1
226 | 1357 | 7-hour E7 | 2
226 | 1358 | 7-hour E7 | 1
227 | 1359 | 7-hour E7 | 2
227 | 1360 | 7-hour E7 | 1
228 | 1361 | Supertariff heating | O
228 | 1399 | Supertariff heating | O
229 | 1362 | Supertariff heating | O
229 | 1400 | Supertariff heating | O
230 | 1363 | 7-hour E7 | O
230 | 1401 | 7-hour E7 | O
231 | 1371 | split 7-hour E7 | 2
231 | 1372 | split 7-hour E7 | 1
233 | 1375 | split 7-hour E7 | 2
233 | 1376 | split 7-hour E7 | 1
234 | 1377 | split 7-hour E7 | 2
234 | 1378 | split 7-hour E7 | 1
235 | 1379 | split 7-hour E7 | 2
235 | 1380 | split 7-hour E7 | 1
236 | 1381 | split 7-hour E7 | 2
236 | 1382 | split 7-hour E7 | 1
237 | 1383 | split 7-hour E7 | 2
237 | 1384 | split 7-hour E7 | 1
238 | 1385 | 7-hour E7 | 2
238 | 1386 | 7-hour E7 | 1
241 | 1042 | 7-hour E7 (differential switching) | 2
241 | 1043 | 7-hour E7 (differential switching) | 1
242 | 44 | 7-hour night | 1
242 | 208 | 7-hour night | 2
243 | 21 | Key Meter pseudo 2-rate | 1
243 | 231 | Key Meter pseudo 2-rate | 1 or Unsupported (SWEB)
244 | 40 | 7-hour E7 | 1
244 | 206 | 7-hour E7 | 2
245 | 1012 | 7-hour night | 2
245 | 1013 | 7-hour night | 1
246 | 160 | Economy 7 Day & Night | 2
246 | 276 | Economy 7 Day & Night | 1
246 | 277 | Economy 7 Day & Night | 1
247 | 1288 | 7-hour night | 1
247 | 1289 | 7-hour night | 2
248 | 1174 | 7-hour E7 | 1
248 | 1175 | 7-hour E7 | 2
249 | 1351 | 7-hour night | 2
249 | 1352 | 7-hour night | 1
250 | 206 | 7-hour OP | O
251 | 210 | 7-hour OP | O
252 | 212 | 7-hour OP | O
253 | 1290 | 7-hour OP | O
254 | 1316 | 7-hour variable E7 (Menter B) | 2
254 | 1317 | 7-hour variable E7 (Menter B) | 1
255 | 1320 | 7-hour variable E7 (Menter A) | 2
255 | 1321 | 7-hour variable E7 (Menter A) | 1
257 | 57 | 8-hour E7 | 1
257 | 196 | 8-hour E7 | 2
258 | 56 | 8-hour night | 1
258 | 195 | 8-hour night | 2
259 | 94 | 10-hour night | 1
259 | 167 | 10-hour night | 2
260 | 59 | 8-hour night | EMEB or MIDE only
260 | 191 | 8-hour night | EMEB or MIDE only
261 | 55 | 8-hour night | 1
261 | 194 | 8-hour night | 2 or Unsupported (SWEB)
262 | 57 | 8-hour night | 1
262 | 196 | 8-hour night | 2 or Unsupported (SWAE)
263 | 1010 | 8-hour night | 2
263 | 1011 | 8-hour night | 1
264 | 1069 | 8-hour night | 1
264 | 1070 | 8-hour night | 2
265 | 190 | 8-hour OP | O or Unsupported (SWEB)
266 | 191 | 8-hour OP | O
267 | 192 | 8-hour OP | O
268 | 193 | 8-hour OP | O or Unsupported (SWEB)
269 | 194 | 8-hour OP | O
270 | 196 | 8-hour OP | O or Unsupported (SWEB)
271 | 1088 | 8-hour OP | O
272 | 1089 | 8-hour OP | O
273 | 1090 | 8-hour OP | O
274 | 1115 | 8-hour OP | O
276 | 1347 | 8-hour OP | O
277 | 52 | 8-hour OP + Summer | O
278 | 105 | 8-hour OP + w/e | O
279 | 16 | 8-hour OP + w/e & Summer | O
280 | 170 | 8-hour OP + weekends | EMEB or MIDE only
281 | 11 | 9-hour night | 2
281 | 95 | 9-hour night | 1
283 | 1016 | 9-hour night (differential switching) | 1
283 | 1017 | 9-hour night (differential switching) | 2
284 | 177 | 9-hour OP | O
285 | 178 | 9-hour OP | EMEB or MIDE only
286 | 103 | 9-hour OP + w/e | O
287 | 1364 | Boiler | O
287 | 1402 | Boiler | O
288 | 1036 | Budget Warmth | O
289 | 1041 | Budget Warmth | O
290 | 1050 | Budget Warmth | O
291 | 1051 | Budget Warmth | O
292 | 1052 | Budget Warmth | O
297 | 1367 | Budget Warmth | O
298 | 1368 | Budget Warmth | O
299 | 1053 | Budget Warmth | O
300 | 1080 | Flexiheat Day/Evening/Weekend | 1
300 | 1081 | Flexiheat Day/Evening/Weekend | 1
301 | 1095 | Flexiheat (weather) Day/Evening/Weekend | 1
301 | 1096 | Flexiheat (weather) Day/Evening/Weekend | 1
302 | 1101 | Superdeal Day/Night | 1
302 | 1102 | Superdeal Day/Night | 1
303 | 1054 | Budget Warmth | O
304 | 1083 | Budget Warmth | O
305 | 1084 | Domestic heating tariff | 1
305 | 1085 | Domestic heating tariff | 2
306 | 1086 | Domestic heating tariff | 1
306 | 1087 | Domestic heating tariff | 2
307 | 1091 | Domestic heating tariff | 1
307 | 1092 | Domestic heating tariff | 2
308 | 1093 | Domestic heating tariff | 1
308 | 1094 | Domestic heating tariff | 2
309 | 1098 | Superdeal (weather) Day/Night | 1
309 | 1099 | Superdeal (weather) Day/Night | 1
310 | 1155 | E10 type 1 (general purpose) | 2
310 | 1156 | E10 type 1 (general purpose) | 1
312 | 1154 | 7-hour OP (see also SSC 186) | 2
313 | 1006 | Domestic E9 A | O
314 | 104 | 13-hour OP | EMEB or MIDE only
315 | 178 | Evening/night | EMEB or MIDE only
315 | 227 | Evening/night | EMEB or MIDE only
316 | 53 | Evening/Weekend | 2
316 | 198 | Evening/Weekend | 1
317 | 70 | Evening/Weekend | 2 or Unsupported (SWAE)
317 | 183 | Evening/Weekend | 1 or Unsupported (SWAE)
318 | 74 | Evening/Weekend | 1
318 | 180 | Evening/Weekend | 1
319 | 71 | 12-hour Evening/Weekend | 2 or Unsupported (SWAE and SWEB)
319 | 183 | 12-hour Evening/Weekend | 1 or Unsupported (SWAE and SWEB)
320 | 72 | Evening/Weekend | 2
320 | 184 | Evening/Weekend | 1
321 | 1004 | Evening/Weekend | 1
321 | 1005 | Evening/Weekend | 1
322 | 1073 | Evening/Weekend | 1
322 | 1074 | Evening/Weekend | 1
323 | 1284 | Evening/Weekend | 1
323 | 1285 | Evening/Weekend | Unsupported (SWAE)
324 | 1007 | Domestic E9 B | 1
325 | 183 | Evening/Weekend E7 | 1
325 | 186 | Evening/Weekend E7 | 1
325 | 206 | Evening/Weekend E7 | 2
326 | 184 | Evening/Weekend E7 | 1
326 | 187 | Evening/Weekend E7 | 2 or Unsupported (SWAE)
326 | 210 | Evening/Weekend E7 | 2 or Unsupported (SWAE)
327 | 135 | Evening/Weekend E7 | 1
327 | 198 | Evening/Weekend E7 | 1
327 | 222 | Evening/Weekend E7 | 2
328 | 1022 | Evening/Weekend E7 | 1
328 | 1023 | Evening/Weekend E7 | 2
328 | 1024 | Evening/Weekend E7 | 1
329 | 1027 | Evening/Weekend E7 | 1
329 | 1028 | Evening/Weekend E7 | 2
329 | 1029 | Evening/Weekend E7 | 1
330 | 1075 | Evening/Weekend E7 | 2
330 | 1076 | Evening/Weekend E7 | 1
330 | 1077 | Evening/Weekend E7 | 2
331 | 1167 | Evening/Weekend E7 | 1
331 | 1168 | Evening/Weekend E7 | 1
331 | 1169 | Evening/Weekend E7 | 2
332 | 1235 | Evening/Weekend E7 | EMEB or MIDE only
332 | 1236 | Evening/Weekend E7 | EMEB or MIDE only
332 | 1237 | Evening/Weekend E7 | EMEB or MIDE only
334 | 1131 | 3-rate heating, (link SSC 0343) | 1
334 | 1132 | 3-rate heating, (link SSC 0343) | 1
334 | 1133 | 3-rate heating, (link SSC 0343) | 2
335 | 18 | Grain Drying | 1
336 | 20 | Grain drying | O
337 | 82 | Grain drying | O
338 | 1365 | Heating | 2
338 | 1366 | Heating | 1
339 | 1025 | Local Authority Heating | O
340 | 1030 | Local Authority Heating | O
341 | 1032 | Local Authority Heating | O
342 | 1123 | Dom & Non-dom Seasonal (link SSC 0128) | 2
343 | 1134 | 3-rate heating, water heating | 2
344 | 1135 | 7-hour E7, Day + Night (link SSC 0345) | 1
344 | 1136 | 7-hour E7, Day + Night (link SSC 0345) | O
344 | 1137 | 7-hour E7, Day + Night (link SSC 0345) | 2
345 | 1138 | 7-hour E7, Day + Night (link SSC 0344) | 2
346 | 1130 | Non-Standard OP (8+3 hour) | O or Unsupported (SWEB)
347 | 48 | Non-Standard OP | O
348 | 49 | Non-Standard OP | O
349 | 50 | 7-hour E7 | 1
349 | 222 | 7-hour E7 | 2
350 | 1047 | Warmwise heating | O
351 | 1082 | Flexiheat heating | 1
352 | 1097 | Flexiheat (weather) heating | 1
353 | 1103 | Superdeal heating | 1
354 | 64 | 12-hour OP | EMEB or MIDE only
355 | 1392 | Smart 7, Day/Night | 1
355 | 1393 | Smart 7, Day/Night | 1
357 | 1200 | split 10-hour Heatwise | EMEB or MIDE only
357 | 1201 | split 10-hour Heatwise | EMEB or MIDE only
358 | 1202 | split 10-hour Heatwise | EMEB or MIDE only
358 | 1203 | split 10-hour Heatwise | EMEB or MIDE only
359 | 1204 | split 10-hour Heatwise | EMEB or MIDE only
359 | 1205 | split 10-hour Heatwise | EMEB or MIDE only
360 | 1206 | split 10-hour Heatwise | EMEB or MIDE only
360 | 1207 | split 10-hour Heatwise | EMEB or MIDE only
361 | 1208 | split 10-hour Heatwise | EMEB or MIDE only
361 | 1209 | split 10-hour Heatwise | EMEB or MIDE only
362 | 1210 | split 10-hour Heatwise | EMEB or MIDE only
362 | 1211 | split 10-hour Heatwise | EMEB or MIDE only
363 | 1212 | split 10-hour Heatwise | EMEB or MIDE only
363 | 1213 | split 10-hour Heatwise | EMEB or MIDE only
364 | 1214 | split 10-hour Heatwise | EMEB or MIDE only
364 | 1215 | split 10-hour Heatwise | EMEB or MIDE only
365 | 1216 | split 10-hour Heatwise | EMEB or MIDE only
365 | 1217 | split 10-hour Heatwise | EMEB or MIDE only
366 | 1218 | split 10-hour Heatwise | EMEB or MIDE only
366 | 1219 | split 10-hour Heatwise | EMEB or MIDE only
367 | 1220 | split 10-hour Heatwise | EMEB or MIDE only
367 | 1221 | split 10-hour Heatwise | EMEB or MIDE only
368 | 1222 | split 10-hour Heatwise | EMEB or MIDE only
368 | 1223 | split 10-hour Heatwise | EMEB or MIDE only
369 | 1224 | split 10-hour Heatwise | EMEB or MIDE only
369 | 1225 | split 10-hour Heatwise | EMEB or MIDE only
370 | 1226 | split 10-hour Heatwise | EMEB or MIDE only
370 | 1227 | split 10-hour Heatwise | EMEB or MIDE only
371 | 1228 | split 10-hour Heatwise | EMEB or MIDE only
371 | 1229 | split 10-hour Heatwise | EMEB or MIDE only
372 | 1180 | Evening/Weekend | 1
372 | 1181 | Evening/Weekend | 1
373 | 31 | split 7-hour E7 | 1
373 | 213 | split 7-hour E7 | 2
374 | 30 | split 7-hour E7 | 1
374 | 214 | split 7-hour E7 | 2
375 | 32 | split 7-hour E7 | 1
375 | 215 | split 7-hour E7 | 2
376 | 34 | split 7-hour E7 | 1
376 | 216 | split 7-hour E7 | 2
377 | 35 | split 7-hour E7 | 1
377 | 217 | split 7-hour E7 | 2
378 | 36 | split 7-hour E7 | 1
378 | 218 | split 7-hour E7 | 2
380 | 37 | split 7-hour E7 | 1
380 | 220 | split 7-hour E7 | 2
381 | 1170 | split 7-hour E7 | 2
381 | 1171 | split 7-hour E7 | 1
382 | 1172 | split 7-hour E7 | 2
382 | 1173 | split 7-hour E7 | 1
384 | 1185 | 7-hour E7 | 1
384 | 1186 | 7-hour E7 | 2
385 | 1260 | split 7-hour E7 | EMEB or MIDE only
385 | 1261 | split 7-hour E7 | EMEB or MIDE only
386 | 1184 | 9-hour OP | O
387 | 1183 | 15.5-hour OP | O
388 | 1262 | split 7-hour E7 | EMEB or MIDE only
388 | 1263 | split 7-hour E7 | EMEB or MIDE only
389 | 1182 | 12.5-hour OP | O
390 | 1291 | split 7-hour E7 | 2
390 | 1292 | split 7-hour E7 | 1
391 | 29 | Summer & Winter w/e | O
392 | 90 | Summer Unrestricted | 1
393 | 1 | Unrestricted | 1
394 | 1176 | 10-hour night | 1
394 | 1177 | 10-hour night | 2
395 | 1044 | Warmwise Day/Night | 2
395 | 1045 | Warmwise Day/Night | 1
395 | 1046 | Warmwise Day/Night | 1
396 | 1323 | 2-rate SToD | 1
397 | 1346 | 9-hour heating | 1
398 | 72 | 12-hour OP + w/e | 2
399 | 27 | 15-hour OP + w/e | Unsupported (SWAE)
400 | 58 | 8-hour night | 1
400 | 190 | 8-hour night | 2 or Unsupported (SWAE)
401 | 1157 | E10 type 1(heating circuit) | O
403 | 1178 | 12-hour night | 1
403 | 1179 | 12-hour night | 2
404 | 1161 | Redring Boiler (general purpose) | 2
404 | 1162 | Redring Boiler (general purpose) | 1
405 | 1163 | Redring Boiler (heating circuit) | O
406 | 77 | Cyclocontrol 3 | O
407 | 81 | Cyclocontrol 4 | O
408 | 87 | Cyclocontrol 5 | O
409 | 89 | Cyclocontrol 6 | O
410 | 98 | Cyclocontrol 7 | O
411 | 106 | Cyclocontrol 8 | O
412 | 107 | Cyclocontrol 9 | O
413 | 108 | Cyclocontrol 10 | O
414 | 110 | Cyclocontrol 11 | O
415 | 165 | Cyclocontrol 12 | O
416 | 179 | Cyclocontrol 13 | O
417 | 209 | Cyclocontrol 14 | O
418 | 188 | Cyclocontrol 15 | O
419 | 176 | Cyclocontrol 16 | O
420 | 253 | Cyclocontrol 17 | O
421 | 222 | Cyclocontrol 18 | O
422 | 254 | Cyclocontrol 19 | O
423 | 255 | Cyclocontrol 20 | O
424 | 256 | Cyclocontrol 21 | O
425 | 1100 | Superdeal (weather) heating | 2
426 | 1189 | 7-hour E7 | 1
426 | 1190 | 7-hour E7 | 2
427 | 1118 | Day/Night (White meter) | 1
427 | 1119 | Day/Night (White meter) | 2 or Unsupported (SWEB)
428 | 258 | Unmetered Type A ("flat" profile) | U
428 | 259 | Unmetered Type A ("flat" profile) | U
429 | 260 | Unmetered B ("dusk-to-dawn") | U
429 | 261 | Unmetered B ("dusk-to-dawn") | U
430 | 264 | Unmetered C ("half-night & pre-dawn") | U
430 | 265 | Unmetered C ("half-night & pre-dawn") | U
431 | 262 | Unmetered D ("dawn-to-dusk") | U
431 | 263 | Unmetered D ("dawn-to-dusk") | U
432 | 1397 | 7-hour E7 | 1
432 | 1398 | 7-hour E7 | 2
434 | 269 | 12 Hour OP | EMEB or MIDE only
435 | 270 | Domestic 3-rate heating | 1
435 | 271 | Domestic 3-rate heating | 1
435 | 272 | Domestic 3-rate heating | 2
436 | 273 | 3-Rate Seasonal | 1
436 | 274 | 3-Rate Seasonal | 1
436 | 275 | 3-Rate Seasonal | 2
437 | 1403 | Lifestyle Tariff | 2
437 | 1404 | Lifestyle Tariff | 1
437 | 1405 | Lifestyle Tariff | 1
439 | 346 | Split 7-hour E7 | 2
439 | 349 | Split 7-hour E7 | 1
440 | 210 | 3-rate ToW | 2
440 | 347 | 3-rate ToW | EMEB or MIDE only
440 | 348 | 3-rate ToW | EMEB or MIDE only
441 | 206 | 4-rate SToD | 2
441 | 350 | 4-rate SToD | 1
441 | 351 | 4-rate SToD | 1
441 | 352 | 4-rate SToD | 1
442 | 356 | 7-hour E7 | EMEB or MIDE only
442 | 357 | 7-hour E7 | EMEB or MIDE only
443 | 358 | Evening/Weekend | 1
443 | 359 | Evening/Weekend | 2 or Unsupported (SWAE)
444 | 208 | Evening/Weekend E7 | 2
444 | 358 | Evening/Weekend E7 | Unsupported (SWAE)
444 | 360 | Evening/Weekend E7 | Unsupported (SWAE)
445 | 1406 | 7-hour variable E7 | 1
445 | 1407 | 7-hour variable E7 | 2
446 | 1408 | 7-hour variable E7 | 1
446 | 1409 | 7-hour variable E7 | 2
447 | 206 | 7-hour OP | 2
448 | 1125 | 7-hour OP | 2
449 | 1127 | 7-hour OP | 2
450 | 1129 | 7-hour OP | 2
451 | 1140 | 7-hour OP | 2
452 | 1142 | 7-hour OP | 2
453 | 1144 | 7-hour OP | 2
454 | 1146 | 7-hour OP | 2
455 | 1148 | 7-hour OP | 2
456 | 1150 | 7-hour OP | 2
459 | 1398 | 7-hour OP | 2
460 | 361 | 12 Hours OP | O
461 | 361 | 12 Hours OP | O
462 | 362 | 8 Hours OP | O
463 | 363 | 10.5 Hours OP | O
464 | 364 | Weekender Tariff (V1) | 1
464 | 365 | Weekender Tariff (V1) | 1
465 | 1410 | Weekender Tariff (V2) | 1
465 | 1411 | Weekender Tariff (V2) | 1
466 | 366 | Maximum Demand Register | EMEB or MIDE only
467 | 367 | Maximum Demand Register | EMEB or MIDE only
468 | 368 | Maximum Demand Register | EMEB or MIDE only
469 | 369 | Maximum Demand Register | EMEB or MIDE only
470 | 370 | Maximum Demand Register | EMEB or MIDE only
473 | 1412 | Economy 7 - all purpose tariff G63 | 1
473 | 1413 | Economy 7 - all purpose tariff G63 | 2
474 | 1414 | split 7hr o/p | O
475 | 1415 | Split 7hr E7 | 1
475 | 1416 | Split 7hr E7 | 2
476 | 1417 | 14.5 hr o/p | O
477 | 1418 | 14.5 hr o/p | O
478 | 1419 | Evening/Weekend E7 | 1
478 | 1420 | Evening/Weekend E7 | 1
478 | 1421 | Evening/Weekend E7 | 2
479 | 1424 | Split 7-hour E7 | 2
479 | 1425 | Split 7-hour E7 | 1
480 | 1426 | Split 7-hour E7 | 2
480 | 1427 | Split 7-hour E7 | 1
481 | 1428 | Split 7-hour E7 | 2
481 | 1429 | Split 7-hour E7 | 1
482 | 378 | Micro-PV Export Import Profile Class 1 | G
483 | 379 | Micro-PV Export Import Profile Class 2 | G
484 | 380 | Micro-PV Export Import Profile Class 3 | G
485 | 381 | Micro-PV Export Import Profile Class 4 | G
486 | 382 | Micro-PV Export Import Profile Class 5 | G
487 | 383 | Micro-PV Export Import Profile Class 6 | G
488 | 384 | Micro-PV Export Import Profile Class 7 | G
489 | 385 | Micro-PV Export Import Profile Class 8 | G
490 | 386 | Micro-CHP Export Import Profile Class 1 | G
491 | 387 | Micro-CHP Export Import Profile Class 2 | G
492 | 388 | Micro-CHP Export Import Profile Class 3 | G
493 | 389 | Micro-CHP Export Import Profile Class 4 | G
494 | 390 | Micro-CHP Export Import Profile Class 5 | G
495 | 391 | Micro-CHP Export Import Profile Class 6 | G
496 | 392 | Micro-CHP Export Import Profile Class 7 | G
497 | 393 | Micro-CHP Export Import Profile Class 8 | G
498 | 394 | Other Sml Export SSC any import Profile | G
701 | 343 | 8.5-hour OP + w/e | O
702 | 344 | 8.5-hour OP + w/e | O
703 | 317 | 12-hour OP + w/e | O
704 | 318 | 12-hour OP + w/e | O
705 | 319 | 12-hour OP + w/e | O
706 | 320 | 12-hour OP + w/e | O
707 | 321 | 12-hour OP + w/e | O
708 | 322 | 12-hour OP + w/e | O
709 | 323 | 12-hour OP + w/e | O
710 | 324 | 12-hour OP + w/e | O
711 | 325 | 12-hour OP + w/e | O
712 | 326 | 16-hour OP + w/e | O
713 | 328 | 16-hour OP + w/e | O
714 | 329 | 16-hour OP + w/e | O
715 | 330 | 16-hour OP + w/e | O
716 | 339 | 20-hour OP + w/e | O
717 | 340 | 20-hour OP + w/e | O
718 | 341 | 20-hour OP + w/e + summer | O
719 | 342 | 20-hour OP + w/e + summer | O
720 | 331 | 3-rate SToD | 1
720 | 332 | 3-rate SToD | 1
720 | 333 | 3-rate SToD | 2
721 | 327 | 8.5 hour WM | 2
721 | 336 | 8.5 hour WM | 1
722 | 13067 | 8.5 hour WM | 2
722 | 13068 | 8.5 hour WM | 1
723 | 13070 | 8.5 hour WM | 2
723 | 13071 | 8.5 hour WM | 1
724 | 13073 | 8.5 hour WM | 2
724 | 13074 | 8.5 hour WM | 1
725 | 13076 | 8.5 hour WM | 2
725 | 13077 | 8.5 hour WM | 1
726 | 13079 | 8.5 hour WM | 2
726 | 13080 | 8.5 hour WM | 1
727 | 13032 | 8.5 hour WM | 2
727 | 13033 | 8.5 hour WM | 1
728 | 13034 | 8.5 hour WM Heating | 2
729 | 13035 | 8.5 hour WM | 2
729 | 13036 | 8.5 hour WM | 1
730 | 13037 | 8.5 hour WM Heating | 2
731 | 13038 | 8.5 hour WM | 2
731 | 13039 | 8.5 hour WM | 1
732 | 13040 | 8.5 hour WM Heating | 2
733 | 13041 | 8.5 hour WM | 2
733 | 13042 | 8.5 hour WM | 1
734 | 13043 | 8.5 hour WM Heating | 2
735 | 13044 | 8.5 hour WM | 2
735 | 13045 | 8.5 hour WM | 1
736 | 13046 | 8.5 hour WM Heating | 2
737 | 13047 | 8.5 hour WM | 2
737 | 13048 | 8.5 hour WM | 1
738 | 13049 | 8.5 hour WM Heating | 2
739 | 13050 | 8.5 hour WM | 2
739 | 13051 | 8.5 hour WM | 1
740 | 13052 | 8.5 hour WM Heating | 2
741 | 13053 | 8.5 hour WM | 2
741 | 13054 | 8.5 hour WM | 1
742 | 13055 | 8.5 hour WM Heating | 2
743 | 13056 | 8.5 hour WM | 2
743 | 13057 | 8.5 hour WM | 1
744 | 13058 | 8.5 hour WM Heating | 2
745 | 13059 | 8.5 hour WM | 2
745 | 13060 | 8.5 hour WM | 1
746 | 13061 | 8.5 hour WM Heating | 2
747 | 13062 | 8.5 hour WM | 2
747 | 13063 | 8.5 hour WM | 1
748 | 13064 | 8.5 hour WM | 2
748 | 13065 | 8.5 hour WM | 1
749 | 13066 | 8.5 hour WM Heating | 2
752 | 13011 | 8.5 hour WM | 2
752 | 13012 | 8.5 hour WM | 1
753 | 13013 | Weathercall heating | 2
754 | 13014 | 8.5 hour WM | 2
754 | 13015 | 8.5 hour WM | 1
755 | 13016 | Weathercall heating | 2
756 | 13017 | 8.5 hour WM | 2
756 | 13018 | 8.5 hour WM | 1
757 | 13019 | Weathercall heating | 2
758 | 13020 | 8.5 hour WM | 2
758 | 13021 | 8.5 hour WM | 1
759 | 13022 | Weathercall heating | 2
760 | 13023 | 8.5 hour WM | 2
760 | 13024 | 8.5 hour WM | 1
761 | 13025 | Weathercall heating | 2
762 | 13026 | 8.5 hour WM | 2
762 | 13027 | 8.5 hour WM | 1
763 | 13028 | Weathercall heating | 2
764 | 13002 | 8.5 hour WM | 2
764 | 13003 | 8.5 hour WM | 1
765 | 13004 | Weathercall heating | 2
766 | 13005 | 8.5 hour WM | 2
766 | 13006 | 8.5 hour WM | 1
767 | 13007 | Weathercall heating | 2
768 | 13008 | 8.5 hour WM | 2
768 | 13009 | 8.5 hour WM | 1
769 | 13010 | Weathercall heating | 2
770 | 13001 | 18-hour dynamic | 2
775 | 334 | Crop&Air Conditioning | O
776 | 335 | Crop&Air Conditioning | O
781 | 327 | 8.5 hour WM | O
782 | 13069 | 8.5 hour WM | 1
783 | 13072 | 8.5 hour WM | 1
784 | 13075 | 8.5 hour WM | 1
785 | 13078 | 8.5 hour WM | 1
786 | 13081 | 8.5 hour WM | 1
787 | 13082 | E7 accompanying Birmingam W'call | 2
787 | 13083 | E7 accompanying Birmingam W'call | 1
788 | 13084 | Birmingham Weathercall | 1
789 | 13085 | E7 accompanying Manchester W'call | 2
789 | 13086 | E7 accompanying Manchester W'call | 1
790 | 13087 | Manchester Weathercall | 1
791 | 13088 | E7 accompanying Anglesey W'call | 2
791 | 13089 | E7 accompanying Anglesey W'call | 1
792 | 13090 | Anglesey Weathercall | 1
793 | 13091 | 8.5 hour WM | 2
793 | 13092 | 8.5 hour WM | 1
794 | 13093 | 8.5 hour WM Heating | 2
801 | 306 | Unrestricted | 1
802 | 14005 | Two rate with 8 hours night | 2
802 | 14006 | Two rate with 8 hours night | 1
803 | 14007 | Dynamic | O
804 | 14008 | Two rate with 8 hours night | 2
804 | 14009 | Two rate with 8 hours night | 1
805 | 14010 | Dynamic | O
806 | 14011 | Two rate with 8 hours night | 2
806 | 14012 | Two rate with 8 hours night | 1
807 | 14013 | Dynamic | O
808 | 14017 | Two rate with 8 hours night | 2
808 | 14018 | Two rate with 8 hours night | 1
809 | 14019 | Dynamic | O
810 | 14020 | Two rate with 8 hours night | 2
810 | 14021 | Two rate with 8 hours night | 1
811 | 14022 | Dynamic | O
812 | 14023 | Two rate with 8 hours night | 2
812 | 14024 | Two rate with 8 hours night | 1
813 | 14025 | Dynamic | O
814 | 14029 | Two rate with 8 hours night | 2
814 | 14030 | Two rate with 8 hours night | 1
815 | 14031 | Dynamic | O
816 | 14032 | Two rate with 8 hours night | 2
816 | 14033 | Two rate with 8 hours night | 1
817 | 14034 | Dynamic | O
818 | 14035 | Two rate with 8 hours night | 2
818 | 14036 | Two rate with 8 hours night | 1
819 | 14037 | Dynamic | O
820 | 14042 | Two rate with 8 hours night | 2
820 | 14043 | Two rate with 8 hours night | 1
821 | 14044 | Dynamic | O
822 | 14045 | Two rate with 8 hours night | 2
822 | 14046 | Two rate with 8 hours night | 1
823 | 14047 | Dynamic | O
824 | 14048 | Two rate with 8 hours night | 2
824 | 14049 | Two rate with 8 hours night | 1
825 | 14050 | Dynamic | O
826 | 14069 | Two rate with 8 hours night | 2
826 | 14070 | Two rate with 8 hours night | 1
827 | 14071 | Dynamic | O
828 | 14072 | Two rate with 8 hours night | 2
828 | 14073 | Two rate with 8 hours night | 1
829 | 14074 | Dynamic | O
830 | 14075 | Two rate with 8 hours night | 2
830 | 14076 | Two rate with 8 hours night | 1
831 | 14077 | Dynamic | O
832 | 14085 | Two rate with 8 hours night | 2
832 | 14086 | Two rate with 8 hours night | 1
833 | 14087 | Dynamic | O
834 | 14088 | Two rate with 8 hours night | 2
834 | 14089 | Two rate with 8 hours night | 1
835 | 14090 | Dynamic | O
836 | 14091 | Two rate with 8 hours night | 2
836 | 14092 | Two rate with 8 hours night | 1
837 | 14093 | Dynamic | O
838 | 14094 | Two rate with 8 hours night | 2
838 | 14095 | Two rate with 8 hours night | 1
839 | 14096 | Dynamic | O
840 | 14110 | Two rate with 8 hours night | 2
840 | 14111 | Two rate with 8 hours night | 1
841 | 14112 | Dynamic | O
842 | 14113 | Two rate with 8 hours night | 2
842 | 14114 | Two rate with 8 hours night | 1
843 | 14115 | Dynamic | O
844 | 14116 | Two rate with 8 hours night | 2
844 | 14117 | Two rate with 8 hours night | 1
845 | 14118 | Dynamic | O
846 | 14138 | Two rate with 8 hours night | 2
846 | 14139 | Two rate with 8 hours night | 1
847 | 14140 | Dynamic | O
848 | 14141 | Two rate with 8 hours night | 2
848 | 14142 | Two rate with 8 hours night | 1
849 | 14143 | Dynamic | O
850 | 14014 | Dynamic | O
851 | 14038 | Dynamic | O
852 | 14001 | Two rate with 8 hours night | 2
852 | 14002 | Two rate with 8 hours night | 1
853 | 14081 | Two rate with 8 hours night | 2
853 | 14082 | Two rate with 8 hours night | 1
854 | 14083 | Two rate with 8 hours night | 2
854 | 14084 | Two rate with 8 hours night | 1
855 | 14103 | Two rate with 8 hours night | 2
855 | 14104 | Two rate with 8 hours night | 1
856 | 14105 | Two rate with 8 hours night | 2
856 | 14106 | Two rate with 8 hours night | 1
857 | 14015 | Two rate with 8 hours night | 2
857 | 14016 | Two rate with 8 hours night | 1
858 | 14039 | Two rate with 8 hours night | 2
858 | 14040 | Two rate with 8 hours night | 1
859 | 14003 | Two rate with 8 hours night | 2
859 | 14004 | Two rate with 8 hours night | 1
860 | 14026 | Two rate with 8 hours night | 2
860 | 14027 | Two rate with 8 hours night | 1
861 | 14051 | Two rate with 8 hours night | 2
861 | 14052 | Two rate with 8 hours night | 1
862 | 14107 | Two rate with 8 hours night | 2
862 | 14108 | Two rate with 8 hours night | 1
863 | 14054 | Two rate with 8 hours night | 2
863 | 14055 | Two rate with 8 hours night | 1
864 | 14121 | Two rate with 8 hours night | 2
864 | 14122 | Two rate with 8 hours night | 1
865 | 14057 | Two rate with 8 hours night | 2
865 | 14058 | Two rate with 8 hours night | 1
866 | 14059 | Dynamic | O
867 | 14060 | Two rate with 8 hours night | 2
867 | 14061 | Two rate with 8 hours night | 1
868 | 14062 | Dynamic | O
869 | 14063 | Two rate with 8 hours night | 2
869 | 14064 | Two rate with 8 hours night | 1
870 | 14065 | Dynamic | O
871 | 14066 | Two rate with 8 hours night | 2
871 | 14067 | Two rate with 8 hours night | 1
872 | 14068 | Dynamic | O
873 | 14078 | Two rate with 8 hours night | 2
873 | 14079 | Two rate with 8 hours night | 1
874 | 14080 | Dynamic | O
875 | 14100 | Two rate with 8 hours night | 2
875 | 14101 | Two rate with 8 hours night | 1
876 | 14102 | Dynamic | O
877 | 14123 | Two rate with 8 hours night | 2
877 | 14124 | Two rate with 8 hours night | 1
878 | 14125 | Dynamic | O
879 | 14126 | Two rate with 8 hours night | 2
879 | 14127 | Two rate with 8 hours night | 1
880 | 14128 | Dynamic | O
881 | 14129 | Two rate with 8 hours night | 2
881 | 14130 | Two rate with 8 hours night | 1
882 | 14131 | Dynamic | O
883 | 14132 | Two rate with 8 hours night | 2
883 | 14133 | Two rate with 8 hours night | 1
884 | 14134 | Dynamic | O
885 | 14135 | Two rate with 8 hours night | 2
885 | 14136 | Two rate with 8 hours night | 1
886 | 14137 | Dynamic | O
887 | 14144 | Two rate with 8 hours night | 2
887 | 14145 | Two rate with 8 hours night | 1
888 | 14146 | Dynamic | O
889 | 278 | Two rate with 8 hours night | 2
889 | 289 | Two rate with 8 hours night | 1
890 | 14028 | Dynamic | O
891 | 14099 | Dynamic | O
892 | 14119 | Dynamic | O
893 | 14120 | Dynamic | O
894 | 300 | 8 Hours OP | O
895 | 311 | 8 Hours OP | O
896 | 312 | 8 Hours OP | O
897 | 14097 | Dynamic | O
898 | 14098 | Dynamic | O
899 | 281 | 11 Hours OP | O
900 | 282 | 11 Hours OP | O
901 | 283 | 11 Hours OP | O
902 | 284 | 11 Hours OP | O
903 | 285 | 11 Hours OP | O
904 | 286 | 8 Hours OP + Weekends | O
905 | 287 | 8 Hours OP + Weekends | O
906 | 288 | 8 Hours OP + Weekends | O
907 | 292 | 15 Hours OP + Weekends | O
908 | 293 | 15 Hours OP + Weekends | O
909 | 294 | 15 Hours OP + Weekends | O
910 | 295 | 15 Hours OP + Weekends | O
911 | 296 | 15 Hours OP + Weekends | O
912 | 297 | 15 Hours OP + Weekends | O
913 | 298 | 15 Hours OP + Weekends | O
914 | 299 | 15 Hours Nov - April/24 Hours May - Oct | 1
915 | 313 | 8 Hours OP | 2
915 | 314 | 8 Hours OP | 1
916 | 315 | 8 Hours OP | 2
916 | 316 | 8 Hours OP | 1
917 | 279 | 8 Hours OP | 2
917 | 280 | 8 Hours OP | 1
918 | 290 | Evening/Weekend | 1
918 | 291 | Evening/Weekend | 1
919 | 57 | 2 rate | 1
919 | 278 | 2 rate | 2
920 | 57 | 2 rate | 1
920 | 278 | 2 rate | 2
922 | 301 | Unrestricted | 1
923 | 302 | Unrestricted | 1
924 | 303 | Unrestricted | 1
925 | 259 | Unmetered Type A ("flat " profile) | U
925 | 307 | Unmetered Type A ("flat " profile) | U
926 | 261 | Unmetered B ("dusk-to-dawn") | U
926 | 308 | Unmetered B ("dusk-to-dawn") | U
927 | 263 | Unmetered D ("dawn-to-dusk") | U
927 | 309 | Unmetered D ("dawn-to-dusk") | U
928 | 265 | Unmetered C ("half-night & pre-dawn") | U
928 | 310 | Unmetered C ("half-night & pre-dawn") | U
929 | 14041 | 11 Hours OP | O
930 | 14053 | 11 Hours OP | O
931 | 14056 | 11 Hours OP | O
932 | 191 | Seasonal ToD | 2
932 | 353 | Seasonal ToD | 1
932 | 354 | Seasonal ToD | 1
932 | 355 | Seasonal ToD | 1
933 | 14147 | Two rate with 8 hours night | 2
933 | 14148 | Two rate with 8 hours night | 1
934 | 14149 | Dynamic | O
935 | 374 | Split 10 hr E10 | 2 or Unsupported (SWAE and SWEB)
935 | 375 | Split 10 hr E10 | 1 or Unsupported (SWAE and SWEB)
936 | 1422 | Split 10 hr E10 | 1
936 | 1423 | Split 10 hr E10 | 2
937 | 14150 | Split 10 hr E10 | 2
937 | 14151 | Split 10 hr E10 | 1
938 | 376 | Split 10 hr E10 | 2
938 | 377 | Split 10 hr E10 | 1
939 | 395 | Split 10 hr E10 | 2
939 | 396 | Split 10 hr E10 | 1
940 | 397 | NHH Export Hydro Profile Class | G
941 | 398 | NHH Export Wind Profile Class | G
942 | 400 | 7-hour E7 (Cornwall & def reinforcement) | 1
942 | 401 | 7-hour E7 (Cornwall & def reinforcement) | 2
943 | 404 | 7-hour E7 | 1
943 | 405 | 7-hour E7 | 2
944 | 406 | 7-hour E7 | 1
944 | 407 | 7-hour E7 | 2
945 | 408 | 7-hour E7 | 1
945 | 409 | 7-hour E7 | 2
946 | 410 | 7-hour E7 | 1
946 | 411 | 7-hour E7 | 2
947 | 412 | Smart Meter 3 Rate Time of Day | 2
947 | 413 | Smart Meter 3 Rate Time of Day | 1
947 | 414 | Smart Meter 3 Rate Time of Day | 1
948 | 415 | 10 hour Evening/Weekend | 2 or Unsupported (SWAE and SWEB)
948 | 416 | 10 hour Evening/Weekend | 1
949 | 417 | General Purpose 2 Rate (paired wth 0950) | 1
949 | 418 | General Purpose 2 Rate (paired wth 0950) | 2
950 | 419 | E10 Heating Single Rate (prd wth 0949) | O
951 | 420 | E9 Heating | O
952 | 421 | General Purpose 2 Rate (paired wth 0951) | 1
952 | 422 | General Purpose 2 Rate (paired wth 0951) | 2
953 | 423 | Two rate with 20 hours night | 1
953 | 424 | Two rate with 20 hours night | 1 or Unsupported (SWAE and SWEB)
954 | 425 | Three Rate Peak Day Other | 2 or Unsupported (SWAE and SWEB)
954 | 426 | Three Rate Peak Day Other | 1 or Unsupported (SWAE and SWEB)
954 | 427 | Three Rate Peak Day Other | 1 or Unsupported (SWAE and SWEB)
955 | 206 | 4 rate weekday/2 rate weekend | 2
955 | 428 | 4 rate weekday/2 rate weekend | 1
955 | 429 | 4 rate weekday/2 rate weekend | 2
955 | 430 | 4 rate weekday/2 rate weekend | 1
956 | 160 | 4 Rate Weekday/2 rate Weekend (BST) | 2
956 | 427 | 4 Rate Weekday/2 rate Weekend (BST) | 1
956 | 431 | 4 Rate Weekday/2 rate Weekend (BST) | 2
956 | 432 | 4 Rate Weekday/2 rate Weekend (BST) | 1
957 | 432 | Unrestricted with Weekday Peak | 1
957 | 433 | Unrestricted with Weekday Peak | 2
958 | 434 | Unrestricted with Peak | 2
958 | 435 | Unrestricted with Peak | 1
959 | 160 | Economy 7 with Weekday Peak | 2
959 | 432 | Economy 7 with Weekday Peak | 1
959 | 436 | Economy 7 with Weekday Peak | 2
960 | 160 | Economy 7 with Peak | 2
960 | 435 | Economy 7 with Peak | 1
960 | 441 | Economy 7 with Peak | 1
961 | 427 | Evening Weekend and Weekday Peak (smart) | 1
961 | 432 | Evening Weekend and Weekday Peak (smart) | 1
961 | 437 | Evening Weekend and Weekday Peak (smart) | 2
962 | 427 | Evening Weekend with Peak | 1
962 | 435 | Evening Weekend with Peak | 1
962 | 438 | Evening Weekend with Peak | 2
963 | 160 | Evening Weekend Night and Peak | 2
963 | 427 | Evening Weekend Night and Peak | 1
963 | 435 | Evening Weekend Night and Peak | 1
963 | 439 | Evening Weekend Night and Peak | 2
964 | 160 | Evening Weekend with Night (BST) | 2
964 | 431 | Evening Weekend with Night (BST) | 2
964 | 440 | Evening Weekend with Night (BST) | 1
965 | 194 | 3 Rate with Weekday Peak | 2
965 | 489 | 3 Rate with Weekday Peak | 1
965 | 500 | 3 Rate with Weekday Peak | 2
966 | 488 | 8-hour OP | O
967 | 442 | Superdeal Day/Night | 1
967 | 443 | Superdeal Day/Night | 2
968 | 444 | Superdeal Day/Night | 1
969 | 443 | 3 Rate with Weekday Peak | 2
969 | 489 | 3 Rate with Weekday Peak | 1
969 | 501 | 3 Rate with Weekday Peak | 1
970 | 447 | split 7-hour E7 | 2
970 | 448 | split 7-hour E7 | 1
971 | 492 | Smart meter trial - time of use 3 rate | 2
971 | 493 | Smart meter trial - time of use 3 rate | 1
971 | 494 | Smart meter trial - time of use 3 rate | 1
972 | 502 | 2 Rate Saturday Off Peak | 1
972 | 503 | 2 Rate Saturday Off Peak | 2 or Unsupported (SWAE and SWEB)
973 | 453 | Flexiheat Day/Evening/Weekend | 1
973 | 454 | Flexiheat Day/Evening/Weekend | 2
974 | 455 | Flexiheat heating | 2
975 | 504 | Saturday Off Peak (9-5) | 1
975 | 505 | Saturday Off Peak (9-5) | 2
976 | 506 | Sunday Off Peak (9-5) | 1
976 | 507 | Sunday Off Peak (9-5) | 2
978 | 462 | 7-hour OP | O
979 | 463 | Non-Standard OP (8+3 hour) | O or Unsupported (SWEB)
980 | 466 | General Purpose 2 Rate (paired with 0980 | 2
980 | 467 | General Purpose 2 Rate (paired with 0980 | 1
981 | 468 | E10 Heating Single Rate (prd with 0981) | O
982 | 508 | Evening Saver | 2
982 | 509 | Evening Saver | 1
983 | 510 | Comfort Booster | 2
983 | 511 | Comfort Booster | 1
984 | 512 | Saturday Off Peak (24 Hrs) | 1
984 | 513 | Saturday Off Peak (24 Hrs) | 2
985 | 514 | Sunday Off Peak (24 Hrs) | 1
985 | 515 | Sunday Off Peak (24 Hrs) | 2
989 | 475 | Redring Boiler (general purpose) | 2
989 | 476 | Redring Boiler (general purpose) | 1
990 | 477 | Redring Boiler (heating circuit) | O
991 | 478 | 8-hour OP | O
996 | 485 | Lifestyle Tariff | 2
996 | 486 | Lifestyle Tariff | 1
996 | 487 | Lifestyle Tariff | 2
997 | 490 | Evening/Weekend - BST | 2 or Unsupported (SWAE and SWEB)
997 | 491 | Evening/Weekend - BST | 1
Notes:
There are a few governing rules that should be applied:
Specific notes for application to WPD areas:
  WPD East Midlands (EMEB) and WPD West Midlands (MIDE) tariffs are all delinked and set time bands are applied in place of the TPR’s timebands.
  WPD South West (SWEB) and South Wales (SWAE) do not support all SSC combinations and where indicated with ‘Unsupported’ then set time bands are applied.
Otherwise the following rules apply to the remaining DNO areas.
  1, G and U should be applied straight to the appropriate SSC/TPRs, to identify generation and UMS tariffs.
  Then considering the SSC/TPRs alongside the PC.
  2, PC1s should be labelled Domestic Unrestricted.
  3, PC2s with a SSCs with O should be labelled Domestic Off Peak.
  4, Remaining PC2s should be labelled Domestic Two Rate with the unit as 1 or 2 as detailed.
  5, PC3s should be labelled Small Non Domestic Unrestricted.
  6, PC4s with a SSCs with O should be labelled Small Non Domestic Off Peak.
  7, Remaining PC4s should be labelled Small Non Domestic Two Rate with the unit as 1 or 2 as detailed.
  8, PC5 – 8s, depending on the voltage of connection, they should be labelled; LV Medium Non Domestic, LV Sub Medium Non Domestic or HV Medium Non Domestic with the unit as 1 or 2 as detailed.
Common decode:
  1: Unit 1 (Day)
  2: Unit 2 (Night)
  O: Off Peak
  G: Generation
  U: UMS
  Unsupported: WPD South West (SWEB) or South Wales (SWAE) default TPRs applied
  EMEB or MIDE only: only exists in those areas (either or both) as delinked.

## Charge Calculator
Back to Overview
Western Power Distribution (South West) plc - Effective from 1 April 2018 - Final
LV and HV tariff calculator | [7 empty] | EHV site calculator
Step 1, Choose your tariff using the drop down list in cell B10 | [7 empty] | Step 1, Choose your tariff using the drop down list in cell L10
Step 2, After selecting a tariff in step 1, Cells C12-I12 will generate headings, please enter your consumption in cells C13:I13 underneath each heading generated (if no heading leave cell blank) | [7 empty] | Step 2, After selecting a tariff in step 1, Cells M12-T12 will generate headings, please enter your consumption in cells M13:T13 underneath each heading generated (if no heading leave cell blank)
Step 3, Enter a forecast of consumption if required in cells C14:I14 | [7 empty] | Step 3, Enter a forecast of consumption if required in cells M14:T14
Tariff details Choose tariff name from drop down box below | Unit charge 1 (NHH) or red/black charge (HH) p/kWh | Unit charge 2 (NHH) or amber/yellow charge (HH) p/kWh | Green charge(HH) p/kWh | Fixed charge p/MPAN/day | Capacity charge p/kVA/day | Exceeded capacity charge p/kVA/day | Reactive power charge p/kVArh | Site details Choose the site name from the drop down box below | Import Super Red unit charge (p/kWh) | Import fixed charge (p/day) | Import capacity charge (p/kVA/day) | Import exceeded capacity charge (p/kVA/day) | Export Super Red unit charge (p/kWh) | Export fixed charge (p/day) | Export capacity charge (p/kVA/day) | Export exceeded capacity charge (p/kVA/day)
Tariff components | Unit 1 kWh (red/black/day) | Unit 2 kWh (amber/yellow /night) | Unit 3 kWh (green) | Number of days in consumption period i.e. 365 if one year | Maximum import or export capacity kVA | Average daily exceeded capacity kVA | Excess reactive units kVArh | Tariff components | Import super red kWh | Number of days in consumption period i.e. 365 if one year | Maximum import capacity kVA | Average daily exceeded capacity kVA | Export Super Red kWh | Number of days in consumption period i.e. 365 if one year | Maximum export capacity kVA | Average daily exceeded capacity kVA
Enter current consumption details | [7 empty] | Enter current consumption details
Enter forecast consumption details (if different) | [7 empty] | Enter forecast consumption details (if different) | 0 | 0 | 0 | 0 | 0 | 0 | 0 | 0
Charge components | Unit 1 £ | Unit 2 £ | Unit 3 £ | Fixed charge £ | Capacity charge £ | Exceeded capacity charge £ | Reactive power charge £ | Charge components | Import super red charge £ | Import fixed charge £ | Import capacity charge £ | Import exceeded capacity charge £ | Export super red charge £ | Export fixed charge £ | Export capacity charge £ | Export exceeded capacity charge £
Current consumption period charges | [7 empty] | Current consumption period charges
Forecast consumption period charges | [7 empty] | Forecast consumption period charges
| Total charge £ | [7 empty] | Import total charge £ | Export total charge £
Current consumption period charges | 0 | [6 empty] | Current consumption period charges | 0 | 0
Forecast consumption period charges | 0 | [6 empty] | Forecast consumption period charges | 0 | 0
These charges are estimates based on tariff selected and consumption values entered. | [7 empty] | These charges are estimates based on site selected and consumption values entered.
Note:
For the purpose of forecasting the excess capacity charge, the input in this calculator uses the average daily excess capacity as this reduces the calculators complexity, however as per the Use of System Charging Statement, the exceeded portion of the capacity will be charged at the excess capacity charge p/kVA/day rate, based on the difference between the MIC/MEC and the actual capacity used. This will be charged for the full duration of the month in which the breach occurs.”