## Overview
Company and Licence name, charging year, effective from, status
| Company and Licence name | Year | Effective From | Status
Company and Licence name, charging year, effective from, status | Western Power Distribution (South West) plc | 2021/2022 | 2021-04-01 | Final
List of data tables in this workbook
Worksheet | Information
Annex 1 LV, HV and Unmetered Supplies charges | Annex 1 contains the charges to LV and HV Designated Properties and Unmetered Supplies.
Annex 2 EHV charges | Annex 2 contains the charges to Designated EHV Properties and charges applied to LDNOs with Designated EHV Properties/end-users embedded in networks within the Western Power Distribution (South West) plc Licence area.
Annex 3 Preserved charges | Annex 3 contains details of any preserved and additional charges that are valid at this time.
Annex 4 LDNO charges | Annex 4 contains charges that are levied on the owner of an embedded network within the Western Power Distribution (South West) plc Licence area. Electricity suppliers and consumers who have properties connected to an embedded network should contact the embedded network owner to determine their distribution charges. The charges listed in this table are not payable by domestic consumers, business consumers or electricity suppliers.
Annex 5 LLFs | Annex 5 has been intentionally left blank as this charging statement is published a complete year before the LLFs have been audited. The line loss factors that are approved by the BSC Panel for the applicable year and consequently published on the Elexon website will take precedence and be used in Settlement. This annex will be re-published with these values once they are available.
Annex 6 Charges for New or Amended Designated EHV Properties | Annex 6 contains the charges for new or amended Designated EHV Properties and charges applied to LDNOs with new or amended Designated EHV Properties/end-users embedded in networks within the Western Power Distribution (South West) plc Licence area.
Nodal prices | Contains the underlying [nodal/network group] costs used to calculate the current EDCM charges.
Charge calculator | Charge calculator is a tool to help you estimate your distribution charges using current consumption data and forecast consumption data.
Notes to users of this spreadsheet
Please use this spreadsheet with reference to the LC14 use of system charging statement.
Notes to DNOs populating this spreadsheet
DNOs must endeavour to maintain consistency in the structure of this spreadsheet. Any changes to the structure must be noted in the 'Notes to users of this spreadsheet'
The drop down list on the charge calculator can be expanded by unprotecting the charge calculator sheet and selecting 'data', 'data validation...' and then expanding the 'source' data range. The sheet can then be protected.

## Annex 1 LV, HV and UMS charges
Back to Overview | 'DNOs paste value cells A15:J47 from CDCM 3701 into cells A14:J46
Western Power Distribution (South West) plc - Effective from 1 April 2021 - Final LV and HV charges
Time Bands for LV and HV Designated Properties | [5 empty] | Time Bands for Unmetered Properties
Time periods | Red Time Band | Amber Time Band |  | Green Time Band |  |  |  | Black Time Band | Yellow Time Band | Green Time Band
Monday to Friday | 17.00 - 19.00 | 07:30 to 17:00 19:00 to 21:30 |  | 00:00 to 07:30 21:30 to 24:00 |  | Monday to Friday Nov to Feb (excluding 22nd Dec to 4th Jan inclusive) |  | 17:00 to 19:00 | 07:30 to 17:00 19:00 to 21:30 | 00:00 to 07:30 21:30 to 24:00
Weekends |  | 16:30 to 19:30 |  | 00:00 to 16:30 19:30 to 24:00 |  | Monday to Friday Mar to Oct (plus 22nd Dec to 4th Jan inclusive) |  |  | 07:30 to 21:30 | 00:00 to 07:30 21:30 to 24:00
Notes | All the above times are in UK Clock time |  |  |  |  | Weekends |  |  | 16:30 to 19:30 | 00:00 to 16:30 19:30 to 24:00
[6 empty] | Notes |  | All the above times are in UK Clock time
Tariff name | Open LLFCs | PCs | Red/black unit charge p/kWh | Amber/yellow unit charge p/kWh | Green unit charge p/kWh | Fixed charge p/MPAN/day | Capacity charge p/kVA/day | Exceeded capacity charge p/kVA/day | Reactive power charge p/kVArh | Closed LLFCs
Domestic Aggregated | 10, 20, 30, 40, 202, L21, L22, L23, L24 | 0, 1 or 2 | 15.692 | 2.081 | 1.441 | 5.5
Domestic Aggregated (related MPAN) | 430 | 2 | 15.692 | 2.081 | 1.441
Non-Domestic Aggregated | 1, 2, 3, 110, 203, 210, L41, L42, L43, L44 | 0 or 3-8 | 14.039 | 1.998 | 1.431 | 9.85 |  |  |  | 510, 540, 570
Non-Domestic Aggregated (related MPAN) | 251 | 4 | 14.039 | 1.998 | 1.431
LV Site Specific | 570 | 0 | 9.502 | 1.728 | 1.399 | 13.44 | 3.87 | 8.32 | 0.117
LV Sub Site Specific | 540 | 0 | 7.717 | 1.584 | 1.38 | 10.54 | 3.52 | 6.88 | 0.08
HV Site Specific | 510 | 0 | 6.084 | 1.484 | 1.368 | 95.3 | 2.95 | 6.74 | 0.054
LV Site Specific Storage Import | LST | 0 | 8.147 | 0.373 | 0.043 | 13.44 | 3.87 | 8.32 | 0.117
LV Sub Site Specific Storage Import | SST | 0 | 6.362 | 0.229 | 0.025 | 10.54 | 3.52 | 6.88 | 0.08
HV Site Specific Storage Import | HST | 0 | 4.729 | 0.129 | 0.013 | 95.3 | 2.95 | 6.74 | 0.054
Unmetered Supplies | 977, 980, 978, 979, 970 | 0, 1 or 8 | 31.732 | 3.31 | 2.365
LV Generation Aggregated | 581 | 0 or 8 | -8.427 | -0.427 | -0.051 | 0
LV Sub Generation Aggregated | 551 | 0 | -7.668 | -0.365 | -0.043 | 0
LV Generation Site Specific | 581, 527 | 0 | -8.427 | -0.427 | -0.051 | 0 |  |  | 0.13
LV Generation Site Specific no RP charge | 91, 92 | 0 | -8.427 | -0.427 | -0.051 | 0
LV Sub Generation Site Specific | 551, 526 | 0 | -7.668 | -0.365 | -0.043 | 0 |  |  | 0.105
LV Sub Generation Site Specific no RP charge | 93, 94 | 0 | -7.668 | -0.365 | -0.043 | 0
HV Generation Site Specific | 521, 524 | 0 | -5.206 | -0.169 | -0.018 | 59.49 |  |  | 0.08
HV Generation Site Specific no RP charge | 95, 96 | 0 | -5.206 | -0.169 | -0.018 | 59.49

## Annex 2 EHV charges
Back to Overview |  | Copy EDCM table 5001 range starting B101 and paste into G11. Extend or reduce print area as required. |  |  | Note: The list of MPANs / MSIDs provided may be incomplete; the DNO reserves the right to apply the listed charges to any other MPANs / MSIDs associated with the site.
Western Power Distribution (South West) plc - Effective from 1 April 2021 - Final EDCM charges
Time Periods for Designated EHV Properties
Time periods |  |  | Super Red Time Band
Monday to Friday Nov to Feb (excluding 22nd Dec to 4th Jan inclusive) |  |  | 17:00 - 19:00
Notes |  |  | All the above times are in UK Clock time
Import Unique Identifier | LLFC | Import MPANs/MSIDs | Export Unique Identifier | LLFC | Export MPANs/MSIDs | Name | Import Super Red unit charge (p/kWh) | Import fixed charge (p/day) | Import capacity charge (p/kVA/day) | Import exceeded capacity charge (p/kVA/day) | Export Super Red unit charge (p/kWh) | Export fixed charge (p/day) | Export capacity charge (p/kVA/day) | Export exceeded capacity charge (p/kVA/day)
198 | 198 | 2200042805690 | 963 | 963 | 2200042805715 | Rolls Royce TT | 0.978 | 131.14 | 1.46 | 1.46
204 | 204 | 2200042689299 |  |  |  | Ashwater Auxillary Supply | 1.592 | 2.67 | 1.2 | 1.2
250 | 250 | 2200042755073 | 529 | 529 | 2200042755082 | Otterham Wind Farm Phase 3 (STOR) | 0.006 | 45.14 | 1.28 | 1.28 | -0.006 | 694.21 | 0.05 | 0.05
262 | 262 | 2200042291210 | 373 | 373 | 2200042291229 | Till House | 0.013 | 11.23 | 1.56 | 1.56 |  | 904 | 0.05 | 0.05
263 | 263 | 2200042297550 | 374 | 374 | 2200042297587 | Outlands Wood | 0.767 | 3.44 | 1.61 | 1.61 |  | 481.09 | 0.05 | 0.05
264 | 264 | 2200042305476 | 375 | 375 | 2200042305485 | Culmhead |  | 3.22 | 2.89 | 2.89 |  | 923.24 | 0.05 | 0.05
265 | 265 | 2200042308031 | 376 | 376 | 2200042308040 | Whitchurch Farm PV | 4.359 | 0.99 | 4.5 | 4.5 |  | 494.9 | 0.05 | 0.05
266 | 266 | 2200042312872 | 377 | 377 | 2200042312881 | Kingsland Barton | 0.72 | 5.84 | 2.43 | 2.43 |  | 613.04 | 0.05 | 0.05
267 | 267 | 2200042314986 | 378 | 378 | 2200042314995 | Mendip Solar PV Farm | 4.397 | 1.91 | 3.02 | 3.02 |  | 486.01 | 0.05 | 0.05
268 | 268 | 2200042315730 | 379 | 379 | 2200042315749 | St Stephen PV | 0.857 | 4.31 | 1.91 | 1.91 |  | 1013.63 | 0.05 | 0.05
269 | 269 | 2200042315776 | 380 | 380 | 2200042315785 | Trewidland farm PV | 1.42 | 5.14 | 2.4 | 2.4 |  | 856.95 | 0.05 | 0.05
270 | 270 | 2200042316751 | 381 | 381 | 2200042316789 | Watchfield Lawn | 0.711 | 5.9 | 2.01 | 2.01 |  | 533.5 | 0.05 | 0.05
271 | 271 | 2200042382620 | 382 | 382 | 2200042382639 | Gover Park | 10.198 | 5.51 | 1.77 | 1.77 |  | 854.01 | 0.05 | 0.05
272 | 272 | 2200042323128 | 383 | 383 | 2200042323137 | North Wayton | 0.819 | 10.42 | 1.69 | 1.69 |  | 772.02 | 0.05 | 0.05
273 | 273 | 2200042324450 | 384 | 384 | 2200042324460 | Week Farm | 0.441 | 19.56 | 2.57 | 2.57 |  | 1239.52 | 0.05 | 0.05
274 | 274 | 2200042326040 | 385 | 385 | 2200042326059 | Cullompton | 4.057 | 15.22 | 2.79 | 2.79 |  | 1035.39 | 0.05 | 0.05
275 | 275 | 2200042329078 | 386 | 386 | 2200042329087 | Dinder Farm | 4.562 | 6.99 | 2.19 | 2.19 |  | 471.2 | 0.05 | 0.05
277 | 277 | 2200042329050 | 388 | 388 | 2200042329069 | Pitts Farm | 4.561 | 12.68 | 2 | 2 |  | 608.86 | 0.05 | 0.05
278 | 278 | 2200042333678 | 389 | 389 | 2200042333687 | Kerriers | 0.77 | 20.54 | 3 | 3 |  | 3352.52 | 0.05 | 0.05
279 | 279 | 2200042333701 | 390 | 390 | 2200042333710 | Ernesettle Lane | 0.51 | 7.85 | 1.49 | 1.49 | -0.669 | 785.13 | 0.05 | 0.05
281 | 281 | 2200042340220 | 392 | 392 | 2200042340230 | Goonhilly Solar Park | 2.069 | 11.66 | 2.13 | 2.13 |  | 461.8 | 0.05 | 0.05
282 | 282 | 2200042348665 | 393 | 393 | 2200042348674 | Nanteague | 0.875 | 14.19 | 2.12 | 2.12 |  | 1625.89 | 0.05 | 0.05
283 | 283 | 2200042340745 | 394 | 394 | 2200042340824 | Bidwell Dartington PV | 1.23 | 3.21 | 2.89 | 2.89 |  | 641.92 | 0.05 | 0.05
284 | 284 | 2200042343212 | 395 | 395 | 2200042343221 | New Row Farm | 4.585 | 8.22 | 2.66 | 2.66 |  | 640.87 | 0.05 | 0.05
285 | 285 | 2200042354205 | 396 | 396 | 2200042354214 | Woodland Barton Windfarm | 0.965 | 36.68 | 1.15 | 1.15 |  | 2787.62 | 0.05 | 0.05
286 | 286 | 2200042387497 | 397 | 397 | 2200042387502 | Four Burrows 2 | 0.892 | 8.15 | 2.09 | 2.09 |  | 978.49 | 0.05 | 0.05
287 | 287 | 2200042398211 | 398 | 398 | 2200042398220 | Redlands Farm | 0.867 | 5.74 | 2.5 | 2.5 |  | 1010.42 | 0.05 | 0.05
288 | 288 | 2200042400882 | 399 | 399 | 2200042400891 | Tengore Lane PV | 0.768 | 6.24 | 3.11 | 3.11 |  | 740.82 | 0.05 | 0.05
289 | 289 | 2200042400864 | 400 | 400 | 2200042400873 | Liverton Farm | 0.554 | 5.16 | 1.96 | 1.96 | -0.904 | 471.29 | 0.05 | 0.05
290 | 290 | 2200042407860 | 401 | 401 | 2200042407879 | Yonder Parks Farm | 2.037 | 8.79 | 3.22 | 3.22 |  | 1043.72 | 0.05 | 0.05
291 | 291 | 2200042410310 | 402 | 402 | 2200042410339 | Somerton Door | 0.848 | 5.12 | 3.4 | 3.4 |  | 507.71 | 0.05 | 0.05
292 | 292 | 2200042414858 | 403 | 403 | 2200042414867 | Carditch Drove | 10.329 | 2.73 | 2.04 | 2.04 |  | 471.73 | 0.05 | 0.05
293 | 293 | 2200042417798 | 404 | 404 | 2200042417803 | Capelands Farm | 0.721 | 1.92 | 2.47 | 2.47 |  | 480.52 | 0.05 | 0.05
294 | 294 | 2200042418791 | 405 | 405 | 2200042418807 | East Youlstone WF | 1.813 | 59.69 | 1.41 | 1.41 |  | 2387.6 | 0.05 | 0.05
295 | 295 | 2200042437359 | 406 | 406 | 2200042437368 | Francis Court Farm | 1.066 | 5.38 | 2.33 | 2.33 |  | 609.35 | 0.05 | 0.05
296 | 296 | 2200042443316 | 407 | 407 | 2200042443325 | Northwood | 0.764 | 1.38 | 4.17 | 4.17 |  | 791.22 | 0.05 | 0.05
297 | 297 | 2200042443352 | 408 | 408 | 2200042443361 | Tricky Warren |  | 6.67 | 1.63 | 1.63 |  | 520.61 | 0.05 | 0.05
298 | 298 | 2200042447000 | 409 | 409 | 2200042447019 | Iwood Lane | 10.261 | 1.68 | 4.08 | 4.08 |  | 538.06 | 0.05 | 0.05
299 | 299 | 2200042446984 | 410 | 410 | 2200042446993 | Rydon Farm | 5.009 | 16.26 | 2.69 | 2.69 |  | 2235.71 | 0.05 | 0.05
300 | 300 | 2200042446966 | 411 | 411 | 2200042446975 | Balls Wood | 3.691 | 10.45 | 2.88 | 2.88 |  | 2042.83 | 0.05 | 0.05
301 | 301 | 2200042457480 | 412 | 412 | 2200042457499 | Ashlawn Farm | 10.813 | 11.12 | 3.54 | 3.54 |  | 1107.5 | 0.05 | 0.05
302 | 302 | 2200042457903 | 413 | 413 | 2200042457912 | Pencoose Farm | 1.952 | 7.12 | 2.05 | 2.05 |  | 939.77 | 0.05 | 0.05
303 | 303 | 2200042457986 | 414 | 414 | 2200042457995 | Hawkers Farm | 0.982 | 18.23 | 1.95 | 1.95 |  | 474.83 | 0.05 | 0.05
304 | 304 | 2200042459557 | 415 | 415 | 2200042459566 | Hurcott | 0.406 | 1.88 | 2.76 | 2.76 |  | 493.48 | 0.05 | 0.05
305 | 305 | 2200042461290 | 416 | 416 | 2200042461306 | Garvinack | 0.886 | 20.28 | 1.66 | 1.66 |  | 935.01 | 0.05 | 0.05
306 | 306 | 2200042462179 | 417 | 417 | 2200042462188 | New Barton | 0.82 | 35.04 | 2.79 | 2.79 |  | 4447.56 | 0.05 | 0.05
307 | 307 | 2200042465160 | 418 | 418 | 2200042465170 | Coombeshead Farm | 1.265 | 1.39 | 2.89 | 2.89 |  | 533.03 | 0.05 | 0.05
308 | 308 | 2200042465189 | 419 | 419 | 2200042465198 | Walland Farm | 0.441 | 11.11 | 2.44 | 2.44 |  | 476.8 | 0.05 | 0.05
309 | 309 | 2200042467594 | 420 | 420 | 2200042467600 | Ashcombe | 5.186 | 10.59 | 2.11 | 2.11 |  | 644.27 | 0.05 | 0.05
310 | 310 | 2200042469875 | 421 | 421 | 2200042469893 | Newnham Farm | 3.705 | 32.62 | 1.67 | 1.67 |  | 2922.57 | 0.05 | 0.05
311 | 311 | 2200042473463 | 422 | 422 | 2200042473472 | Roskrow Barton PV | 1.98 | 5.69 | 4 | 4 |  | 840.54 | 0.05 | 0.05
312 | 312 | 2200042473445 | 423 | 423 | 2200042473454 | Parkview Solar | 1.242 | 5.38 | 1.98 | 1.98 |  | 544.83 | 0.05 | 0.05
313 | 313 | 2200042475169 | 424 | 424 | 2200042475178 | Towerhead Farm | 10.411 | 7.67 | 2.27 | 2.27 |  | 997.03 | 0.05 | 0.05
314 | 314 | 2200042475196 | 425 | 425 | 2200042475201 | Rookery Farm | 10.401 | 4.63 | 1.9 | 1.9 |  | 624.53 | 0.05 | 0.05
315 | 315 | 2200042475415 | 426 | 426 | 2200042475424 | Bystock Farm | 0.554 | 119.21 | 1.16 | 1.16 |  | 1198.94 | 0.05 | 0.05
316 | 316 | 2200042475433 |  |  |  | Pylle PV Import Boundary | 4.622 | 3.74 | 2.98 | 2.98
317 | 317 | 2200042475823 | 428 | 428 | 2200042475832 | Burthy PV | 1.224 | 1.93 | 3.71 | 3.71 |  | 644.37 | 0.05 | 0.05
318 | 318 | 2200042480610 | 429 | 429 | 2200042480656 | Wilton Farm PV | 1.399 | 17.33 | 2.09 | 2.09 |  | 1620.26 | 0.05 | 0.05
319 | 319 | 2200042484873 | 431 | 431 | 2200042484882 | Woodmanton (Coombe) Farm | 0.556 | 8.84 | 2.02 | 2.02 |  | 1052.27 | 0.05 | 0.05
320 | 320 | 2200042484846 | 432 | 432 | 2200042484855 | Higher Bye Farm | 1.415 | 6.34 | 1.78 | 1.78 |  | 738.35 | 0.05 | 0.05
321 | 321 | 2200042530730 | 433 | 433 | 2200042530740 | Wilton Farm WF | 1.399 | 64.06 | 1.1 | 1.1 |  | 640.63 | 0.05 | 0.05
322 | 322 | 2200042533411 | 434 | 434 | 2200042533420 | Denzell Downs WF | 0.184 | 47.8 | 1.19 | 1.19 |  | 3354.14 | 0.05 | 0.05
323 | 323 | 2200042541583 | 435 | 435 | 2200042541635 | Puriton Landfill PV_1 Rainbow | 0.677 | 3.14 | 1.47 | 1.47 |  | 392.24 | 0.05 | 0.05
324 | 324 | 2200042557281 | 436 | 436 | 2200042557290 | Portworthy Dams PV_1 | 3.786 | 11.06 | 1.83 | 1.83 |  | 553.16 | 0.05 | 0.05
325 | 325 | 2200042616556 |  |  |  | Wick Farm Boundary Import | 1.27 | 4.58 | 1.58 | 1.58
327 | 327 | 2200042552600 | 439 | 439 | 2200042552646 | Batsworthy WF | 0.725 | 40.66 | 1.85 | 1.85 |  | 7319.62 | 0.05 | 0.05
328 | 328 | 2200042557306 | 440 | 440 | 2200042557315 | Portworthy Dams PV_2 | 3.786 | 11.06 | 1.74 | 1.74 |  | 497.84 | 0.05 | 0.05
329 | 329 | 2200042563211 |  |  |  | Crewkerne PV shared Imports | 0.425 | 14.55 | 2.92 | 2.92
331 | 331 | 2200042569134 | 443 | 443 | 2200042569161 | Tonedale Farm PV |  | 101.86 | 1.14 | 1.14 |  | 935.46 | 0.05 | 0.05
332 | 332 | 2200042541644 | 444 | 444 | 2200042541653 | Puriton Landfill PV_2 SSB | 0.677 | 3.14 | 1.47 | 1.47 |  | 353.02 | 0.05 | 0.05
333 | 333 | 2200042582446 | 447 | 447 | 2200042582455 | Red Hill Farm |  | 9.05 | 1.7 | 1.7 |  | 714.09 | 0.05 | 0.05
334 | 334 | 2200042574222 | 446 | 446 | 2200042574231 | Chelwood | 4.374 | 10.64 | 1.78 | 1.78 |  | 915.42 | 0.05 | 0.05
335 | 335 | 2200042592913 | 448 | 448 | 2200042592922 | West Carclaze1 | 0.984 | 5.1 | 2.11 | 2.11 |  | 795.32 | 0.05 | 0.05
336 | 336 | 2200042592931 | 449 | 449 | 2200042592940 | West Carclaze2 | 0.984 | 2.55 | 1.88 | 1.88 |  | 397.66 | 0.05 | 0.05
337 | 337 | 2200042495680 | 450 | 450 | 2200042495670 | Northmoor (embd) PV |  | 3.29 | 1.68 | 1.68 |  | 313.52 | 0.05 | 0.05
338 | 338 | 2200042540687 | 451 | 451 | 2200042540678 | Nmoor Little Tinney WF |  | 1.64 | 1.24 | 1.24 |  | 33.58 | 0.05 | 0.05
339 | 339 | 2200042540696 | 452 | 452 | 2200042540710 | Nmoor East Balsdon WF |  | 1.64 | 1.23 | 1.23 |  | 33.58 | 0.05 | 0.05
340 | 340 | 2200042598135 | 453 | 453 | 2200042598144 | Nmoor Hornacott PV |  | 3.29 | 1.58 | 1.58 |  | 313.52 | 0.05 | 0.05
341 | 341 | 2200042601346 | 454 | 454 | 2200042601355 | Oakham Farm | 0.06 | 8.51 | 1.73 | 1.73 |  | 660.3 | 0.05 | 0.05
342 | 342 | 2200042603237 | 455 | 455 | 2200042603246 | Carnemough Farm | 1.138 | 8.14 | 1.68 | 1.68 |  | 1356.19 | 0.05 | 0.05
343 | 343 | 2200042689252 | 456 | 456 | 2200042689261 | Ashwater WT Site 1 | 1.592 | 2.67 | 1.12 | 1.12 |  | 66.63 | 0.05 | 0.05
344 | 344 | 2200042614104 | 457 | 457 | 2200042614113 | Makro Exeter | 3.223 | 35.14 | 1.25 | 1.25 | -3.553 | 1434.5 | 0.05 | 0.05
345 | 345 | 2200042620162 | 458 | 458 | 2200042620171 | Great Houndbeare 2 | 0.185 | 27.32 | 2.06 | 2.06 |  | 1137.31 | 0.05 | 0.05
346 | 346 | 2200042620205 | 459 | 459 | 2200042620214 | Withy Drove | 0.721 | 37.81 | 1.96 | 1.96 |  | 1623.8 | 0.05 | 0.05
348 | 348 | 2200042620250 | 461 | 461 | 2200042620260 | Fitzwarren (Montys) Farm |  | 3.04 | 2.57 | 2.57 |  | 1184.54 | 0.05 | 0.05
350 | 350 | 2200042622035 | 463 | 463 | 2200042622044 | Dunsland Cross WF | 1.602 | 8.43 | 1.37 | 1.37 |  | 454.57 | 0.05 | 0.05
351 | 351 | 2200042626944 | 464 | 464 | 2200042626953 | Trerule Farm | 1.365 | 12.32 | 1.54 | 1.54 |  | 868.99 | 0.05 | 0.05
352 | 352 | 2200042627140 | 465 | 465 | 2200042627159 | Nancrossa | 1.942 | 1.95 | 2.28 | 2.28 |  | 486.97 | 0.05 | 0.05
353 | 353 | 2200042637885 | 466 | 466 | 2200042637894 | Wick Farm West | 1.27 | 6.6 | 1.56 | 1.56 |  | 467.36 | 0.05 | 0.05
354 | 354 | 2200042655528 | 467 | 467 | 2200042655537 | (LWeston ntw) Severn Community | 0.27 | 346.53 | 0.98 | 0.98 | -0.333 | 936.82 | 0.05 | 0.05
356 | 356 | 2200042679592 | 469 | 469 | 2200042679608 | Tamerton Bridge STOR | 0.51 | 7.66 | 1.26 | 1.26 | -0.669 | 806.25 | 0.05 | 0.05
357 | 357 | 2200042689270 | 470 | 470 | 2200042689280 | Ashwater PV Site 2 | 1.592 | 8.66 | 1.24 | 1.24 |  | 554.4 | 0.05 | 0.05
358 | 358 | 2200042722608 | 471 | 471 | 2200042722617 | Bodwen | 0.966 | 9.59 | 1.21 | 1.21 |  | 1552.25 | 0.05 | 0.05
359 | 359 | 2200042729774 | 472 | 472 | 2200042729783 | Sharland Farm PV | 3.889 | 22.1 | 2.91 | 2.91 |  | 987.68 | 0.05 | 0.05
360 | 360 | 2200042733460 | 473 | 473 | 2200042733479 | Stoneshill Farm | 3.988 | 14.01 | 2.01 | 2.01 |  | 1120.68 | 0.05 | 0.05
361 | 361 | 2200042733850 | 474 | 474 | 2200042733869 | Nmoor Parsonage Wood PV |  | 3.29 | 1.39 | 1.39 |  | 229.34 | 0.05 | 0.05
362 | 362 | 2200042738705 | 475 | 475 | 2200042738714 | Axe View Way PV | 0.406 | 6.5 | 1.65 | 1.65 |  | 525.11 | 0.05 | 0.05
363 | 363 | 2200042742491 | 476 | 476 | 2200042742507 | Place Barton Farm | 1.271 | 8.85 | 2.01 | 2.01 |  | 803.04 | 0.05 | 0.05
364 | 364 | 2200042742516 | 477 | 477 | 2200042742525 | Old Stone Farm | 2.046 | 6.23 | 2.86 | 2.86 |  | 554.09 | 0.05 | 0.05
367 | 367 | 2200042784482 | 480 | 480 | 2200042784491 | Lockleaze Battery Storage | 0.763 | 323.45 | 1 | 1 | -0.909 | 340.46 | 0.05 | 0.05
600 | 600 | 2200032010850 | 601 | 601 | 2200031824542 | Imerys1(Blackpool) | 1.467 | 107.18 | 1.71 | 1.71
603 | 603 | 2200042461315 | 785 | 785 | 2200042461324 | Otterham WT Feeder1 | 0.006 | 1.61 | 1.22 | 1.22 | -0.006 | 16.12 | 0.05 | 0.05
604 | 604 | 2200042501410 | 786 | 786 | 2200042501429 | Otterham WT Feeder2 | 0.006 | 1.61 | 1.23 | 1.23 | -0.006 | 116.08 | 0.05 | 0.05
607 | 607 | 2200042141133 | 789 | 789 | 2200042141142 | Wyld Meadow | 0.393 | 7.75 | 2.01 | 2.01 |  | 759.88 | 0.05 | 0.05
608 | 608 | 2200042141259 | 791 | 791 | 2200042141277 | Prince Rock | 2.103 | 2.56 | 1.2 | 1.2 | -2.25 | 652.88 | 0.05 | 0.05
612 | 612 | 2200032168607 | 765 | 765 | 2200032168616 | Bradon Farm | 0.755 | 43.13 | 1.45 | 1.45 | -1.589 | 1365.03 | 0.05 | 0.05
613 | 613 | 2200040848888 | 766 | 766 | 2200031664357 | Carland Cross | 1.065 | 2.53 | 1.51 | 1.51 | -2.137 | 460.47 | 0.05 | 0.05
614 | 614 | 2200030511311 | 767 | 767 | 2200031822971 | Cold Northcott | 0.823 | 13.4 | 3.99 | 3.99 |  | 482.3 | 0.05 | 0.05
615 | 615 | 2200040863404 | 768 | 768 | 2200040863399 | Forestmoor 1 | 1.856 | 17.2 | 1.39 | 1.39
616 | 616 | 2200040863431 | 769 | 769 | 2200040863422 | Forestmoor 2 | 1.856 | 31.53 | 1.39 | 1.39
617 | 617 | 2200030109831 | 770 | 770 | 2200031823558 | Four Burrows | 0.902 | 17.45 | 1.61 | 1.61 |  | 785.41 | 0.05 | 0.05
618 | 618 | 2200042384194 | 783 | 783 | 2200042384200 | Canworthy PV |  | 5.68 | 2.23 | 2.23 |  | 931.01 | 0.05 | 0.05
619 | 619 | 2200030112133 | 775 | 775 | 2200031823530 | St Breock | 0.776 | 9.63 | 1.67 | 1.67 |  | 298.21 | 0.05 | 0.05
620 | 620 | 2200030348790 | 723 | 723 | 2200042334139 2200042334148 | DML - Central | 1.695 | 1602.74 | 0.92 | 0.92 | -1.717 | 2074.26 | 0.05 | 0.05
623 | 623 | 2200042602289 | 748 | 748 | 2200042602298 | Denbrook WF | 0.534 | 28.22 | 1 | 1 |  | 2882.71 | 0.05 | 0.05
624 | 624 | 2200041804437 | 747 | 747 | 2200041804446 | Hayle Wave Hub | 12.27 | 11.1 | 1.2 | 1.2 | -12.967 | 666.27 | 0.05 | 0.05
625 | 625 | 2200031995530 | 741 | 741 | 2200032024222 | Marsh Barton | 0.002 | 6.4 | 1.57 | 1.57
626 | 626 | 2200040571113 | 752 | 752 | 2200040571122 | Connon Bridge | 1.394 | 15.27 | 1.42 | 1.42 | -1.115 | 334.77 | 0.05 | 0.05
627 | 627 | 2200040979020 | 753 | 753 | 2200040979039 | Chelson | 2.105 | 16.51 | 1.07 | 1.07 | -2.405 | 495.33 | 0.05 | 0.05
628 | 628 | 2200041957685 | 754 | 754 | 2200041253506 | Darracott | 0.75 | 29.59 | 2.14 | 2.14 |  | 538.9 | 0.05 | 0.05
629 | 629 | 2200040164245 | 764 | 764 | 2200040164254 | Bears Down | 0.186 | 1.89 | 1.32 | 1.32
632 | 632 | 2200040473921 | 757 | 757 | 2200040473940 | St Day | 2.251 | 31.94 | 1.28 | 1.28 | -0.971 | 276.8 | 0.05 | 0.05
633 | 633 | 2200041499771 | 758 | 758 | 2200041499762 | Shooters Bottom | 4.389 | 11.5 | 1.42 | 1.42 |  | 657.18 | 0.05 | 0.05
634 | 634 | 2200041625596 | 760 | 760 | 2200041625587 | Heathfield | 5.136 | 22.81 | 1.83 | 1.83 | -6.978 | 456.14 | 0.05 | 0.05
635 | 635 | 2200041845860 | 761 | 761 | 2200041845850 | Goonhilly | 2.069 | 8.12 | 1.99 | 1.99 |  | 649.24 | 0.05 | 0.05
636 | 636 | 2200041786674 | 762 | 762 | 2200041786683 | Delabole | 0.798 | 14.56 | 2.12 | 2.12 |  | 1339.74 | 0.05 | 0.05
637 | 637 | 2200041930489 | 763 | 763 | 2200041930498 | Fullabrook |  | 366.47 | 1.53 | 1.53 |  | 31825.59 | 0.05 | 0.05
639 | 639 | 2200042142094 | 724 | 724 | 2200042142410 | Luxulyan(Trenoweth Farm) | 0.971 | 3.23 | 4.24 | 4.24 |  | 931.53 | 0.05 | 0.05
642 | 642 | 2200042142439 | 725 | 725 | 2200042142457 | Woodland Barton PV 33kV Gen | 0.932 | 9.96 | 1.8 | 1.8 |  | 995.7 | 0.05 | 0.05
643 | 643 | 2200041978773 | 726 | 726 | 2200041978782 | Manor PV Farm 33kV | 0.956 | 4.41 | 2.33 | 2.33 |  | 612.9 | 0.05 | 0.05
644 | 644 | 2200041978852 | 727 | 727 | 2200041978861 | Churchtown Farm PV 33kV | 10.297 | 245.63 | 1.37 | 1.37 | -10.297 | 380.57 | 0.05 | 0.05
645 | 645 | 2200041978791 | 728 | 728 | 2200041978807 | Trenouth PV 33kV | 0.188 | 15.18 | 1.76 | 1.76 |  | 1214.01 | 0.05 | 0.05
647 | 647 | 2200041979874 | 732 | 732 | 2200041979883 | Howton Farm PV 33kV | 0.972 | 4.36 | 3.13 | 3.13 |  | 622.34 | 0.05 | 0.05
649 | 649 | 2200042682406 | 734 | 734 | 2200042682424 | Newton Downs Farm | 3.771 | 48.97 | 1.44 | 1.44 |  | 869.17 | 0.05 | 0.05
650 | 650 | 2200030346906 2200030346998 |  |  |  | BAE Systems (ROF) | 1.127 | 637.41 | 1.58 | 1.58
652 | 652 | 2200041978728 | 735 | 735 | 2200041978737 | East Langford PV 33kV | 1.842 | 4.37 | 2.5 | 2.5 |  | 624.81 | 0.05 | 0.05
653 | 653 | 2200042194279 | 736 | 736 | 2200042194288 | NINNIS PV 33kV Gen | 0.959 | 7.46 | 1.8 | 1.8 |  | 739.61 | 0.05 | 0.05
654 | 654 | 2200042208824 | 737 | 737 | 2200042208833 | Willsland PV 33kV Gen | 1.439 | 4.72 | 2.48 | 2.48 |  | 623.66 | 0.05 | 0.05
655 | 655 | 2200042141151 | 738 | 738 | 2200042141160 | Eastcombe PV 33kV Gen | 1.645 | 6.26 | 2.32 | 2.32 |  | 799.33 | 0.05 | 0.05
656 | 656 | 2200042172879 | 739 | 739 | 2200042172888 | Bratton Flemming PV | 0.72 | 4.97 | 1.92 | 1.92 |  | 497.36 | 0.05 | 0.05
657 | 657 | 2200042196736 | 740 | 740 | 2200042196745 | Beaford Brook PV | 0.782 | 3.22 | 5.42 | 5.42 |  | 643.96 | 0.05 | 0.05
658 | 658 | 2200042206604 | 742 | 742 | 2200042206613 | Park Wall PV | 0.654 | 3.1 | 2.53 | 2.53 |  | 619.61 | 0.05 | 0.05
659 | 659 | 2200042198501 | 743 | 743 | 2200042198520 | Bradford Solar Park | 1.757 | 21.13 | 1.73 | 1.73 |  | 2113.01 | 0.05 | 0.05
662 | 662 | 2200041982938 | 744 | 744 | 2200041982947 | Causilgey PV 33kV Gen | 0.892 | 2.89 | 3.09 | 3.09 |  | 519.92 | 0.05 | 0.05
663 | 663 | 2200042042966 | 745 | 745 | 2200042042975 | Beechgrove Farm PV 33kV | 0.393 | 1.93 | 3.34 | 3.34 |  | 620.2 | 0.05 | 0.05
664 | 664 | 2200041857484 | 772 | 772 | 2200031825680 | Isles of Scilly | 17.524 | 22.97 | 1.63 | 1.63
665 | 665 | 2200042019345 | 666 | 666 | 2200042019354 | BLACKDITCH 33kV | 0.685 | 0.54 | 4.33 | 4.33 |  | 462.46 | 0.05 | 0.05
669 | 669 | 2200030348718 | 806 | 806 | 2200041310085 | Avonmouth Docks Boundary | 0.47 | 1415.9 | 1.71 | 1.71
673 | 673 | 2200042534070 | 586 | 586 | 2200042534080 | CERC St Dennis |  | 2514.24 | 1.36 | 1.36 |  | 10996.75 | 0.05 | 0.05
674 | 674 | 2200042538720 | 587 | 587 | 2200042538749 | Severnside Energy Recovery Centre |  | 959.65 | 0.67 | 0.67 |  | 9842.58 | 0.05 | 0.05
675 | 675 | 2200042787377 | 588 | 588 | 2200042787386 | Old Green Wind Farm & Battery |  | 229.07 | 1.21 | 1.21 |  | 707.62 | 0.05 | 0.05
690 | 690 | 2200030348620 |  |  |  | Norbora | 0.748 | 546.12 | 6.02 | 6.02
692 | 692 | 2200030349084 2200032161977 |  |  |  | SWW Tamar | 1.355 | 2415.93 | 3.68 | 3.68
694 | 694 | 2200030349075 2200032161930 | 693 | 693 | 2200031824213 | SWW Roadford | 1.422 | 661.43 | 5.72 | 5.72 | -2.549 | 264.57 | 0.05 | 0.05
695 | 695 | 2200030348319 2200030348328 |  |  |  | ST Regis | 1.405 | 2275.27 | 0.99 | 0.99
696 | 696 | 2200030347928 |  |  |  | Tarmac | 9.539 | 687.25 | 5.08 | 5.08
697 | 697 | 2200030348026 2200030348035 |  |  |  | Abbeywood | 0.851 | 262.29 | 2.79 | 2.79
698 | 698 | 2200030347101 2200032161995 |  |  |  | HewlettPackard | 1.514 | 262.29 | 4.31 | 4.31
699 | 699 | 2200030354118 |  |  |  | Blagdon | 11.225 | 131.14 | 4.09 | 4.09
700 | 700 | 2200031997477 2200031997529 |  |  |  | BristolAirport | 12.277 | 262.29 | 10.67 | 10.67
701 | 701 | 2200031846059 | 808 | 808 | 2200031824747 | BGasHallen | 2.51 | 915.68 | 1.51 | 1.51
702 | 702 | 2200030349260 | 807 | 807 | 2200041310094 | Portbury Dock | 2.941 | 724.74 | 2.38 | 2.38 |  | 193.27 | 0.05 | 0.05
703 | 703 | 2200030348470 | 795 | 795 | 2200042430770 | Whatley Quarry | 7.17 | 65.57 | 3.11 | 3.11 | -8.108 | 65.57 | 0.05 | 0.05
704 | 704 | 2200030349093 2200040240630 |  |  |  | FalmouthDocks | 3.584 | 262.29 | 4.16 | 4.16
705 | 705 | 2200040661200 2200040661219 |  |  |  | AstraZeneca |  | 5320.73 | 1.45 | 1.45
706 | 706 | 2200040468930 2200042670943 |  |  |  | DairyCrestDavidstow | 7.469 | 2604.29 | 6.22 | 6.22
707 | 707 | 2200041209970 | 809 | 809 | 2200041209989 | Hemyock (Broadpath LF) | 5.971 | 6.24 | 1.3 | 1.3 | -5.971 | 124.9 | 0.05 | 0.05
708 | 708 | 2200030348373 | 794 | 794 | 2200031824524 | Imerys(Torycombe) | 6.024 | 142.88 | 3.23 | 3.23 | -6.174 | 119.41 | 0.05 | 0.05
709 | 709 | 2200030346710 2200032196710 | 722 | 722 | 2200041987314 2200041987323 | Royal United Hospital | 8.172 | 148.53 | 1.43 | 1.43 | -8.193 | 113.76 | 0.05 | 0.05
713 | 713 | 2200042194640 | 776 | 776 | 2200042103449 | Avonmouth BCC WF 33kV Gen |  | 18.28 | 1.04 | 1.04 |  | 761.66 | 0.05 | 0.05
714 | 714 | 2200042108127 | 777 | 777 | 2200042108289 | Bodiniel PV Park 33kV Gen | 0.767 | 3.53 | 2.79 | 2.79 |  | 588.01 | 0.05 | 0.05
715 | 715 | 2200042385453 | 778 | 778 | 2200042385462 | Garlenick WF 33kV | 0.88 | 65.9 | 1.16 | 1.16 |  | 2635.97 | 0.05 | 0.05
716 | 716 | 2200042165037 | 779 | 779 | 2200042165046 | Warleigh Barton PV 33kV Gen | 0.511 | 5.45 | 1.64 | 1.64 |  | 763.36 | 0.05 | 0.05
717 | 717 | 2200042171449 | 780 | 780 | 2200042171458 | Winnards Perch PV 33kV Gen | 0.185 | 12.91 | 1.69 | 1.69 |  | 753.13 | 0.05 | 0.05
718 | 718 | 2200042356276 | 781 | 781 | 2200042356285 | Galsworthy WF | 0.025 | 91.83 | 1.62 | 1.62 |  | 844.85 | 0.05 | 0.05
720 | 720 | 2200030348986 2200032178340 2200032178368 2200032178377 2200041226558 2200041226567 |  |  |  | Airbus UK Ltd | 1.799 | 524.58 | 2.4 | 2.4
750 | 750 | 2200032138124 | 751 | 751 | 2200032050436 | RR Power Development |  | 896.42 | 2.01 | 2.01
759 | 759 | 2200041527904 |  |  |  | Langage | 4.111 | 648.88 | 1.7 | 1.7
797 | 797 | 2200030348452 | 804 | 804 | 2200031824551 | Imerys5(Drinnick) | 1.227 | 150.27 | 2.78 | 2.78
798 | 798 | 2200030348382 | 803 | 803 | 2200030347690 | Imerys4(Bugle) | 1.353 | 283.55 | 2.24 | 2.24 | -1.71 | 241.02 | 0.05 | 0.05
799 | 799 | 2200032010879 | 801 | 801 | 2200031824738 | Imerys3(Trebal) | 1.103 | 637.97 | 1.28 | 1.28
800 | 800 | 2200030348666 | 802 | 802 | 2200031824490 | Imerys6(Par) | 1.19 | 85.74 | 1.33 | 1.33
805 | 805 | 2200030349242 | 733 | 733 |  | DML - North | 1.707 | 7259.06 | 0.94 | 0.94
810 | 810 | 2200042163484 | 790 | 790 | 2200042163493 | Marley Thatch PV | 1.255 | 3.62 | 2.46 | 2.46 |  | 615.07 | 0.05 | 0.05
811 | 811 | 2200041648681 2200041648690 2200042093766 | 793 | 793 | 2200042093720 2200042093739 2200042093757 | Bristol Royal Infirmary | 1.312 | 454.91 | 3.11 | 3.11 | -1.971 | 331.96 | 0.05 | 0.05
812 | 812 | 2200042276123 2200042276132 2200042276141 |  |  |  | Bristol University | 1.312 | 786.86 | 4.12 | 4.12
815 | 815 | 2200042163410 | 792 | 792 | 2200042163457 | Burrowton Farm PV | 0.013 | 3.88 | 1.9 | 1.9 |  | 528.89 | 0.05 | 0.05
816 | 816 | 2200042165055 | 900 | 900 | 2200042165064 | Callington Solar | 1.261 | 4.72 | 2.58 | 2.58 |  | 495.22 | 0.05 | 0.05
817 | 817 | 2200042165073 | 901 | 901 | 2200042165082 | Hope Solar | 10.307 | 7.45 | 1.5 | 1.5 |  | 782.6 | 0.05 | 0.05
818 | 818 | 2200042172043 | 903 | 903 | 2200042172052 | NES Kingsweston Lane | 0.27 | 125.49 | 0.95 | 0.95 | -0.275 | 501.96 | 0.05 | 0.05
820 | 820 | 2200042169714 | 905 | 905 | 2200042169723 | Slade Farm PV | 2.07 | 5.02 | 3.14 | 3.14 |  | 756.72 | 0.05 | 0.05
821 | 821 | 2200042171183 | 906 | 906 | 2200042171192 | Rew Farm PV | 0.933 | 4.15 | 2.72 | 2.72 |  | 714.33 | 0.05 | 0.05
822 | 822 | 2200042171208 | 907 | 907 | 2200042171226 | Higher Trenhayle PV | 12.502 | 5.15 | 2.52 | 2.52 |  | 617.93 | 0.05 | 0.05
823 | 823 | 2200042171244 | 908 | 908 | 2200042171253 | Middle Treworder PV | 0.773 | 1.05 | 4.72 | 4.72 |  | 511.71 | 0.05 | 0.05
824 | 824 | 2200042171616 | 909 | 909 | 2200042171625 | Penhale Farm PV | 0.776 | 11.5 | 2.22 | 2.22 |  | 690.04 | 0.05 | 0.05
825 | 825 | 2200042172512 | 910 | 910 | 2200042172521 | Ayshford Court PV | 3.984 | 1.59 | 3.13 | 3.13 |  | 481.84 | 0.05 | 0.05
826 | 826 | 2200042172920 | 911 | 911 | 2200042172930 | West Hill PV | 0.443 | 20.1 | 2.8 | 2.8 |  | 2709.01 | 0.05 | 0.05
827 | 827 | 2200042172897 | 912 | 912 | 2200042172902 | Knockworthy Farm PV | 0.743 | 4.21 | 3.15 | 3.15 |  | 467.9 | 0.05 | 0.05
828 | 828 | 2200042218673 2200042218682 |  |  |  | University of Bath | 6.814 | 3721.85 | 5.37 | 5.37
829 | 829 | 2200042174272 | 914 | 914 | 2200042174281 | Trekenning Farm PV | 0.84 | 17.88 | 1.87 | 1.87 |  | 2132.83 | 0.05 | 0.05
830 | 830 | 2200042184369 | 915 | 915 | 2200042184378 | Four Burrows PV | 0.909 | 3.41 | 2.46 | 2.46 |  | 470.06 | 0.05 | 0.05
833 | 833 | 2200042191756 | 918 | 918 | 2200042191765 | Halse Farm PV |  | 1.26 | 3.16 | 3.16 |  | 471.44 | 0.05 | 0.05
834 | 834 | 2200042192750 | 919 | 919 | 2200042192769 | Hatchlands Farm PV | 1.246 | 13.2 | 1.67 | 1.67 |  | 733.07 | 0.05 | 0.05
835 | 835 | 2200042193879 | 920 | 920 | 2200042193888 | Higher Trevartha PV | 1.39 | 11.64 | 2.43 | 2.43 |  | 768.13 | 0.05 | 0.05
837 | 837 | 2200042194047 | 922 | 922 | 2200042194056 | Ford Farm PV | 1.362 | 6.4 | 2.19 | 2.19 |  | 479.68 | 0.05 | 0.05
839 | 839 | 2200042345993 | 924 | 924 | 2200042346000 | Trequite | 1.386 | 2.62 | 3.41 | 3.41 |  | 865.13 | 0.05 | 0.05
841 | 841 | 2200042193735 | 926 | 926 | 2200042193744 | Higher Tregarne PV | 1.969 | 24.16 | 1.68 | 1.68 |  | 1035.59 | 0.05 | 0.05
842 | 842 | 2200042195592 | 927 | 927 | 2200042195608 | Higher North Beer PV | 1.906 | 0.7 | 4.11 | 4.11 |  | 490.05 | 0.05 | 0.05
843 | 843 | 2200042196781 | 928 | 928 | 2200042196790 | Horsacott PV | 0.432 | 1.68 | 3.07 | 3.07 |  | 477.76 | 0.05 | 0.05
844 | 844 | 2200042201252 | 929 | 929 | 2200042201261 | Langunnett PV | 1.471 | 13.32 | 2.05 | 2.05 |  | 1261.67 | 0.05 | 0.05
845 | 845 | 2200042201270 | 930 | 930 | 2200042201280 | Trefinnick Farm PV | 1.272 | 15.48 | 2.95 | 2.95 |  | 1290.23 | 0.05 | 0.05
846 | 846 | 2200042202939 | 931 | 931 | 2200042202948 | Little Trevease Farm PV | 1.945 | 6.89 | 1.97 | 1.97 |  | 661.31 | 0.05 | 0.05
847 | 847 | 2200042432625 | 932 | 932 | 2200042432634 | Marksbury | 4.378 | 7.69 | 2.02 | 2.02 |  | 613.78 | 0.05 | 0.05
848 | 848 | 2200042202975 | 933 | 933 | 2200042202984 | Cobbs Cross | 0.66 | 3.18 | 2.43 | 2.43 |  | 635.97 | 0.05 | 0.05
849 | 849 | 2200042204652 | 934 | 934 | 2200042204661 | Newlands Farm | 0.396 | 3.37 | 2.76 | 2.76 |  | 662.57 | 0.05 | 0.05
850 | 850 | 2200042206580 | 935 | 935 | 2200042206599 | CRICKET ST THOMAS | 0.404 | 21.61 | 1.51 | 1.51 |  | 648.43 | 0.05 | 0.05
851 | 851 | 2200042206622 | 936 | 936 | 2200042206631 | Parsonage Barn | 0.406 | 16.58 | 1.63 | 1.63 |  | 1160.6 | 0.05 | 0.05
852 | 852 | 2200042208806 | 937 | 937 | 2200042208815 | Hewas PV | 0.844 | 8.91 | 1.95 | 1.95 |  | 890.66 | 0.05 | 0.05
853 | 853 | 2200042208842 | 938 | 938 | 2200042208851 | CRINACOTT PV | 1.757 | 11.1 | 1.3 | 1.3 |  | 973.81 | 0.05 | 0.05
854 | 854 | 2200042214711 | 939 | 939 | 2200042214720 | Penare Farm | 0.875 | 10.58 | 1.64 | 1.64 |  | 452.42 | 0.05 | 0.05
855 | 855 | 2200042214730 | 940 | 940 | 2200042214749 | Aller Court | 0.708 | 21.2 | 1.54 | 1.54 |  | 727.19 | 0.05 | 0.05
857 | 857 | 2200042214943 | 942 | 942 | 2200042214952 | Stonebarrow | 0.393 | 6.2 | 1.97 | 1.97 |  | 511.12 | 0.05 | 0.05
858 | 858 | 2200042215088 | 943 | 943 | 2200042215097 | Whitley Farm | 0.894 | 8.57 | 2.41 | 2.41 |  | 685.76 | 0.05 | 0.05
859 | 859 | 2200042215246 | 944 | 944 | 2200042215255 | New Rendy Farm |  | 7.55 | 1.57 | 1.57 |  | 616.15 | 0.05 | 0.05
860 | 860 | 2200042216843 | 945 | 945 | 2200042216852 | Tregassow | 0.684 | 5.17 | 3.35 | 3.35 |  | 1291.26 | 0.05 | 0.05
861 | 861 | 2200042218405 | 946 | 946 | 2200042218414 | Pitworthy | 1.756 | 16.51 | 3.96 | 3.96 |  | 3379.71 | 0.05 | 0.05
862 | 862 | 2200042224250 | 947 | 947 | 2200042224269 | Foxcombe PV | 1.644 | 3.1 | 2.57 | 2.57 |  | 620.1 | 0.05 | 0.05
863 | 863 | 2200042224278 | 948 | 948 | 2200042224287 | Rexon Cross PV Farm | 1.369 | 4.5 | 2.72 | 2.72 |  | 629.67 | 0.05 | 0.05
864 | 864 | 2200042242880 | 949 | 949 | 2200042242899 | Hazard Farm PV | 1.242 | 4.65 | 2.61 | 2.61 |  | 921.01 | 0.05 | 0.05
865 | 865 | 2200042244673 | 950 | 950 | 2200042244682 | Luscott Barton | 0.436 | 9.82 | 3.8 | 3.8 |  | 667.96 | 0.05 | 0.05
866 | 866 | 2200042254120 | 951 | 951 | 2200042254139 | Grange Farm PV |  | 8.04 | 1.76 | 1.76 |  | 804.48 | 0.05 | 0.05
867 | 867 | 2200042352174 | 952 | 952 | 2200042352183 | Derriton Fields | 1.756 | 13.02 | 2.46 | 2.46 |  | 2065.6 | 0.05 | 0.05
868 | 868 | 2200042278478 | 953 | 953 | 2200042278487 | Cleave Farm | 0.441 | 20.62 | 2.82 | 2.82 |  | 1641.72 | 0.05 | 0.05
869 | 869 | 2200042342032 | 954 | 954 | 2200042342041 | Woolavington | 0.718 | 7.51 | 2.07 | 2.07 |  | 876.06 | 0.05 | 0.05
870 | 870 | 2200042342060 | 955 | 955 | 2200042342079 | Trehawke Farm | 1.399 | 14.88 | 1.58 | 1.58 |  | 1504.6 | 0.05 | 0.05
871 | 871 | 2200042278751 | 956 | 956 | 2200042278760 | Higher Berechapel Farm | 0.41 | 185.19 | 1.25 | 1.25 | -1.14 | 578.73 | 0.05 | 0.05
872 | 872 | 2200042278947 | 957 | 957 | 2200042278956 | Bommertown |  | 7.65 | 2 | 2 |  | 520.19 | 0.05 | 0.05
873 | 873 | 2200042349739 | 958 | 958 | 2200042349748 | Carloggas Farm | 0.873 | 32.97 | 1.24 | 1.24 |  | 1190.5 | 0.05 | 0.05
876 | 876 | 2200042911983 | 481 | 481 | 2200042911992 | Viridor EFW (Seabank) |  | 98.21 | 0.91 | 0.91 |  | 961.89 | 0.05 | 0.05
877 | 877 | 2200042911929 | 482 | 482 | 2200042911947 | Alders Way STOR | 1.942 | 27.35 | 1.12 | 1.12 | -2.097 | 767.63 | 0.05 | 0.05
878 | 878 | 2200042911965 | 483 | 483 | 2200042911974 | Rockingham STOR | 0.264 | 663.03 | 1.08 | 1.08 | -0.326 | 1989.1 | 0.05 | 0.05
879 | 879 | 2200042965279 | 484 | 484 | 2200042965260 | Fideoak Battery |  | 334.82 | 1 | 1 |  | 352.43 | 0.05 | 0.05
880 | 880 | 2200042990994 | 485 | 485 | 2200042991000 | Hele Manor STOR |  | 10.52 | 1.26 | 1.26 |  | 452.48 | 0.05 | 0.05
881 | 881 | 2200043091209 | 486 | 486 | 2200043091403 | Marlands Field | 3.768 | 19.37 | 2.09 | 2.09 |  | 1084.47 | 0.05 | 0.05
961 | 961 | 2200030348090 |  |  |  | Sims Avonmouth | 0.47 |  | 2.23 | 2.23
962 | 962 | 2200030348105 |  |  |  | Flour Mills Avonmouth | 0.47 |  | 1.98 | 1.98
|  |  | 427 | 427 | 2200042573488 | Pylle PV Site 1 | [5 empty] | 373.65 | 0.05 | 0.05
|  |  | 445 | 445 | 2200042573502 | Pylle PV Site 2 | [5 empty] | 373.65 | 0.05 | 0.05
|  |  | 437 | 437 | 2200042542763 | Wick Farm PV_1 Export | [5 empty] | 229.21 | 0.05 | 0.05
|  |  | 438 | 438 | 2200042542781 | Wick Farm PV_2 Export | [5 empty] | 229.21 | 0.05 | 0.05
|  |  | 441 | 441 | 2200042563230 | Crewkerne PV Site 1 | [5 empty] | 605.74 | 0.05 | 0.05
|  |  | 442 | 442 | 2200042710611 | Crewkerne PV Site 2 | [5 empty] | 605.74 | 0.05 | 0.05
7158 | 7158 | 7158 | 7158 | 7158 | 7158 | Huntworth | 0.652 | 3.83 | 1.38 | 1.38
7293 | 7293 | 7293 |  |  |  | Alveston Hammerly Down |  |  | 0.91 | 0.91
7317 | 7317 | 7317 | 7318 | 7318 | 7318 | Barton Hill STOR CVA | 0.671 | 19.67 | 1 | 1 | -0.713 | 456.29 | 0.05 | 0.05
7319 | 7319 | 7319 | 7320 | 7320 | 7320 | Water Lane B | 3.255 | 9.24 | 1.6 | 1.6 | -3.673 | 964.15 | 0.05 | 0.05
7341 | 7341 | 7341 | 7342 | 7342 | 7342 | Cattedown STOR CVA | 2.102 | 9.67 | 1.09 | 1.09 | -2.249 | 729.49 | 0.05 | 0.05
New Import 1 | New Import 1 | New Import 1 | New Export 1 | New Export 1 | New Export 1 | Appletree Farm | 5.244 | 8.56 | 2.61 | 2.61 |  | 855.84 | 0.05 | 0.05
New Import 2 | New Import 2 | New Import 2 | New Export 2 | New Export 2 | New Export 2 | Tale Lane Solar |  | 17.21 | 2.44 | 2.44 |  | 1317.24 | 0.05 | 0.05
New Import 3 | New Import 3 | New Import 3 | New Export 3 | New Export 3 | New Export 3 | Trendeal Solar Park | 0.18 | 5.48 | 1.59 | 1.59 |  | 2632.05 | 0.05 | 0.05
New Import 4 | New Import 4 | New Import 4 | New Export 4 | New Export 4 | New Export 4 | Ventonteague Wind Turbine | 1.031 | 5.09 | 1.46 | 1.46 |  | 513.2 | 0.05 | 0.05
New Import 5 | New Import 5 | New Import 5 | New Export 5 | New Export 5 | New Export 5 | Warne Road | 1.254 | 21 | 1.84 | 1.84 | -1.905 | 442 | 0.05 | 0.05
New Import 6 | New Import 6 | New Import 6 | New Export 6 | New Export 6 | New Export 6 | Woodbury STOR | 0.005 | 15.04 | 1.45 | 1.45 | -0.044 | 1319.4 | 0.05 | 0.05
New Import 7 | New Import 7 | New Import 7 | New Export 7 | New Export 7 | New Export 7 | Wyndham Estate PV | 1.411 | 1.6 | 1.67 | 1.67 |  | 1338.56 | 0.05 | 0.05
New Import 8 | New Import 8 | New Import 8 | New Export 8 | New Export 8 | New Export 8 | Clyst St Lawrence Energy Storage |  | 7.8 | 1.69 | 1.69 |  | 1326.65 | 0.05 | 0.05
New Import 9 | New Import 9 | New Import 9 | New Export 9 | New Export 9 | New Export 9 | Coleford | 4.34 | 12.17 | 1.88 | 1.88 | -5.774 | 640.66 | 0.05 | 0.05
New Import 10 | New Import 10 | New Import 10 | New Export 10 | New Export 10 | New Export 10 | Cornwall Bio Park | 10.138 | 64.29 | 1.3 | 1.3 | -10.191 | 2142.9 | 0.05 | 0.05
New Import 11 | New Import 11 | New Import 11 | New Export 11 | New Export 11 | New Export 11 | Fire Station Lane | 0.268 | 12.79 | 1.31 | 1.31 | -0.331 | 450.21 | 0.05 | 0.05
New Import 12 | New Import 12 | New Import 12 | New Export 12 | New Export 12 | New Export 12 | Hallen 33kV Battery |  | 680.32 | 1.05 | 1.05 |  | 709.68 | 0.05 | 0.05
New Import 13 | New Import 13 | New Import 13 | New Export 13 | New Export 13 | New Export 13 | Lodge Farm | 4.321 | 5.69 | 2.09 | 2.09 |  | 2388.75 | 0.05 | 0.05
New Import 14 | New Import 14 | New Import 14 | New Export 14 | New Export 14 | New Export 14 | Lower Bedminister CHP | 0.855 | 93.58 | 2.31 | 2.31 | -1.399 | 369.42 | 0.05 | 0.05
New Import 15 | New Import 15 | New Import 15 | New Export 15 | New Export 15 | New Export 15 | Lufton |  | 34.64 | 1.26 | 1.26 |  | 1458.59 | 0.05 | 0.05
New Import 16 | New Import 16 | New Import 16 | New Export 16 | New Export 16 | New Export 16 | Severn Road |  | 216.88 | 1.65 | 1.65 |  | 2278.33 | 0.05 | 0.05
New Import 17 | New Import 17 | New Import 17 | New Export 17 | New Export 17 | New Export 17 | Tregeen AD(OTHM1) | 0.006 | 3.22 | 1.45 | 1.45 | -0.006 | 25.8 | 0.05 | 0.05
New Import 19 | New Import 19 | New Import 19 | New Export 19 | New Export 19 | New Export 19 | Two Post Cross | 0.648 | 51.52 | 1.72 | 1.72 | -0.701 | 446.83 | 0.05 | 0.05
New Import 20 | New Import 20 | New Import 20 | New Export 20 | New Export 20 | New Export 20 | Ottery St Mary PV | 0.183 | 16.51 | 2.32 | 2.32 |  | 1965.1 | 0.05 | 0.05
New Import 21 | New Import 21 | New Import 21 | New Export 21 | New Export 21 | New Export 21 | Gammaton Moor PV |  | 8.81 | 1.74 | 1.74 |  | 927.87 | 0.05 | 0.05
New Import 22 | New Import 22 | New Import 22 | New Export 22 | New Export 22 | New Export 22 | NIRO PV (Rockebeare) | 1.073 | 16.29 | 2.23 | 2.23 |  | 745.71 | 0.05 | 0.05
New Import 23 | New Import 23 | New Import 23 | New Export 23 | New Export 23 | New Export 23 | Cold Northcott Alternate | 0.006 | 11.56 | 1.27 | 1.27 |  | 925.12 | 0.05 | 0.05
New Import 24 | New Import 24 | New Import 24 | New Export 24 | New Export 24 | New Export 24 | Otterham WF Extension | 0.006 | 0.64 | 1.43 | 1.43 | -0.006 | 32.24 | 0.05 | 0.05
New Import 25 | New Import 25 | New Import 25 | New Export 25 | New Export 25 | New Export 25 | Lower Litchardon PV | 0.017 | 8.83 | 1.75 | 1.75 |  | 927.85 | 0.05 | 0.05
New Import 26 | New Import 26 | New Import 26 | New Export 26 | New Export 26 | New Export 26 | Feeder Road STOR | 0.969 | 310.54 | 1.1 | 1.1 | -1.085 | 326.88 | 0.05 | 0.05
New Import 27 | New Import 27 | New Import 27 | New Export 27 | New Export 27 | New Export 27 | Aller Langport PV | 0.711 | 6.71 | 2.48 | 2.48 |  | 456.29 | 0.05 | 0.05
New Import 28 | New Import 28 | New Import 28 | New Export 28 | New Export 28 | New Export 28 | Huish PV | 0.017 | 487.88 | 0.32 | 0.32 | -0.047 | 1244.33 | 0.05 | 0.05
New Import 29 | New Import 29 | New Import 29 | New Export 29 | New Export 29 | New Export 29 | Trenoweth Farm |  | 8.81 | 4.57 | 4.57 |  | 927.87 | 0.05 | 0.05
New Import 30 | New Import 30 | New Import 30 | New Export 30 | New Export 30 | New Export 30 | Teign View Power Plant | 5.094 | 6.69 | 2 | 2 | -6.548 | 483.95 | 0.05 | 0.05
New Import 31 | New Import 31 | New Import 31 |  |  |  | Langford | 9.106 | 1489.66 | 3.97 | 3.97
New Import 32 | New Import 32 | New Import 32 | New Export 32 | New Export 32 | New Export 32 | West Holcombe PV | 4.052 | 26.86 | 2.55 | 2.55 |  | 1107.56 | 0.05 | 0.05

## Annex 2a Import
Note: The list of MPANs / MSIDs provided may be incomplete; the DNO reserves the right to apply the listed charges to any other MPANs / MSIDs associated with the site. Note: This table is automatically populated based on the content of the tab entitled 'Annex 2 EHV Charges'. The timebands are as shown in Annex 2.
Western Power Distribution (South West) plc - Effective from 1 April 2021 - Final EDCM import charges
Import Unique Identifier | LLFC | Import MPANs/MSIDs | Name | Import Super Red unit charge (p/kWh) | Import fixed charge (p/day) | Import capacity charge (p/kVA/day) | Import exceeded capacity charge (p/kVA/day)
198 | 198 | 2200042805690 | Rolls Royce TT | 0.978 | 131.14 | 1.46 | 1.46
204 | 204 | 2200042689299 | Ashwater Auxillary Supply | 1.592 | 2.67 | 1.2 | 1.2
250 | 250 | 2200042755073 | Otterham Wind Farm Phase 3 (STOR) | 0.006 | 45.14 | 1.28 | 1.28
262 | 262 | 2200042291210 | Till House | 0.013 | 11.23 | 1.56 | 1.56
263 | 263 | 2200042297550 | Outlands Wood | 0.767 | 3.44 | 1.61 | 1.61
264 | 264 | 2200042305476 | Culmhead |  | 3.22 | 2.89 | 2.89
265 | 265 | 2200042308031 | Whitchurch Farm PV | 4.359 | 0.99 | 4.5 | 4.5
266 | 266 | 2200042312872 | Kingsland Barton | 0.72 | 5.84 | 2.43 | 2.43
267 | 267 | 2200042314986 | Mendip Solar PV Farm | 4.397 | 1.91 | 3.02 | 3.02
268 | 268 | 2200042315730 | St Stephen PV | 0.857 | 4.31 | 1.91 | 1.91
269 | 269 | 2200042315776 | Trewidland farm PV | 1.42 | 5.14 | 2.4 | 2.4
270 | 270 | 2200042316751 | Watchfield Lawn | 0.711 | 5.9 | 2.01 | 2.01
271 | 271 | 2200042382620 | Gover Park | 10.198 | 5.51 | 1.77 | 1.77
272 | 272 | 2200042323128 | North Wayton | 0.819 | 10.42 | 1.69 | 1.69
273 | 273 | 2200042324450 | Week Farm | 0.441 | 19.56 | 2.57 | 2.57
274 | 274 | 2200042326040 | Cullompton | 4.057 | 15.22 | 2.79 | 2.79
275 | 275 | 2200042329078 | Dinder Farm | 4.562 | 6.99 | 2.19 | 2.19
277 | 277 | 2200042329050 | Pitts Farm | 4.561 | 12.68 | 2 | 2
278 | 278 | 2200042333678 | Kerriers | 0.77 | 20.54 | 3 | 3
279 | 279 | 2200042333701 | Ernesettle Lane | 0.51 | 7.85 | 1.49 | 1.49
281 | 281 | 2200042340220 | Goonhilly Solar Park | 2.069 | 11.66 | 2.13 | 2.13
282 | 282 | 2200042348665 | Nanteague | 0.875 | 14.19 | 2.12 | 2.12
283 | 283 | 2200042340745 | Bidwell Dartington PV | 1.23 | 3.21 | 2.89 | 2.89
284 | 284 | 2200042343212 | New Row Farm | 4.585 | 8.22 | 2.66 | 2.66
285 | 285 | 2200042354205 | Woodland Barton Windfarm | 0.965 | 36.68 | 1.15 | 1.15
286 | 286 | 2200042387497 | Four Burrows 2 | 0.892 | 8.15 | 2.09 | 2.09
287 | 287 | 2200042398211 | Redlands Farm | 0.867 | 5.74 | 2.5 | 2.5
288 | 288 | 2200042400882 | Tengore Lane PV | 0.768 | 6.24 | 3.11 | 3.11
289 | 289 | 2200042400864 | Liverton Farm | 0.554 | 5.16 | 1.96 | 1.96
290 | 290 | 2200042407860 | Yonder Parks Farm | 2.037 | 8.79 | 3.22 | 3.22
291 | 291 | 2200042410310 | Somerton Door | 0.848 | 5.12 | 3.4 | 3.4
292 | 292 | 2200042414858 | Carditch Drove | 10.329 | 2.73 | 2.04 | 2.04
293 | 293 | 2200042417798 | Capelands Farm | 0.721 | 1.92 | 2.47 | 2.47
294 | 294 | 2200042418791 | East Youlstone WF | 1.813 | 59.69 | 1.41 | 1.41
295 | 295 | 2200042437359 | Francis Court Farm | 1.066 | 5.38 | 2.33 | 2.33
296 | 296 | 2200042443316 | Northwood | 0.764 | 1.38 | 4.17 | 4.17
297 | 297 | 2200042443352 | Tricky Warren |  | 6.67 | 1.63 | 1.63
298 | 298 | 2200042447000 | Iwood Lane | 10.261 | 1.68 | 4.08 | 4.08
299 | 299 | 2200042446984 | Rydon Farm | 5.009 | 16.26 | 2.69 | 2.69
300 | 300 | 2200042446966 | Balls Wood | 3.691 | 10.45 | 2.88 | 2.88
301 | 301 | 2200042457480 | Ashlawn Farm | 10.813 | 11.12 | 3.54 | 3.54
302 | 302 | 2200042457903 | Pencoose Farm | 1.952 | 7.12 | 2.05 | 2.05
303 | 303 | 2200042457986 | Hawkers Farm | 0.982 | 18.23 | 1.95 | 1.95
304 | 304 | 2200042459557 | Hurcott | 0.406 | 1.88 | 2.76 | 2.76
305 | 305 | 2200042461290 | Garvinack | 0.886 | 20.28 | 1.66 | 1.66
306 | 306 | 2200042462179 | New Barton | 0.82 | 35.04 | 2.79 | 2.79
307 | 307 | 2200042465160 | Coombeshead Farm | 1.265 | 1.39 | 2.89 | 2.89
308 | 308 | 2200042465189 | Walland Farm | 0.441 | 11.11 | 2.44 | 2.44
309 | 309 | 2200042467594 | Ashcombe | 5.186 | 10.59 | 2.11 | 2.11
310 | 310 | 2200042469875 | Newnham Farm | 3.705 | 32.62 | 1.67 | 1.67
311 | 311 | 2200042473463 | Roskrow Barton PV | 1.98 | 5.69 | 4 | 4
312 | 312 | 2200042473445 | Parkview Solar | 1.242 | 5.38 | 1.98 | 1.98
313 | 313 | 2200042475169 | Towerhead Farm | 10.411 | 7.67 | 2.27 | 2.27
314 | 314 | 2200042475196 | Rookery Farm | 10.401 | 4.63 | 1.9 | 1.9
315 | 315 | 2200042475415 | Bystock Farm | 0.554 | 119.21 | 1.16 | 1.16
316 | 316 | 2200042475433 | Pylle PV Import Boundary | 4.622 | 3.74 | 2.98 | 2.98
317 | 317 | 2200042475823 | Burthy PV | 1.224 | 1.93 | 3.71 | 3.71
318 | 318 | 2200042480610 | Wilton Farm PV | 1.399 | 17.33 | 2.09 | 2.09
319 | 319 | 2200042484873 | Woodmanton (Coombe) Farm | 0.556 | 8.84 | 2.02 | 2.02
320 | 320 | 2200042484846 | Higher Bye Farm | 1.415 | 6.34 | 1.78 | 1.78
321 | 321 | 2200042530730 | Wilton Farm WF | 1.399 | 64.06 | 1.1 | 1.1
322 | 322 | 2200042533411 | Denzell Downs WF | 0.184 | 47.8 | 1.19 | 1.19
323 | 323 | 2200042541583 | Puriton Landfill PV_1 Rainbow | 0.677 | 3.14 | 1.47 | 1.47
324 | 324 | 2200042557281 | Portworthy Dams PV_1 | 3.786 | 11.06 | 1.83 | 1.83
325 | 325 | 2200042616556 | Wick Farm Boundary Import | 1.27 | 4.58 | 1.58 | 1.58
327 | 327 | 2200042552600 | Batsworthy WF | 0.725 | 40.66 | 1.85 | 1.85
328 | 328 | 2200042557306 | Portworthy Dams PV_2 | 3.786 | 11.06 | 1.74 | 1.74
329 | 329 | 2200042563211 | Crewkerne PV shared Imports | 0.425 | 14.55 | 2.92 | 2.92
331 | 331 | 2200042569134 | Tonedale Farm PV |  | 101.86 | 1.14 | 1.14
332 | 332 | 2200042541644 | Puriton Landfill PV_2 SSB | 0.677 | 3.14 | 1.47 | 1.47
333 | 333 | 2200042582446 | Red Hill Farm |  | 9.05 | 1.7 | 1.7
334 | 334 | 2200042574222 | Chelwood | 4.374 | 10.64 | 1.78 | 1.78
335 | 335 | 2200042592913 | West Carclaze1 | 0.984 | 5.1 | 2.11 | 2.11
336 | 336 | 2200042592931 | West Carclaze2 | 0.984 | 2.55 | 1.88 | 1.88
337 | 337 | 2200042495680 | Northmoor (embd) PV |  | 3.29 | 1.68 | 1.68
338 | 338 | 2200042540687 | Nmoor Little Tinney WF |  | 1.64 | 1.24 | 1.24
339 | 339 | 2200042540696 | Nmoor East Balsdon WF |  | 1.64 | 1.23 | 1.23
340 | 340 | 2200042598135 | Nmoor Hornacott PV |  | 3.29 | 1.58 | 1.58
341 | 341 | 2200042601346 | Oakham Farm | 0.06 | 8.51 | 1.73 | 1.73
342 | 342 | 2200042603237 | Carnemough Farm | 1.138 | 8.14 | 1.68 | 1.68
343 | 343 | 2200042689252 | Ashwater WT Site 1 | 1.592 | 2.67 | 1.12 | 1.12
344 | 344 | 2200042614104 | Makro Exeter | 3.223 | 35.14 | 1.25 | 1.25
345 | 345 | 2200042620162 | Great Houndbeare 2 | 0.185 | 27.32 | 2.06 | 2.06
346 | 346 | 2200042620205 | Withy Drove | 0.721 | 37.81 | 1.96 | 1.96
348 | 348 | 2200042620250 | Fitzwarren (Montys) Farm |  | 3.04 | 2.57 | 2.57
350 | 350 | 2200042622035 | Dunsland Cross WF | 1.602 | 8.43 | 1.37 | 1.37
351 | 351 | 2200042626944 | Trerule Farm | 1.365 | 12.32 | 1.54 | 1.54
352 | 352 | 2200042627140 | Nancrossa | 1.942 | 1.95 | 2.28 | 2.28
353 | 353 | 2200042637885 | Wick Farm West | 1.27 | 6.6 | 1.56 | 1.56
354 | 354 | 2200042655528 | (LWeston ntw) Severn Community | 0.27 | 346.53 | 0.98 | 0.98
356 | 356 | 2200042679592 | Tamerton Bridge STOR | 0.51 | 7.66 | 1.26 | 1.26
357 | 357 | 2200042689270 | Ashwater PV Site 2 | 1.592 | 8.66 | 1.24 | 1.24
358 | 358 | 2200042722608 | Bodwen | 0.966 | 9.59 | 1.21 | 1.21
359 | 359 | 2200042729774 | Sharland Farm PV | 3.889 | 22.1 | 2.91 | 2.91
360 | 360 | 2200042733460 | Stoneshill Farm | 3.988 | 14.01 | 2.01 | 2.01
361 | 361 | 2200042733850 | Nmoor Parsonage Wood PV |  | 3.29 | 1.39 | 1.39
362 | 362 | 2200042738705 | Axe View Way PV | 0.406 | 6.5 | 1.65 | 1.65
363 | 363 | 2200042742491 | Place Barton Farm | 1.271 | 8.85 | 2.01 | 2.01
364 | 364 | 2200042742516 | Old Stone Farm | 2.046 | 6.23 | 2.86 | 2.86
367 | 367 | 2200042784482 | Lockleaze Battery Storage | 0.763 | 323.45 | 1 | 1
600 | 600 | 2200032010850 | Imerys1(Blackpool) | 1.467 | 107.18 | 1.71 | 1.71
603 | 603 | 2200042461315 | Otterham WT Feeder1 | 0.006 | 1.61 | 1.22 | 1.22
604 | 604 | 2200042501410 | Otterham WT Feeder2 | 0.006 | 1.61 | 1.23 | 1.23
607 | 607 | 2200042141133 | Wyld Meadow | 0.393 | 7.75 | 2.01 | 2.01
608 | 608 | 2200042141259 | Prince Rock | 2.103 | 2.56 | 1.2 | 1.2
612 | 612 | 2200032168607 | Bradon Farm | 0.755 | 43.13 | 1.45 | 1.45
613 | 613 | 2200040848888 | Carland Cross | 1.065 | 2.53 | 1.51 | 1.51
614 | 614 | 2200030511311 | Cold Northcott | 0.823 | 13.4 | 3.99 | 3.99
615 | 615 | 2200040863404 | Forestmoor 1 | 1.856 | 17.2 | 1.39 | 1.39
616 | 616 | 2200040863431 | Forestmoor 2 | 1.856 | 31.53 | 1.39 | 1.39
617 | 617 | 2200030109831 | Four Burrows | 0.902 | 17.45 | 1.61 | 1.61
618 | 618 | 2200042384194 | Canworthy PV |  | 5.68 | 2.23 | 2.23
619 | 619 | 2200030112133 | St Breock | 0.776 | 9.63 | 1.67 | 1.67
620 | 620 | 2200030348790 | DML - Central | 1.695 | 1602.74 | 0.92 | 0.92
623 | 623 | 2200042602289 | Denbrook WF | 0.534 | 28.22 | 1 | 1
624 | 624 | 2200041804437 | Hayle Wave Hub | 12.27 | 11.1 | 1.2 | 1.2
625 | 625 | 2200031995530 | Marsh Barton | 0.002 | 6.4 | 1.57 | 1.57
626 | 626 | 2200040571113 | Connon Bridge | 1.394 | 15.27 | 1.42 | 1.42
627 | 627 | 2200040979020 | Chelson | 2.105 | 16.51 | 1.07 | 1.07
628 | 628 | 2200041957685 | Darracott | 0.75 | 29.59 | 2.14 | 2.14
629 | 629 | 2200040164245 | Bears Down | 0.186 | 1.89 | 1.32 | 1.32
632 | 632 | 2200040473921 | St Day | 2.251 | 31.94 | 1.28 | 1.28
633 | 633 | 2200041499771 | Shooters Bottom | 4.389 | 11.5 | 1.42 | 1.42
634 | 634 | 2200041625596 | Heathfield | 5.136 | 22.81 | 1.83 | 1.83
635 | 635 | 2200041845860 | Goonhilly | 2.069 | 8.12 | 1.99 | 1.99
636 | 636 | 2200041786674 | Delabole | 0.798 | 14.56 | 2.12 | 2.12
637 | 637 | 2200041930489 | Fullabrook |  | 366.47 | 1.53 | 1.53
639 | 639 | 2200042142094 | Luxulyan(Trenoweth Farm) | 0.971 | 3.23 | 4.24 | 4.24
642 | 642 | 2200042142439 | Woodland Barton PV 33kV Gen | 0.932 | 9.96 | 1.8 | 1.8
643 | 643 | 2200041978773 | Manor PV Farm 33kV | 0.956 | 4.41 | 2.33 | 2.33
644 | 644 | 2200041978852 | Churchtown Farm PV 33kV | 10.297 | 245.63 | 1.37 | 1.37
645 | 645 | 2200041978791 | Trenouth PV 33kV | 0.188 | 15.18 | 1.76 | 1.76
647 | 647 | 2200041979874 | Howton Farm PV 33kV | 0.972 | 4.36 | 3.13 | 3.13
649 | 649 | 2200042682406 | Newton Downs Farm | 3.771 | 48.97 | 1.44 | 1.44
650 | 650 | 2200030346906 2200030346998 | BAE Systems (ROF) | 1.127 | 637.41 | 1.58 | 1.58
652 | 652 | 2200041978728 | East Langford PV 33kV | 1.842 | 4.37 | 2.5 | 2.5
653 | 653 | 2200042194279 | NINNIS PV 33kV Gen | 0.959 | 7.46 | 1.8 | 1.8
654 | 654 | 2200042208824 | Willsland PV 33kV Gen | 1.439 | 4.72 | 2.48 | 2.48
655 | 655 | 2200042141151 | Eastcombe PV 33kV Gen | 1.645 | 6.26 | 2.32 | 2.32
656 | 656 | 2200042172879 | Bratton Flemming PV | 0.72 | 4.97 | 1.92 | 1.92
657 | 657 | 2200042196736 | Beaford Brook PV | 0.782 | 3.22 | 5.42 | 5.42
658 | 658 | 2200042206604 | Park Wall PV | 0.654 | 3.1 | 2.53 | 2.53
659 | 659 | 2200042198501 | Bradford Solar Park | 1.757 | 21.13 | 1.73 | 1.73
662 | 662 | 2200041982938 | Causilgey PV 33kV Gen | 0.892 | 2.89 | 3.09 | 3.09
663 | 663 | 2200042042966 | Beechgrove Farm PV 33kV | 0.393 | 1.93 | 3.34 | 3.34
664 | 664 | 2200041857484 | Isles of Scilly | 17.524 | 22.97 | 1.63 | 1.63
665 | 665 | 2200042019345 | BLACKDITCH 33kV | 0.685 | 0.54 | 4.33 | 4.33
669 | 669 | 2200030348718 | Avonmouth Docks Boundary | 0.47 | 1415.9 | 1.71 | 1.71
673 | 673 | 2200042534070 | CERC St Dennis |  | 2514.24 | 1.36 | 1.36
674 | 674 | 2200042538720 | Severnside Energy Recovery Centre |  | 959.65 | 0.67 | 0.67
675 | 675 | 2200042787377 | Old Green Wind Farm & Battery |  | 229.07 | 1.21 | 1.21
690 | 690 | 2200030348620 | Norbora | 0.748 | 546.12 | 6.02 | 6.02
692 | 692 | 2200030349084 2200032161977 | SWW Tamar | 1.355 | 2415.93 | 3.68 | 3.68
694 | 694 | 2200030349075 2200032161930 | SWW Roadford | 1.422 | 661.43 | 5.72 | 5.72
695 | 695 | 2200030348319 2200030348328 | ST Regis | 1.405 | 2275.27 | 0.99 | 0.99
696 | 696 | 2200030347928 | Tarmac | 9.539 | 687.25 | 5.08 | 5.08
697 | 697 | 2200030348026 2200030348035 | Abbeywood | 0.851 | 262.29 | 2.79 | 2.79
698 | 698 | 2200030347101 2200032161995 | HewlettPackard | 1.514 | 262.29 | 4.31 | 4.31
699 | 699 | 2200030354118 | Blagdon | 11.225 | 131.14 | 4.09 | 4.09
700 | 700 | 2200031997477 2200031997529 | BristolAirport | 12.277 | 262.29 | 10.67 | 10.67
701 | 701 | 2200031846059 | BGasHallen | 2.51 | 915.68 | 1.51 | 1.51
702 | 702 | 2200030349260 | Portbury Dock | 2.941 | 724.74 | 2.38 | 2.38
703 | 703 | 2200030348470 | Whatley Quarry | 7.17 | 65.57 | 3.11 | 3.11
704 | 704 | 2200030349093 2200040240630 | FalmouthDocks | 3.584 | 262.29 | 4.16 | 4.16
705 | 705 | 2200040661200 2200040661219 | AstraZeneca |  | 5320.73 | 1.45 | 1.45
706 | 706 | 2200040468930 2200042670943 | DairyCrestDavidstow | 7.469 | 2604.29 | 6.22 | 6.22
707 | 707 | 2200041209970 | Hemyock (Broadpath LF) | 5.971 | 6.24 | 1.3 | 1.3
708 | 708 | 2200030348373 | Imerys(Torycombe) | 6.024 | 142.88 | 3.23 | 3.23
709 | 709 | 2200030346710 2200032196710 | Royal United Hospital | 8.172 | 148.53 | 1.43 | 1.43
713 | 713 | 2200042194640 | Avonmouth BCC WF 33kV Gen |  | 18.28 | 1.04 | 1.04
714 | 714 | 2200042108127 | Bodiniel PV Park 33kV Gen | 0.767 | 3.53 | 2.79 | 2.79
715 | 715 | 2200042385453 | Garlenick WF 33kV | 0.88 | 65.9 | 1.16 | 1.16
716 | 716 | 2200042165037 | Warleigh Barton PV 33kV Gen | 0.511 | 5.45 | 1.64 | 1.64
717 | 717 | 2200042171449 | Winnards Perch PV 33kV Gen | 0.185 | 12.91 | 1.69 | 1.69
718 | 718 | 2200042356276 | Galsworthy WF | 0.025 | 91.83 | 1.62 | 1.62
720 | 720 | 2200030348986 2200032178340 2200032178368 2200032178377 2200041226558 2200041226567 | Airbus UK Ltd | 1.799 | 524.58 | 2.4 | 2.4
750 | 750 | 2200032138124 | RR Power Development |  | 896.42 | 2.01 | 2.01
759 | 759 | 2200041527904 | Langage | 4.111 | 648.88 | 1.7 | 1.7
797 | 797 | 2200030348452 | Imerys5(Drinnick) | 1.227 | 150.27 | 2.78 | 2.78
798 | 798 | 2200030348382 | Imerys4(Bugle) | 1.353 | 283.55 | 2.24 | 2.24
799 | 799 | 2200032010879 | Imerys3(Trebal) | 1.103 | 637.97 | 1.28 | 1.28
800 | 800 | 2200030348666 | Imerys6(Par) | 1.19 | 85.74 | 1.33 | 1.33
805 | 805 | 2200030349242 | DML - North | 1.707 | 7259.06 | 0.94 | 0.94
810 | 810 | 2200042163484 | Marley Thatch PV | 1.255 | 3.62 | 2.46 | 2.46
811 | 811 | 2200041648681 2200041648690 2200042093766 | Bristol Royal Infirmary | 1.312 | 454.91 | 3.11 | 3.11
812 | 812 | 2200042276123 2200042276132 2200042276141 | Bristol University | 1.312 | 786.86 | 4.12 | 4.12
815 | 815 | 2200042163410 | Burrowton Farm PV | 0.013 | 3.88 | 1.9 | 1.9
816 | 816 | 2200042165055 | Callington Solar | 1.261 | 4.72 | 2.58 | 2.58
817 | 817 | 2200042165073 | Hope Solar | 10.307 | 7.45 | 1.5 | 1.5
818 | 818 | 2200042172043 | NES Kingsweston Lane | 0.27 | 125.49 | 0.95 | 0.95
820 | 820 | 2200042169714 | Slade Farm PV | 2.07 | 5.02 | 3.14 | 3.14
821 | 821 | 2200042171183 | Rew Farm PV | 0.933 | 4.15 | 2.72 | 2.72
822 | 822 | 2200042171208 | Higher Trenhayle PV | 12.502 | 5.15 | 2.52 | 2.52
823 | 823 | 2200042171244 | Middle Treworder PV | 0.773 | 1.05 | 4.72 | 4.72
824 | 824 | 2200042171616 | Penhale Farm PV | 0.776 | 11.5 | 2.22 | 2.22
825 | 825 | 2200042172512 | Ayshford Court PV | 3.984 | 1.59 | 3.13 | 3.13
826 | 826 | 2200042172920 | West Hill PV | 0.443 | 20.1 | 2.8 | 2.8
827 | 827 | 2200042172897 | Knockworthy Farm PV | 0.743 | 4.21 | 3.15 | 3.15
828 | 828 | 2200042218673 2200042218682 | University of Bath | 6.814 | 3721.85 | 5.37 | 5.37
829 | 829 | 2200042174272 | Trekenning Farm PV | 0.84 | 17.88 | 1.87 | 1.87
830 | 830 | 2200042184369 | Four Burrows PV | 0.909 | 3.41 | 2.46 | 2.46
833 | 833 | 2200042191756 | Halse Farm PV |  | 1.26 | 3.16 | 3.16
834 | 834 | 2200042192750 | Hatchlands Farm PV | 1.246 | 13.2 | 1.67 | 1.67
835 | 835 | 2200042193879 | Higher Trevartha PV | 1.39 | 11.64 | 2.43 | 2.43
837 | 837 | 2200042194047 | Ford Farm PV | 1.362 | 6.4 | 2.19 | 2.19
839 | 839 | 2200042345993 | Trequite | 1.386 | 2.62 | 3.41 | 3.41
841 | 841 | 2200042193735 | Higher Tregarne PV | 1.969 | 24.16 | 1.68 | 1.68
842 | 842 | 2200042195592 | Higher North Beer PV | 1.906 | 0.7 | 4.11 | 4.11
843 | 843 | 2200042196781 | Horsacott PV | 0.432 | 1.68 | 3.07 | 3.07
844 | 844 | 2200042201252 | Langunnett PV | 1.471 | 13.32 | 2.05 | 2.05
845 | 845 | 2200042201270 | Trefinnick Farm PV | 1.272 | 15.48 | 2.95 | 2.95
846 | 846 | 2200042202939 | Little Trevease Farm PV | 1.945 | 6.89 | 1.97 | 1.97
847 | 847 | 2200042432625 | Marksbury | 4.378 | 7.69 | 2.02 | 2.02
848 | 848 | 2200042202975 | Cobbs Cross | 0.66 | 3.18 | 2.43 | 2.43
849 | 849 | 2200042204652 | Newlands Farm | 0.396 | 3.37 | 2.76 | 2.76
850 | 850 | 2200042206580 | CRICKET ST THOMAS | 0.404 | 21.61 | 1.51 | 1.51
851 | 851 | 2200042206622 | Parsonage Barn | 0.406 | 16.58 | 1.63 | 1.63
852 | 852 | 2200042208806 | Hewas PV | 0.844 | 8.91 | 1.95 | 1.95
853 | 853 | 2200042208842 | CRINACOTT PV | 1.757 | 11.1 | 1.3 | 1.3
854 | 854 | 2200042214711 | Penare Farm | 0.875 | 10.58 | 1.64 | 1.64
855 | 855 | 2200042214730 | Aller Court | 0.708 | 21.2 | 1.54 | 1.54
857 | 857 | 2200042214943 | Stonebarrow | 0.393 | 6.2 | 1.97 | 1.97
858 | 858 | 2200042215088 | Whitley Farm | 0.894 | 8.57 | 2.41 | 2.41
859 | 859 | 2200042215246 | New Rendy Farm |  | 7.55 | 1.57 | 1.57
860 | 860 | 2200042216843 | Tregassow | 0.684 | 5.17 | 3.35 | 3.35
861 | 861 | 2200042218405 | Pitworthy | 1.756 | 16.51 | 3.96 | 3.96
862 | 862 | 2200042224250 | Foxcombe PV | 1.644 | 3.1 | 2.57 | 2.57
863 | 863 | 2200042224278 | Rexon Cross PV Farm | 1.369 | 4.5 | 2.72 | 2.72
864 | 864 | 2200042242880 | Hazard Farm PV | 1.242 | 4.65 | 2.61 | 2.61
865 | 865 | 2200042244673 | Luscott Barton | 0.436 | 9.82 | 3.8 | 3.8
866 | 866 | 2200042254120 | Grange Farm PV |  | 8.04 | 1.76 | 1.76
867 | 867 | 2200042352174 | Derriton Fields | 1.756 | 13.02 | 2.46 | 2.46
868 | 868 | 2200042278478 | Cleave Farm | 0.441 | 20.62 | 2.82 | 2.82
869 | 869 | 2200042342032 | Woolavington | 0.718 | 7.51 | 2.07 | 2.07
870 | 870 | 2200042342060 | Trehawke Farm | 1.399 | 14.88 | 1.58 | 1.58
871 | 871 | 2200042278751 | Higher Berechapel Farm | 0.41 | 185.19 | 1.25 | 1.25
872 | 872 | 2200042278947 | Bommertown |  | 7.65 | 2 | 2
873 | 873 | 2200042349739 | Carloggas Farm | 0.873 | 32.97 | 1.24 | 1.24
876 | 876 | 2200042911983 | Viridor EFW (Seabank) |  | 98.21 | 0.91 | 0.91
877 | 877 | 2200042911929 | Alders Way STOR | 1.942 | 27.35 | 1.12 | 1.12
878 | 878 | 2200042911965 | Rockingham STOR | 0.264 | 663.03 | 1.08 | 1.08
879 | 879 | 2200042965279 | Fideoak Battery |  | 334.82 | 1 | 1
880 | 880 | 2200042990994 | Hele Manor STOR |  | 10.52 | 1.26 | 1.26
881 | 881 | 2200043091209 | Marlands Field | 3.768 | 19.37 | 2.09 | 2.09
961 | 961 | 2200030348090 | Sims Avonmouth | 0.47 |  | 2.23 | 2.23
962 | 962 | 2200030348105 | Flour Mills Avonmouth | 0.47 |  | 1.98 | 1.98
7158 | 7158 | 7158 | Huntworth | 0.652 | 3.83 | 1.38 | 1.38
7293 | 7293 | 7293 | Alveston Hammerly Down |  |  | 0.91 | 0.91
7317 | 7317 | 7317 | Barton Hill STOR CVA | 0.671 | 19.67 | 1 | 1
7319 | 7319 | 7319 | Water Lane B | 3.255 | 9.24 | 1.6 | 1.6
7341 | 7341 | 7341 | Cattedown STOR CVA | 2.102 | 9.67 | 1.09 | 1.09
New Import 1 | New Import 1 | New Import 1 | Appletree Farm | 5.244 | 8.56 | 2.61 | 2.61
New Import 2 | New Import 2 | New Import 2 | Tale Lane Solar |  | 17.21 | 2.44 | 2.44
New Import 3 | New Import 3 | New Import 3 | Trendeal Solar Park | 0.18 | 5.48 | 1.59 | 1.59
New Import 4 | New Import 4 | New Import 4 | Ventonteague Wind Turbine | 1.031 | 5.09 | 1.46 | 1.46
New Import 5 | New Import 5 | New Import 5 | Warne Road | 1.254 | 21 | 1.84 | 1.84
New Import 6 | New Import 6 | New Import 6 | Woodbury STOR | 0.005 | 15.04 | 1.45 | 1.45
New Import 7 | New Import 7 | New Import 7 | Wyndham Estate PV | 1.411 | 1.6 | 1.67 | 1.67
New Import 8 | New Import 8 | New Import 8 | Clyst St Lawrence Energy Storage |  | 7.8 | 1.69 | 1.69
New Import 9 | New Import 9 | New Import 9 | Coleford | 4.34 | 12.17 | 1.88 | 1.88
New Import 10 | New Import 10 | New Import 10 | Cornwall Bio Park | 10.138 | 64.29 | 1.3 | 1.3
New Import 11 | New Import 11 | New Import 11 | Fire Station Lane | 0.268 | 12.79 | 1.31 | 1.31
New Import 12 | New Import 12 | New Import 12 | Hallen 33kV Battery |  | 680.32 | 1.05 | 1.05
New Import 13 | New Import 13 | New Import 13 | Lodge Farm | 4.321 | 5.69 | 2.09 | 2.09
New Import 14 | New Import 14 | New Import 14 | Lower Bedminister CHP | 0.855 | 93.58 | 2.31 | 2.31
New Import 15 | New Import 15 | New Import 15 | Lufton |  | 34.64 | 1.26 | 1.26
New Import 16 | New Import 16 | New Import 16 | Severn Road |  | 216.88 | 1.65 | 1.65
New Import 17 | New Import 17 | New Import 17 | Tregeen AD(OTHM1) | 0.006 | 3.22 | 1.45 | 1.45
New Import 19 | New Import 19 | New Import 19 | Two Post Cross | 0.648 | 51.52 | 1.72 | 1.72
New Import 20 | New Import 20 | New Import 20 | Ottery St Mary PV | 0.183 | 16.51 | 2.32 | 2.32
New Import 21 | New Import 21 | New Import 21 | Gammaton Moor PV |  | 8.81 | 1.74 | 1.74
New Import 22 | New Import 22 | New Import 22 | NIRO PV (Rockebeare) | 1.073 | 16.29 | 2.23 | 2.23
New Import 23 | New Import 23 | New Import 23 | Cold Northcott Alternate | 0.006 | 11.56 | 1.27 | 1.27
New Import 24 | New Import 24 | New Import 24 | Otterham WF Extension | 0.006 | 0.64 | 1.43 | 1.43
New Import 25 | New Import 25 | New Import 25 | Lower Litchardon PV | 0.017 | 8.83 | 1.75 | 1.75
New Import 26 | New Import 26 | New Import 26 | Feeder Road STOR | 0.969 | 310.54 | 1.1 | 1.1
New Import 27 | New Import 27 | New Import 27 | Aller Langport PV | 0.711 | 6.71 | 2.48 | 2.48
New Import 28 | New Import 28 | New Import 28 | Huish PV | 0.017 | 487.88 | 0.32 | 0.32
New Import 29 | New Import 29 | New Import 29 | Trenoweth Farm |  | 8.81 | 4.57 | 4.57
New Import 30 | New Import 30 | New Import 30 | Teign View Power Plant | 5.094 | 6.69 | 2 | 2
New Import 31 | New Import 31 | New Import 31 | Langford | 9.106 | 1489.66 | 3.97 | 3.97
New Import 32 | New Import 32 | New Import 32 | West Holcombe PV | 4.052 | 26.86 | 2.55 | 2.55

## Annex 2b Export
Note: The list of MPANs / MSIDs provided may be incomplete; the DNO reserves the right to apply the listed charges to any other MPANs / MSIDs associated with the site. Note: This table is automatically populated based on the content of the tab entitled 'Annex 2 EHV Charges'. The timebands are as shown in Annex 2.
Western Power Distribution (South West) plc - Effective from 1 April 2021 - Final EDCM export charges
Export Unique Identifier | LLFC | Export MPANs/MSIDs | Name | Export Super Red unit charge (p/kWh) | Export fixed charge (p/day) | Export capacity charge (p/kVA/day) | Export exceeded capacity charge (p/kVA/day)
963 | 963 | 2200042805715 | Rolls Royce TT
529 | 529 | 2200042755082 | Otterham Wind Farm Phase 3 (STOR) | -0.006 | 694.21 | 0.05 | 0.05
373 | 373 | 2200042291229 | Till House |  | 904 | 0.05 | 0.05
374 | 374 | 2200042297587 | Outlands Wood |  | 481.09 | 0.05 | 0.05
375 | 375 | 2200042305485 | Culmhead |  | 923.24 | 0.05 | 0.05
376 | 376 | 2200042308040 | Whitchurch Farm PV |  | 494.9 | 0.05 | 0.05
377 | 377 | 2200042312881 | Kingsland Barton |  | 613.04 | 0.05 | 0.05
378 | 378 | 2200042314995 | Mendip Solar PV Farm |  | 486.01 | 0.05 | 0.05
379 | 379 | 2200042315749 | St Stephen PV |  | 1013.63 | 0.05 | 0.05
380 | 380 | 2200042315785 | Trewidland farm PV |  | 856.95 | 0.05 | 0.05
381 | 381 | 2200042316789 | Watchfield Lawn |  | 533.5 | 0.05 | 0.05
382 | 382 | 2200042382639 | Gover Park |  | 854.01 | 0.05 | 0.05
383 | 383 | 2200042323137 | North Wayton |  | 772.02 | 0.05 | 0.05
384 | 384 | 2200042324460 | Week Farm |  | 1239.52 | 0.05 | 0.05
385 | 385 | 2200042326059 | Cullompton |  | 1035.39 | 0.05 | 0.05
386 | 386 | 2200042329087 | Dinder Farm |  | 471.2 | 0.05 | 0.05
388 | 388 | 2200042329069 | Pitts Farm |  | 608.86 | 0.05 | 0.05
389 | 389 | 2200042333687 | Kerriers |  | 3352.52 | 0.05 | 0.05
390 | 390 | 2200042333710 | Ernesettle Lane | -0.669 | 785.13 | 0.05 | 0.05
392 | 392 | 2200042340230 | Goonhilly Solar Park |  | 461.8 | 0.05 | 0.05
393 | 393 | 2200042348674 | Nanteague |  | 1625.89 | 0.05 | 0.05
394 | 394 | 2200042340824 | Bidwell Dartington PV |  | 641.92 | 0.05 | 0.05
395 | 395 | 2200042343221 | New Row Farm |  | 640.87 | 0.05 | 0.05
396 | 396 | 2200042354214 | Woodland Barton Windfarm |  | 2787.62 | 0.05 | 0.05
397 | 397 | 2200042387502 | Four Burrows 2 |  | 978.49 | 0.05 | 0.05
398 | 398 | 2200042398220 | Redlands Farm |  | 1010.42 | 0.05 | 0.05
399 | 399 | 2200042400891 | Tengore Lane PV |  | 740.82 | 0.05 | 0.05
400 | 400 | 2200042400873 | Liverton Farm | -0.904 | 471.29 | 0.05 | 0.05
401 | 401 | 2200042407879 | Yonder Parks Farm |  | 1043.72 | 0.05 | 0.05
402 | 402 | 2200042410339 | Somerton Door |  | 507.71 | 0.05 | 0.05
403 | 403 | 2200042414867 | Carditch Drove |  | 471.73 | 0.05 | 0.05
404 | 404 | 2200042417803 | Capelands Farm |  | 480.52 | 0.05 | 0.05
405 | 405 | 2200042418807 | East Youlstone WF |  | 2387.6 | 0.05 | 0.05
406 | 406 | 2200042437368 | Francis Court Farm |  | 609.35 | 0.05 | 0.05
407 | 407 | 2200042443325 | Northwood |  | 791.22 | 0.05 | 0.05
408 | 408 | 2200042443361 | Tricky Warren |  | 520.61 | 0.05 | 0.05
409 | 409 | 2200042447019 | Iwood Lane |  | 538.06 | 0.05 | 0.05
410 | 410 | 2200042446993 | Rydon Farm |  | 2235.71 | 0.05 | 0.05
411 | 411 | 2200042446975 | Balls Wood |  | 2042.83 | 0.05 | 0.05
412 | 412 | 2200042457499 | Ashlawn Farm |  | 1107.5 | 0.05 | 0.05
413 | 413 | 2200042457912 | Pencoose Farm |  | 939.77 | 0.05 | 0.05
414 | 414 | 2200042457995 | Hawkers Farm |  | 474.83 | 0.05 | 0.05
415 | 415 | 2200042459566 | Hurcott |  | 493.48 | 0.05 | 0.05
416 | 416 | 2200042461306 | Garvinack |  | 935.01 | 0.05 | 0.05
417 | 417 | 2200042462188 | New Barton |  | 4447.56 | 0.05 | 0.05
418 | 418 | 2200042465170 | Coombeshead Farm |  | 533.03 | 0.05 | 0.05
419 | 419 | 2200042465198 | Walland Farm |  | 476.8 | 0.05 | 0.05
420 | 420 | 2200042467600 | Ashcombe |  | 644.27 | 0.05 | 0.05
421 | 421 | 2200042469893 | Newnham Farm |  | 2922.57 | 0.05 | 0.05
422 | 422 | 2200042473472 | Roskrow Barton PV |  | 840.54 | 0.05 | 0.05
423 | 423 | 2200042473454 | Parkview Solar |  | 544.83 | 0.05 | 0.05
424 | 424 | 2200042475178 | Towerhead Farm |  | 997.03 | 0.05 | 0.05
425 | 425 | 2200042475201 | Rookery Farm |  | 624.53 | 0.05 | 0.05
426 | 426 | 2200042475424 | Bystock Farm |  | 1198.94 | 0.05 | 0.05
428 | 428 | 2200042475832 | Burthy PV |  | 644.37 | 0.05 | 0.05
429 | 429 | 2200042480656 | Wilton Farm PV |  | 1620.26 | 0.05 | 0.05
431 | 431 | 2200042484882 | Woodmanton (Coombe) Farm |  | 1052.27 | 0.05 | 0.05
432 | 432 | 2200042484855 | Higher Bye Farm |  | 738.35 | 0.05 | 0.05
433 | 433 | 2200042530740 | Wilton Farm WF |  | 640.63 | 0.05 | 0.05
434 | 434 | 2200042533420 | Denzell Downs WF |  | 3354.14 | 0.05 | 0.05
435 | 435 | 2200042541635 | Puriton Landfill PV_1 Rainbow |  | 392.24 | 0.05 | 0.05
436 | 436 | 2200042557290 | Portworthy Dams PV_1 |  | 553.16 | 0.05 | 0.05
439 | 439 | 2200042552646 | Batsworthy WF |  | 7319.62 | 0.05 | 0.05
440 | 440 | 2200042557315 | Portworthy Dams PV_2 |  | 497.84 | 0.05 | 0.05
443 | 443 | 2200042569161 | Tonedale Farm PV |  | 935.46 | 0.05 | 0.05
444 | 444 | 2200042541653 | Puriton Landfill PV_2 SSB |  | 353.02 | 0.05 | 0.05
447 | 447 | 2200042582455 | Red Hill Farm |  | 714.09 | 0.05 | 0.05
446 | 446 | 2200042574231 | Chelwood |  | 915.42 | 0.05 | 0.05
448 | 448 | 2200042592922 | West Carclaze1 |  | 795.32 | 0.05 | 0.05
449 | 449 | 2200042592940 | West Carclaze2 |  | 397.66 | 0.05 | 0.05
450 | 450 | 2200042495670 | Northmoor (embd) PV |  | 313.52 | 0.05 | 0.05
451 | 451 | 2200042540678 | Nmoor Little Tinney WF |  | 33.58 | 0.05 | 0.05
452 | 452 | 2200042540710 | Nmoor East Balsdon WF |  | 33.58 | 0.05 | 0.05
453 | 453 | 2200042598144 | Nmoor Hornacott PV |  | 313.52 | 0.05 | 0.05
454 | 454 | 2200042601355 | Oakham Farm |  | 660.3 | 0.05 | 0.05
455 | 455 | 2200042603246 | Carnemough Farm |  | 1356.19 | 0.05 | 0.05
456 | 456 | 2200042689261 | Ashwater WT Site 1 |  | 66.63 | 0.05 | 0.05
457 | 457 | 2200042614113 | Makro Exeter | -3.553 | 1434.5 | 0.05 | 0.05
458 | 458 | 2200042620171 | Great Houndbeare 2 |  | 1137.31 | 0.05 | 0.05
459 | 459 | 2200042620214 | Withy Drove |  | 1623.8 | 0.05 | 0.05
461 | 461 | 2200042620260 | Fitzwarren (Montys) Farm |  | 1184.54 | 0.05 | 0.05
463 | 463 | 2200042622044 | Dunsland Cross WF |  | 454.57 | 0.05 | 0.05
464 | 464 | 2200042626953 | Trerule Farm |  | 868.99 | 0.05 | 0.05
465 | 465 | 2200042627159 | Nancrossa |  | 486.97 | 0.05 | 0.05
466 | 466 | 2200042637894 | Wick Farm West |  | 467.36 | 0.05 | 0.05
467 | 467 | 2200042655537 | (LWeston ntw) Severn Community | -0.333 | 936.82 | 0.05 | 0.05
469 | 469 | 2200042679608 | Tamerton Bridge STOR | -0.669 | 806.25 | 0.05 | 0.05
470 | 470 | 2200042689280 | Ashwater PV Site 2 |  | 554.4 | 0.05 | 0.05
471 | 471 | 2200042722617 | Bodwen |  | 1552.25 | 0.05 | 0.05
472 | 472 | 2200042729783 | Sharland Farm PV |  | 987.68 | 0.05 | 0.05
473 | 473 | 2200042733479 | Stoneshill Farm |  | 1120.68 | 0.05 | 0.05
474 | 474 | 2200042733869 | Nmoor Parsonage Wood PV |  | 229.34 | 0.05 | 0.05
475 | 475 | 2200042738714 | Axe View Way PV |  | 525.11 | 0.05 | 0.05
476 | 476 | 2200042742507 | Place Barton Farm |  | 803.04 | 0.05 | 0.05
477 | 477 | 2200042742525 | Old Stone Farm |  | 554.09 | 0.05 | 0.05
480 | 480 | 2200042784491 | Lockleaze Battery Storage | -0.909 | 340.46 | 0.05 | 0.05
601 | 601 | 2200031824542 | Imerys1(Blackpool)
785 | 785 | 2200042461324 | Otterham WT Feeder1 | -0.006 | 16.12 | 0.05 | 0.05
786 | 786 | 2200042501429 | Otterham WT Feeder2 | -0.006 | 116.08 | 0.05 | 0.05
789 | 789 | 2200042141142 | Wyld Meadow |  | 759.88 | 0.05 | 0.05
791 | 791 | 2200042141277 | Prince Rock | -2.25 | 652.88 | 0.05 | 0.05
765 | 765 | 2200032168616 | Bradon Farm | -1.589 | 1365.03 | 0.05 | 0.05
766 | 766 | 2200031664357 | Carland Cross | -2.137 | 460.47 | 0.05 | 0.05
767 | 767 | 2200031822971 | Cold Northcott |  | 482.3 | 0.05 | 0.05
768 | 768 | 2200040863399 | Forestmoor 1
769 | 769 | 2200040863422 | Forestmoor 2
770 | 770 | 2200031823558 | Four Burrows |  | 785.41 | 0.05 | 0.05
783 | 783 | 2200042384200 | Canworthy PV |  | 931.01 | 0.05 | 0.05
775 | 775 | 2200031823530 | St Breock |  | 298.21 | 0.05 | 0.05
723 | 723 | 2200042334139 2200042334148 | DML - Central | -1.717 | 2074.26 | 0.05 | 0.05
748 | 748 | 2200042602298 | Denbrook WF |  | 2882.71 | 0.05 | 0.05
747 | 747 | 2200041804446 | Hayle Wave Hub | -12.967 | 666.27 | 0.05 | 0.05
741 | 741 | 2200032024222 | Marsh Barton
752 | 752 | 2200040571122 | Connon Bridge | -1.115 | 334.77 | 0.05 | 0.05
753 | 753 | 2200040979039 | Chelson | -2.405 | 495.33 | 0.05 | 0.05
754 | 754 | 2200041253506 | Darracott |  | 538.9 | 0.05 | 0.05
764 | 764 | 2200040164254 | Bears Down
757 | 757 | 2200040473940 | St Day | -0.971 | 276.8 | 0.05 | 0.05
758 | 758 | 2200041499762 | Shooters Bottom |  | 657.18 | 0.05 | 0.05
760 | 760 | 2200041625587 | Heathfield | -6.978 | 456.14 | 0.05 | 0.05
761 | 761 | 2200041845850 | Goonhilly |  | 649.24 | 0.05 | 0.05
762 | 762 | 2200041786683 | Delabole |  | 1339.74 | 0.05 | 0.05
763 | 763 | 2200041930498 | Fullabrook |  | 31825.59 | 0.05 | 0.05
724 | 724 | 2200042142410 | Luxulyan(Trenoweth Farm) |  | 931.53 | 0.05 | 0.05
725 | 725 | 2200042142457 | Woodland Barton PV 33kV Gen |  | 995.7 | 0.05 | 0.05
726 | 726 | 2200041978782 | Manor PV Farm 33kV |  | 612.9 | 0.05 | 0.05
727 | 727 | 2200041978861 | Churchtown Farm PV 33kV | -10.297 | 380.57 | 0.05 | 0.05
728 | 728 | 2200041978807 | Trenouth PV 33kV |  | 1214.01 | 0.05 | 0.05
732 | 732 | 2200041979883 | Howton Farm PV 33kV |  | 622.34 | 0.05 | 0.05
734 | 734 | 2200042682424 | Newton Downs Farm |  | 869.17 | 0.05 | 0.05
735 | 735 | 2200041978737 | East Langford PV 33kV |  | 624.81 | 0.05 | 0.05
736 | 736 | 2200042194288 | NINNIS PV 33kV Gen |  | 739.61 | 0.05 | 0.05
737 | 737 | 2200042208833 | Willsland PV 33kV Gen |  | 623.66 | 0.05 | 0.05
738 | 738 | 2200042141160 | Eastcombe PV 33kV Gen |  | 799.33 | 0.05 | 0.05
739 | 739 | 2200042172888 | Bratton Flemming PV |  | 497.36 | 0.05 | 0.05
740 | 740 | 2200042196745 | Beaford Brook PV |  | 643.96 | 0.05 | 0.05
742 | 742 | 2200042206613 | Park Wall PV |  | 619.61 | 0.05 | 0.05
743 | 743 | 2200042198520 | Bradford Solar Park |  | 2113.01 | 0.05 | 0.05
744 | 744 | 2200041982947 | Causilgey PV 33kV Gen |  | 519.92 | 0.05 | 0.05
745 | 745 | 2200042042975 | Beechgrove Farm PV 33kV |  | 620.2 | 0.05 | 0.05
772 | 772 | 2200031825680 | Isles of Scilly
666 | 666 | 2200042019354 | BLACKDITCH 33kV |  | 462.46 | 0.05 | 0.05
806 | 806 | 2200041310085 | Avonmouth Docks Boundary
586 | 586 | 2200042534080 | CERC St Dennis |  | 10996.75 | 0.05 | 0.05
587 | 587 | 2200042538749 | Severnside Energy Recovery Centre |  | 9842.58 | 0.05 | 0.05
588 | 588 | 2200042787386 | Old Green Wind Farm & Battery |  | 707.62 | 0.05 | 0.05
693 | 693 | 2200031824213 | SWW Roadford | -2.549 | 264.57 | 0.05 | 0.05
808 | 808 | 2200031824747 | BGasHallen
807 | 807 | 2200041310094 | Portbury Dock |  | 193.27 | 0.05 | 0.05
795 | 795 | 2200042430770 | Whatley Quarry | -8.108 | 65.57 | 0.05 | 0.05
809 | 809 | 2200041209989 | Hemyock (Broadpath LF) | -5.971 | 124.9 | 0.05 | 0.05
794 | 794 | 2200031824524 | Imerys(Torycombe) | -6.174 | 119.41 | 0.05 | 0.05
722 | 722 | 2200041987314 2200041987323 | Royal United Hospital | -8.193 | 113.76 | 0.05 | 0.05
776 | 776 | 2200042103449 | Avonmouth BCC WF 33kV Gen |  | 761.66 | 0.05 | 0.05
777 | 777 | 2200042108289 | Bodiniel PV Park 33kV Gen |  | 588.01 | 0.05 | 0.05
778 | 778 | 2200042385462 | Garlenick WF 33kV |  | 2635.97 | 0.05 | 0.05
779 | 779 | 2200042165046 | Warleigh Barton PV 33kV Gen |  | 763.36 | 0.05 | 0.05
780 | 780 | 2200042171458 | Winnards Perch PV 33kV Gen |  | 753.13 | 0.05 | 0.05
781 | 781 | 2200042356285 | Galsworthy WF |  | 844.85 | 0.05 | 0.05
751 | 751 | 2200032050436 | RR Power Development
804 | 804 | 2200031824551 | Imerys5(Drinnick)
803 | 803 | 2200030347690 | Imerys4(Bugle) | -1.71 | 241.02 | 0.05 | 0.05
801 | 801 | 2200031824738 | Imerys3(Trebal)
802 | 802 | 2200031824490 | Imerys6(Par)
733 | 733 |  | DML - North
790 | 790 | 2200042163493 | Marley Thatch PV |  | 615.07 | 0.05 | 0.05
793 | 793 | 2200042093720 2200042093739 2200042093757 | Bristol Royal Infirmary | -1.971 | 331.96 | 0.05 | 0.05
792 | 792 | 2200042163457 | Burrowton Farm PV |  | 528.89 | 0.05 | 0.05
900 | 900 | 2200042165064 | Callington Solar |  | 495.22 | 0.05 | 0.05
901 | 901 | 2200042165082 | Hope Solar |  | 782.6 | 0.05 | 0.05
903 | 903 | 2200042172052 | NES Kingsweston Lane | -0.275 | 501.96 | 0.05 | 0.05
905 | 905 | 2200042169723 | Slade Farm PV |  | 756.72 | 0.05 | 0.05
906 | 906 | 2200042171192 | Rew Farm PV |  | 714.33 | 0.05 | 0.05
907 | 907 | 2200042171226 | Higher Trenhayle PV |  | 617.93 | 0.05 | 0.05
908 | 908 | 2200042171253 | Middle Treworder PV |  | 511.71 | 0.05 | 0.05
909 | 909 | 2200042171625 | Penhale Farm PV |  | 690.04 | 0.05 | 0.05
910 | 910 | 2200042172521 | Ayshford Court PV |  | 481.84 | 0.05 | 0.05
911 | 911 | 2200042172930 | West Hill PV |  | 2709.01 | 0.05 | 0.05
912 | 912 | 2200042172902 | Knockworthy Farm PV |  | 467.9 | 0.05 | 0.05
914 | 914 | 2200042174281 | Trekenning Farm PV |  | 2132.83 | 0.05 | 0.05
915 | 915 | 2200042184378 | Four Burrows PV |  | 470.06 | 0.05 | 0.05
918 | 918 | 2200042191765 | Halse Farm PV |  | 471.44 | 0.05 | 0.05
919 | 919 | 2200042192769 | Hatchlands Farm PV |  | 733.07 | 0.05 | 0.05
920 | 920 | 2200042193888 | Higher Trevartha PV |  | 768.13 | 0.05 | 0.05
922 | 922 | 2200042194056 | Ford Farm PV |  | 479.68 | 0.05 | 0.05
924 | 924 | 2200042346000 | Trequite |  | 865.13 | 0.05 | 0.05
926 | 926 | 2200042193744 | Higher Tregarne PV |  | 1035.59 | 0.05 | 0.05
927 | 927 | 2200042195608 | Higher North Beer PV |  | 490.05 | 0.05 | 0.05
928 | 928 | 2200042196790 | Horsacott PV |  | 477.76 | 0.05 | 0.05
929 | 929 | 2200042201261 | Langunnett PV |  | 1261.67 | 0.05 | 0.05
930 | 930 | 2200042201280 | Trefinnick Farm PV |  | 1290.23 | 0.05 | 0.05
931 | 931 | 2200042202948 | Little Trevease Farm PV |  | 661.31 | 0.05 | 0.05
932 | 932 | 2200042432634 | Marksbury |  | 613.78 | 0.05 | 0.05
933 | 933 | 2200042202984 | Cobbs Cross |  | 635.97 | 0.05 | 0.05
934 | 934 | 2200042204661 | Newlands Farm |  | 662.57 | 0.05 | 0.05
935 | 935 | 2200042206599 | CRICKET ST THOMAS |  | 648.43 | 0.05 | 0.05
936 | 936 | 2200042206631 | Parsonage Barn |  | 1160.6 | 0.05 | 0.05
937 | 937 | 2200042208815 | Hewas PV |  | 890.66 | 0.05 | 0.05
938 | 938 | 2200042208851 | CRINACOTT PV |  | 973.81 | 0.05 | 0.05
939 | 939 | 2200042214720 | Penare Farm |  | 452.42 | 0.05 | 0.05
940 | 940 | 2200042214749 | Aller Court |  | 727.19 | 0.05 | 0.05
942 | 942 | 2200042214952 | Stonebarrow |  | 511.12 | 0.05 | 0.05
943 | 943 | 2200042215097 | Whitley Farm |  | 685.76 | 0.05 | 0.05
944 | 944 | 2200042215255 | New Rendy Farm |  | 616.15 | 0.05 | 0.05
945 | 945 | 2200042216852 | Tregassow |  | 1291.26 | 0.05 | 0.05
946 | 946 | 2200042218414 | Pitworthy |  | 3379.71 | 0.05 | 0.05
947 | 947 | 2200042224269 | Foxcombe PV |  | 620.1 | 0.05 | 0.05
948 | 948 | 2200042224287 | Rexon Cross PV Farm |  | 629.67 | 0.05 | 0.05
949 | 949 | 2200042242899 | Hazard Farm PV |  | 921.01 | 0.05 | 0.05
950 | 950 | 2200042244682 | Luscott Barton |  | 667.96 | 0.05 | 0.05
951 | 951 | 2200042254139 | Grange Farm PV |  | 804.48 | 0.05 | 0.05
952 | 952 | 2200042352183 | Derriton Fields |  | 2065.6 | 0.05 | 0.05
953 | 953 | 2200042278487 | Cleave Farm |  | 1641.72 | 0.05 | 0.05
954 | 954 | 2200042342041 | Woolavington |  | 876.06 | 0.05 | 0.05
955 | 955 | 2200042342079 | Trehawke Farm |  | 1504.6 | 0.05 | 0.05
956 | 956 | 2200042278760 | Higher Berechapel Farm | -1.14 | 578.73 | 0.05 | 0.05
957 | 957 | 2200042278956 | Bommertown |  | 520.19 | 0.05 | 0.05
958 | 958 | 2200042349748 | Carloggas Farm |  | 1190.5 | 0.05 | 0.05
481 | 481 | 2200042911992 | Viridor EFW (Seabank) |  | 961.89 | 0.05 | 0.05
482 | 482 | 2200042911947 | Alders Way STOR | -2.097 | 767.63 | 0.05 | 0.05
483 | 483 | 2200042911974 | Rockingham STOR | -0.326 | 1989.1 | 0.05 | 0.05
484 | 484 | 2200042965260 | Fideoak Battery |  | 352.43 | 0.05 | 0.05
485 | 485 | 2200042991000 | Hele Manor STOR |  | 452.48 | 0.05 | 0.05
486 | 486 | 2200043091403 | Marlands Field |  | 1084.47 | 0.05 | 0.05
427 | 427 | 2200042573488 | Pylle PV Site 1 |  | 373.65 | 0.05 | 0.05
445 | 445 | 2200042573502 | Pylle PV Site 2 |  | 373.65 | 0.05 | 0.05
437 | 437 | 2200042542763 | Wick Farm PV_1 Export |  | 229.21 | 0.05 | 0.05
438 | 438 | 2200042542781 | Wick Farm PV_2 Export |  | 229.21 | 0.05 | 0.05
441 | 441 | 2200042563230 | Crewkerne PV Site 1 |  | 605.74 | 0.05 | 0.05
442 | 442 | 2200042710611 | Crewkerne PV Site 2 |  | 605.74 | 0.05 | 0.05
7158 | 7158 | 7158 | Huntworth
7318 | 7318 | 7318 | Barton Hill STOR CVA | -0.713 | 456.29 | 0.05 | 0.05
7320 | 7320 | 7320 | Water Lane B | -3.673 | 964.15 | 0.05 | 0.05
7342 | 7342 | 7342 | Cattedown STOR CVA | -2.249 | 729.49 | 0.05 | 0.05
New Export 1 | New Export 1 | New Export 1 | Appletree Farm |  | 855.84 | 0.05 | 0.05
New Export 2 | New Export 2 | New Export 2 | Tale Lane Solar |  | 1317.24 | 0.05 | 0.05
New Export 3 | New Export 3 | New Export 3 | Trendeal Solar Park |  | 2632.05 | 0.05 | 0.05
New Export 4 | New Export 4 | New Export 4 | Ventonteague Wind Turbine |  | 513.2 | 0.05 | 0.05
New Export 5 | New Export 5 | New Export 5 | Warne Road | -1.905 | 442 | 0.05 | 0.05
New Export 6 | New Export 6 | New Export 6 | Woodbury STOR | -0.044 | 1319.4 | 0.05 | 0.05
New Export 7 | New Export 7 | New Export 7 | Wyndham Estate PV |  | 1338.56 | 0.05 | 0.05
New Export 8 | New Export 8 | New Export 8 | Clyst St Lawrence Energy Storage |  | 1326.65 | 0.05 | 0.05
New Export 9 | New Export 9 | New Export 9 | Coleford | -5.774 | 640.66 | 0.05 | 0.05
New Export 10 | New Export 10 | New Export 10 | Cornwall Bio Park | -10.191 | 2142.9 | 0.05 | 0.05
New Export 11 | New Export 11 | New Export 11 | Fire Station Lane | -0.331 | 450.21 | 0.05 | 0.05
New Export 12 | New Export 12 | New Export 12 | Hallen 33kV Battery |  | 709.68 | 0.05 | 0.05
New Export 13 | New Export 13 | New Export 13 | Lodge Farm |  | 2388.75 | 0.05 | 0.05
New Export 14 | New Export 14 | New Export 14 | Lower Bedminister CHP | -1.399 | 369.42 | 0.05 | 0.05
New Export 15 | New Export 15 | New Export 15 | Lufton |  | 1458.59 | 0.05 | 0.05
New Export 16 | New Export 16 | New Export 16 | Severn Road |  | 2278.33 | 0.05 | 0.05
New Export 17 | New Export 17 | New Export 17 | Tregeen AD(OTHM1) | -0.006 | 25.8 | 0.05 | 0.05
New Export 19 | New Export 19 | New Export 19 | Two Post Cross | -0.701 | 446.83 | 0.05 | 0.05
New Export 20 | New Export 20 | New Export 20 | Ottery St Mary PV |  | 1965.1 | 0.05 | 0.05
New Export 21 | New Export 21 | New Export 21 | Gammaton Moor PV |  | 927.87 | 0.05 | 0.05
New Export 22 | New Export 22 | New Export 22 | NIRO PV (Rockebeare) |  | 745.71 | 0.05 | 0.05
New Export 23 | New Export 23 | New Export 23 | Cold Northcott Alternate |  | 925.12 | 0.05 | 0.05
New Export 24 | New Export 24 | New Export 24 | Otterham WF Extension | -0.006 | 32.24 | 0.05 | 0.05
New Export 25 | New Export 25 | New Export 25 | Lower Litchardon PV |  | 927.85 | 0.05 | 0.05
New Export 26 | New Export 26 | New Export 26 | Feeder Road STOR | -1.085 | 326.88 | 0.05 | 0.05
New Export 27 | New Export 27 | New Export 27 | Aller Langport PV |  | 456.29 | 0.05 | 0.05
New Export 28 | New Export 28 | New Export 28 | Huish PV | -0.047 | 1244.33 | 0.05 | 0.05
New Export 29 | New Export 29 | New Export 29 | Trenoweth Farm |  | 927.87 | 0.05 | 0.05
New Export 30 | New Export 30 | New Export 30 | Teign View Power Plant | -6.548 | 483.95 | 0.05 | 0.05
New Export 32 | New Export 32 | New Export 32 | West Holcombe PV |  | 1107.56 | 0.05 | 0.05

## Annex 3 Preserved charges
Back to Overview
Western Power Distribution (South West) plc - Effective from 1 April 2021 - Final LV and HV tariffs
Supercustomer preserved charges/additional LLFCs
| Closed LLFCs | PCs | Red/black unit charge p/kWh | Amber/yellow unit charge p/kWh | Green unit charge p/kWh | Fixed charge p/MPAN/day
Notes:
Site Specific preserved charges/additional LLFCs
| Closed LLFCs | PCs | Red/black unit charge p/kWh | Amber/yellow unit charge p/kWh | Green unit charge p/kWh | Fixed charge p/MPAN/day | Capacity charge p/kVA/day | Exceeded capacity charge p/kVA/day | Reactive power charge p/kVArh
0
Notes:

## Annex 4 LDNO charges
Back to Overview | Copy from CDCM table 3701 "Tariffs!A42:I84" and paste values into A14 |  |  |  | Copy from EDCM table 6005 "LDNORev!B549:G683" and paste values into D57
Western Power Distribution (South West) plc - Effective from 1 April 2021 - Final LDNO tariffs
Time Bands for LV and HV Designated Properties |  |  |  |  | Time Bands for Unmetered Properties
Time periods | Red Time Band | Amber Time Band | Green Time Band |  |  |  | Black Time Band | Yellow Time Band | Green Time Band
Monday to Friday | 17:00 to 19:00 | 07:30 to 17:00 19:00 to 21:30 | 00:00 to 07:30 21:30 to 24:00 |  | Monday to Friday Nov to Feb (excluding 22nd Dec to 4th Jan inclusive) |  | 17:00 to 19:00 | 07:30 to 17:00 19:00 to 21:30 | 00:00 to 07:30 21:30 to 24:00
Weekends |  | 16:30 to 19:30 | 00:00 to 16:30 19:30 to 24:00 |  | Monday to Friday Mar to Oct (plus 22nd Dec to 4th Jan inclusive) |  |  | 07:30 to 21:30 | 00:00 to 07:30 21:30 to 24:00
Notes | All the above times are in UK Clock time |  |  |  | Weekends |  |  | 16:30 to 19:30 | 00:00 to 16:30 19:30 to 24:00
[5 empty] | Notes |  | All the above times are in UK Clock time
Tariff name | Unique billing identifier | PCs | Red/black unit charge p/kWh | Amber/yellow unit charge p/kWh | Green unit charge p/kWh | Fixed charge p/MPAN/day | Capacity charge p/kVA/day | Exceeded capacity charge p/kVA/day | Reactive power charge p/kVArh
LDNO LV: Domestic Aggregated | TBC | 0, 1 or 2 | 9.722 | 1.289 | 0.893 | 3.5
LDNO LV: Domestic Aggregated (related MPAN) | TBC | 2 | 9.722 | 1.289 | 0.893
LDNO LV: Non-Domestic Aggregated | TBC | 0 or 3-8 | 8.698 | 1.238 | 0.887 | 6.19
LDNO LV: Non-Domestic Aggregated (related MPAN) | TBC | 4 | 8.698 | 1.238 | 0.887
LDNO LV: LV Site Specific | TBC | 0 | 5.887 | 1.071 | 0.866 | 8.42 | 2.4 | 5.15 | 0.073
LDNO LV: LV Site Specific Storage Import | TBC | 0 | 5.048 | 0.231 | 0.027 | 8.42 | 2.4 | 5.15 | 0.073
LDNO LV: Unmetered Supplies | TBC | 0, 1 or 8 | 19.66 | 2.051 | 1.465
LDNO LV: LV Generation Aggregated | TBC | 0 or 8 | -8.427 | -0.427 | -0.051 | 0
LDNO LV: LV Generation Site Specific | TBC | 0 | -8.427 | -0.427 | -0.051 | 0 |  |  | 0.13
LDNO HV: Domestic Aggregated | TBC | 0, 1 or 2 | 6.576 | 0.872 | 0.604 | 2.45
LDNO HV: Domestic Aggregated (related MPAN) | TBC | 2 | 6.576 | 0.872 | 0.604
LDNO HV: Non-Domestic Aggregated | TBC | 0 or 3-8 | 5.884 | 0.837 | 0.6 | 4.27
LDNO HV: Non-Domestic Aggregated (related MPAN) | TBC | 4 | 5.884 | 0.837 | 0.6
LDNO HV: LV Site Specific | TBC | 0 | 3.982 | 0.724 | 0.586 | 5.78 | 1.62 | 3.49 | 0.049
LDNO HV: LV Sub Site Specific | TBC | 0 | 5.322 | 1.093 | 0.952 | 7.35 | 2.43 | 4.74 | 0.055
LDNO HV: HV Site Specific | TBC | 0 | 4.973 | 1.213 | 1.118 | 77.94 | 2.41 | 5.51 | 0.044
LDNO HV: LV Site Specific Storage Import | TBC | 0 | 3.414 | 0.156 | 0.018 | 5.78 | 1.62 | 3.49 | 0.049
LDNO HV: LV Sub Site Specific Storage Import | TBC | 0 | 4.388 | 0.158 | 0.017 | 7.35 | 2.43 | 4.74 | 0.055
LDNO HV: HV Site Specific Storage Import | TBC | 0 | 3.865 | 0.106 | 0.011 | 77.94 | 2.41 | 5.51 | 0.044
LDNO HV: Unmetered Supplies | TBC | 0, 1 or 8 | 13.299 | 1.387 | 0.991
LDNO HV: LV Generation Aggregated | TBC | 0 or 8 | -8.427 | -0.427 | -0.051 | 0
LDNO HV: LV Sub Generation Aggregated | TBC | 0 | -7.668 | -0.365 | -0.043 | 0
LDNO HV: LV Generation Site Specific | TBC | 0 | -8.427 | -0.427 | -0.051 | 0 |  |  | 0.13
LDNO HV: LV Sub Generation Site Specific | TBC | 0 | -7.668 | -0.365 | -0.043 | 0 |  |  | 0.105
LDNO HV: HV Generation Site Specific | TBC | 0 | -5.206 | -0.169 | -0.018 | 0 |  |  | 0.08
LDNO HVplus: Domestic Aggregated | TBC | 0, 1 or 2 | 4.517 | 0.599 | 0.415 | 1.77
LDNO HVplus: Domestic Aggregated (related MPAN) | TBC | 2 | 4.517 | 0.599 | 0.415
LDNO HVplus: Non-Domestic Aggregated | TBC | 0 or 3-8 | 4.041 | 0.575 | 0.412 | 3.01
LDNO HVplus: Non-Domestic Aggregated (related MPAN) | TBC | 4 | 4.041 | 0.575 | 0.412
LDNO HVplus: LV Site Specific | TBC | 0 | 2.735 | 0.497 | 0.403 | 4.05 | 1.12 | 2.4 | 0.034
LDNO HVplus: LV Sub Site Specific | TBC | 0 | 3.608 | 0.741 | 0.645 | 5.06 | 1.65 | 3.21 | 0.037
LDNO HVplus: HV Site Specific | TBC | 0 | 3.35 | 0.817 | 0.753 | 52.58 | 1.62 | 3.71 | 0.03
LDNO HVplus: LV Site Specific Storage Import | TBC | 0 | 2.345 | 0.107 | 0.013 | 4.05 | 1.12 | 2.4 | 0.034
LDNO HVplus: LV Sub Site Specific Storage Import | TBC | 0 | 2.975 | 0.107 | 0.012 | 5.06 | 1.65 | 3.21 | 0.037
LDNO HVplus: HV Site Specific Storage Import | TBC | 0 | 2.604 | 0.071 | 0.007 | 52.58 | 1.62 | 3.71 | 0.03
LDNO HVplus: Unmetered Supplies | TBC | 0, 1 or 8 | 9.135 | 0.953 | 0.681
LDNO HVplus: LV Generation Aggregated | TBC | 0 or 8 | -3.94 | -0.2 | -0.024 | 0
LDNO HVplus: LV Sub Generation Aggregated | TBC | 0 | -4.222 | -0.201 | -0.024 | 0
LDNO HVplus: LV Generation Site Specific | TBC | 0 | -3.94 | -0.2 | -0.024 | 0 |  |  | 0.061
LDNO HVplus: LV Sub Generation Site Specific | TBC | 0 | -4.222 | -0.201 | -0.024 | 0 |  |  | 0.058
LDNO HVplus: HV Generation Site Specific | TBC | 0 | -5.206 | -0.169 | -0.018 | 59.49 |  |  | 0.08
LDNO EHV: Domestic Aggregated | TBC | 0, 1 or 2 | 3.512 | 0.466 | 0.323 | 1.43
LDNO EHV: Domestic Aggregated (related MPAN) | TBC | 2 | 3.512 | 0.466 | 0.323
LDNO EHV: Non-Domestic Aggregated | TBC | 0 or 3-8 | 3.142 | 0.447 | 0.32 | 2.4
LDNO EHV: Non-Domestic Aggregated (related MPAN) | TBC | 4 | 3.142 | 0.447 | 0.32
LDNO EHV: LV Site Specific | TBC | 0 | 2.127 | 0.387 | 0.313 | 3.2 | 0.87 | 1.86 | 0.026
LDNO EHV: LV Sub Site Specific | TBC | 0 | 2.805 | 0.576 | 0.502 | 3.99 | 1.28 | 2.5 | 0.029
LDNO EHV: HV Site Specific | TBC | 0 | 2.604 | 0.635 | 0.586 | 40.94 | 1.26 | 2.89 | 0.023
LDNO EHV: LV Site Specific Storage Import | TBC | 0 | 1.823 | 0.083 | 0.01 | 3.2 | 0.87 | 1.86 | 0.026
LDNO EHV: LV Sub Site Specific Storage Import | TBC | 0 | 2.313 | 0.083 | 0.009 | 3.99 | 1.28 | 2.5 | 0.029
LDNO EHV: HV Site Specific Storage Import | TBC | 0 | 2.024 | 0.055 | 0.006 | 40.94 | 1.26 | 2.89 | 0.023
LDNO EHV: Unmetered Supplies | TBC | 0, 1 or 8 | 7.102 | 0.741 | 0.529
LDNO EHV: LV Generation Aggregated | TBC | 0 or 8 | -3.063 | -0.155 | -0.018 | 0
LDNO EHV: LV Sub Generation Aggregated | TBC | 0 | -3.282 | -0.156 | -0.018 | 0
LDNO EHV: LV Generation Site Specific | TBC | 0 | -3.063 | -0.155 | -0.018 | 0 |  |  | 0.047
LDNO EHV: LV Sub Generation Site Specific | TBC | 0 | -3.282 | -0.156 | -0.018 | 0 |  |  | 0.045
LDNO EHV: HV Generation Site Specific | TBC | 0 | -4.047 | -0.131 | -0.014 | 46.25 |  |  | 0.062
LDNO 132kV/EHV: Domestic Aggregated | TBC | 0, 1 or 2 | 2.68 | 0.355 | 0.246 | 1.15
LDNO 132kV/EHV: Domestic Aggregated (related MPAN) | TBC | 2 | 2.68 | 0.355 | 0.246
LDNO 132kV/EHV: Non-Domestic Aggregated | TBC | 0 or 3-8 | 2.397 | 0.341 | 0.244 | 1.89
LDNO 132kV/EHV: Non-Domestic Aggregated (related MPAN) | TBC | 4 | 2.397 | 0.341 | 0.244
LDNO 132kV/EHV: LV Site Specific | TBC | 0 | 1.623 | 0.295 | 0.239 | 2.5 | 0.66 | 1.42 | 0.02
LDNO 132kV/EHV: LV Sub Site Specific | TBC | 0 | 2.14 | 0.439 | 0.383 | 3.1 | 0.98 | 1.91 | 0.022
LDNO 132kV/EHV: HV Site Specific | TBC | 0 | 1.987 | 0.485 | 0.447 | 31.29 | 0.96 | 2.2 | 0.018
LDNO 132kV/EHV: LV Site Specific Storage Import | TBC | 0 | 1.391 | 0.064 | 0.007 | 2.5 | 0.66 | 1.42 | 0.02
LDNO 132kV/EHV: LV Sub Site Specific Storage Import | TBC | 0 | 1.764 | 0.064 | 0.007 | 3.1 | 0.98 | 1.91 | 0.022
LDNO 132kV/EHV: HV Site Specific Storage Import | TBC | 0 | 1.544 | 0.042 | 0.004 | 31.29 | 0.96 | 2.2 | 0.018
LDNO 132kV/EHV: Unmetered Supplies | TBC | 0, 1 or 8 | 5.419 | 0.565 | 0.404
LDNO 132kV/EHV: LV Generation Aggregated | TBC | 0 or 8 | -2.337 | -0.118 | -0.014 | 0
LDNO 132kV/EHV: LV Sub Generation Aggregated | TBC | 0 | -2.504 | -0.119 | -0.014 | 0
LDNO 132kV/EHV: LV Generation Site Specific | TBC | 0 | -2.337 | -0.118 | -0.014 | 0 |  |  | 0.036
LDNO 132kV/EHV: LV Sub Generation Site Specific | TBC | 0 | -2.504 | -0.119 | -0.014 | 0 |  |  | 0.034
LDNO 132kV/EHV: HV Generation Site Specific | TBC | 0 | -3.088 | -0.1 | -0.011 | 35.29 |  |  | 0.047
LDNO 132kV: Domestic Aggregated | TBC | 0, 1 or 2 | 1.861 | 0.247 | 0.171 | 0.88
LDNO 132kV: Domestic Aggregated (related MPAN) | TBC | 2 | 1.861 | 0.247 | 0.171
LDNO 132kV: Non-Domestic Aggregated | TBC | 0 or 3-8 | 1.665 | 0.237 | 0.17 | 1.39
LDNO 132kV: Non-Domestic Aggregated (related MPAN) | TBC | 4 | 1.665 | 0.237 | 0.17
LDNO 132kV: LV Site Specific | TBC | 0 | 1.127 | 0.205 | 0.166 | 1.81 | 0.46 | 0.99 | 0.014
LDNO 132kV: LV Sub Site Specific | TBC | 0 | 1.486 | 0.305 | 0.266 | 2.23 | 0.68 | 1.32 | 0.015
LDNO 132kV: HV Site Specific | TBC | 0 | 1.38 | 0.337 | 0.31 | 21.8 | 0.67 | 1.53 | 0.012
LDNO 132kV: LV Site Specific Storage Import | TBC | 0 | 0.966 | 0.044 | 0.005 | 1.81 | 0.46 | 0.99 | 0.014
LDNO 132kV: LV Sub Site Specific Storage Import | TBC | 0 | 1.225 | 0.044 | 0.005 | 2.23 | 0.68 | 1.32 | 0.015
LDNO 132kV: HV Site Specific Storage Import | TBC | 0 | 1.072 | 0.029 | 0.003 | 21.8 | 0.67 | 1.53 | 0.012
LDNO 132kV: Unmetered Supplies | TBC | 0, 1 or 8 | 3.762 | 0.392 | 0.28
LDNO 132kV: LV Generation Aggregated | TBC | 0 or 8 | -1.623 | -0.082 | -0.01 | 0
LDNO 132kV: LV Sub Generation Aggregated | TBC | 0 | -1.739 | -0.083 | -0.01 | 0
LDNO 132kV: LV Generation Site Specific | TBC | 0 | -1.623 | -0.082 | -0.01 | 0 |  |  | 0.025
LDNO 132kV: LV Sub Generation Site Specific | TBC | 0 | -1.739 | -0.083 | -0.01 | 0 |  |  | 0.024
LDNO 132kV: HV Generation Site Specific | TBC | 0 | -2.144 | -0.07 | -0.007 | 24.5 |  |  | 0.033
LDNO 0000: Domestic Aggregated | TBC | 0, 1 or 2 | 0.764 | 0.101 | 0.07 | 0.51
LDNO 0000: Domestic Aggregated (related MPAN) | TBC | 2 | 0.764 | 0.101 | 0.07
LDNO 0000: Non-Domestic Aggregated | TBC | 0 or 3-8 | 0.684 | 0.097 | 0.07 | 0.72
LDNO 0000: Non-Domestic Aggregated (related MPAN) | TBC | 4 | 0.684 | 0.097 | 0.07
LDNO 0000: LV Site Specific | TBC | 0 | 0.463 | 0.084 | 0.068 | 0.89 | 0.19 | 0.41 | 0.006
LDNO 0000: LV Sub Site Specific | TBC | 0 | 0.611 | 0.125 | 0.109 | 1.06 | 0.28 | 0.54 | 0.006
LDNO 0000: HV Site Specific | TBC | 0 | 0.567 | 0.138 | 0.127 | 9.1 | 0.27 | 0.63 | 0.005
LDNO 0000: LV Site Specific Storage Import | TBC | 0 | 0.397 | 0.018 | 0.002 | 0.89 | 0.19 | 0.41 | 0.006
LDNO 0000: LV Sub Site Specific Storage Import | TBC | 0 | 0.503 | 0.018 | 0.002 | 1.06 | 0.28 | 0.54 | 0.006
LDNO 0000: HV Site Specific Storage Import | TBC | 0 | 0.441 | 0.012 | 0.001 | 9.1 | 0.27 | 0.63 | 0.005
LDNO 0000: Unmetered Supplies | TBC | 0, 1 or 8 | 1.546 | 0.161 | 0.115
LDNO 0000: LV Generation Aggregated | TBC | 0 or 8 | -0.667 | -0.034 | -0.004 | 0
LDNO 0000: LV Sub Generation Aggregated | TBC | 0 | -0.714 | -0.034 | -0.004 | 0
LDNO 0000: LV Generation Site Specific | TBC | 0 | -0.667 | -0.034 | -0.004 | 0 |  |  | 0.01
LDNO 0000: LV Sub Generation Site Specific | TBC | 0 | -0.714 | -0.034 | -0.004 | 0 |  |  | 0.01
LDNO 0000: HV Generation Site Specific | TBC | 0 | -0.881 | -0.029 | -0.003 | 10.07 |  |  | 0.014

## Annex 5 LLFs
Back to Overview
This table has intentionally been left blank. The line loss factors that are approved by the BSC Panel for the applicable year and consequently published on the Elexon website will take precedence and be used in Settlement. This annex will be re-published once these values are available.
Western Power Distribution (South West) plc - Illustrative LLFs for year beginning 1 April 2021
Time periods | Period 1 | Period 2 | Period 3 | Period 4
| (Name 1) | (Name 2) | (Name 3) | (Name 4)
Monday to Friday Mar to Oct |  |  | 00:00 - 06:30 23:30 - 24:00 | 06:30 - 23:30
Monday to Friday Nov to Feb | 16:00 - 19:00 | 06:30 - 16:00 | 00:00 - 06:30 23:30 - 24:00 | 19:00 - 23:30
Saturday and Sunday All Year |  |  | 00:00 - 06:30 23:30 - 24:00 | 06:30 - 23:30
Notes | All the above times are in UK Clock time
Generic demand and generation LLFs
Metered voltage, respective periods and associated LLFCs
Metered voltage | Period 1 | Period 2 | Period 3 | Period 4 | Associated LLFC
Low-voltage network
Low-voltage substation
High-voltage network
High-voltage substation
33kV generic
33kV generic
132kV generic
132kV generic
EHV site specific LLFs
Demand
Site | Period 1 | Period 2 | Period 3 | Period 4 | Associated LLFC
Site 1
Site 2
Site 3
Site 4
Site 5
EHV site specific LLFs
Generation
Site | Period 1 | Period 2 | Period 3 | Period 4 | Associated LLFC
Site 1
Site 2
Site 3
Site 4
Site 5

## Annex 6 New or Amended EHV
Back to Overview | [6 empty] | Note: The list of MPANs/MSIDs provided may be incomplete; the DNO reserves the right to apply the listed charges to any other MPANs/MSIDs associated with the site. If sites appear in both Annex 2 and Annex 6, the charges in Annex 6 take precedence. Where an existing Designated EHV Property is modified and energised in the charging year, we may revise the EDCM charges for the modified Designated EHV Property.
Annex 6 - Charges for New or Amended Designated EHV Properties
Western Power Distribution (South West) plc - Effective from 1 April 2021 - Final new designated EHV charges
Effective from date | Import Unique Identifier | LLFC | Import MPANs/MSIDs | Export Unique Identifier | LLFC | Export MPANs/MSIDs | Name | Import Super Red unit charge (p/kWh) | Import fixed charge (p/day) | Import capacity charge (p/kVA/day) | Import exceeded capacity charge (p/kVA/day) | Export Super Red unit charge (p/kWh) | Export fixed charge (p/day) | Export capacity charge (p/kVA/day) | Export exceeded capacity charge (p/kVA/day)
| EDCM import 1 |  |  | EDCM export 1
| EDCM import 2 |  |  | EDCM export 2
| EDCM import 3 |  |  | EDCM export 3
| EDCM import 4 |  |  | EDCM export 4
| EDCM import 5 |  |  | EDCM export 5
| EDCM import 6 |  |  | EDCM export 6
| EDCM import 7 |  |  | EDCM export 7
| EDCM import 8 |  |  | EDCM export 8
| EDCM import 9 |  |  | EDCM export 9
| EDCM import 10 |  |  | EDCM export 10
Western Power Distribution (South West) plc - Effective from 1 April 2021 - Final new designated EHV line loss factors
Effective from date | Import Unique Identifier | LLFC | Import MPANs/MSIDs | Export Unique Identifier | LLFC | Export MPANs/MSIDs | Name | Import LLF period 1 | Import LLF period 2 | Import LLF period 3 | Import LLF period 4 | Export LLF period 1 | Export LLF period 2 | Export LLF period 3 | Export LLF period 4
| EDCM Import 1 |  |  | EDCM Export 1
| EDCM Import 2 |  |  | EDCM Export 2
| EDCM Import 3 |  |  | EDCM Export 3
| EDCM Import 4 |  |  | EDCM Export 4
| EDCM Import 5 |  |  | EDCM Export 5
| EDCM Import 6 |  |  | EDCM Export 6
| EDCM Import 7 |  |  | EDCM Export 7
| EDCM Import 8 |  |  | EDCM Export 8
| EDCM Import 9 |  |  | EDCM Export 9
| EDCM Import 10 |  |  | EDCM Export 10

## Annex 7 Pass-Through Costs
Back to Overview
Western Power Distribution (South West) plc - Effective from 1 April 2021 - Final Supplier of Last Resort and Eligible Bad Debt Pass-Through Costs
Tariff name | Open LLFCs / LDNO unique billing identifier | PCs | Supplier of Last Resort Fixed charge adder* p/MPAN/day | Excess Supplier of Last Resort Fixed charge adder** p/MPAN/day | Eligible Bad Debt Fixed charge adder*** p/MPAN/day
Domestic Aggregated | 10, 20, 30, 40, 202, L21, L22, L23, L24 | 0, 1 or 2 | 0.01 | 0 | 0.25
Non-Domestic Aggregated | 1, 2, 3, 110, 203, 210, L41, L42, L43, L44 | 0 or 3-8 |  |  | 0.25
LV Site Specific | 570 | 0 |  |  | 0.25
LV Sub Site Specific | 540 | 0 |  |  | 0.25
HV Site Specific | 510 | 0 |  |  | 0.25
LV Site Specific Storage Import | LST | 0 |  |  | 0.25
LV Sub Site Specific Storage Import | SST | 0 |  |  | 0.25
HV Site Specific Storage Import | HST | 0 |  |  | 0.25
LDNO LV: Domestic Aggregated | TBC | 0, 1 or 2 | 0.01 | 0 | 0.25
LDNO LV: Non-Domestic Aggregated | TBC | 0 or 3-8 |  |  | 0.25
LDNO LV: LV Site Specific | TBC | 0 |  |  | 0.25
LDNO LV: LV Site Specific Storage Import | TBC | 0 |  |  | 0.25
LDNO HV: Domestic Aggregated | TBC | 0, 1 or 2 | 0.01 | 0 | 0.25
LDNO HV: Non-Domestic Aggregated | TBC | 0 or 3-8 |  |  | 0.25
LDNO HV: LV Site Specific | TBC | 0 |  |  | 0.25
LDNO HV: LV Sub Site Specific | TBC | 0 |  |  | 0.25
LDNO HV: HV Site Specific | TBC | 0 |  |  | 0.25
LDNO HV: LV Site Specific Storage Import | TBC | 0 |  |  | 0.25
LDNO HV: LV Sub Site Specific Storage Import | TBC | 0 |  |  | 0.25
LDNO HV: HV Site Specific Storage Import | TBC | 0 |  |  | 0.25
LDNO HVplus: Domestic Aggregated | TBC | 0, 1 or 2 | 0.01 | 0 | 0.25
LDNO HVplus: Non-Domestic Aggregated | TBC | 0 or 3-8 |  |  | 0.25
LDNO HVplus: LV Site Specific | TBC | 0 |  |  | 0.25
LDNO HVplus: LV Sub Site Specific | TBC | 0 |  |  | 0.25
LDNO HVplus: HV Site Specific | TBC | 0 |  |  | 0.25
LDNO HVplus: LV Site Specific Storage Import | TBC | 0 |  |  | 0.25
LDNO HVplus: LV Sub Site Specific Storage Import | TBC | 0 |  |  | 0.25
LDNO HVplus: HV Site Specific Storage Import | TBC | 0 |  |  | 0.25
LDNO EHV: Domestic Aggregated | TBC | 0, 1 or 2 | 0.01 | 0 | 0.25
LDNO EHV: Non-Domestic Aggregated | TBC | 0 or 3-8 |  |  | 0.25
LDNO EHV: LV Site Specific | TBC | 0 |  |  | 0.25
LDNO EHV: LV Sub Site Specific | TBC | 0 |  |  | 0.25
LDNO EHV: HV Site Specific | TBC | 0 |  |  | 0.25
LDNO EHV: LV Site Specific Storage Import | TBC | 0 |  |  | 0.25
LDNO EHV: LV Sub Site Specific Storage Import | TBC | 0 |  |  | 0.25
LDNO EHV: HV Site Specific Storage Import | TBC | 0 |  |  | 0.25
LDNO 132kV/EHV: Domestic Aggregated | TBC | 0, 1 or 2 | 0.01 | 0 | 0.25
LDNO 132kV/EHV: Non-Domestic Aggregated | TBC | 0 or 3-8 |  |  | 0.25
LDNO 132kV/EHV: LV Site Specific | TBC | 0 |  |  | 0.25
LDNO 132kV/EHV: LV Sub Site Specific | TBC | 0 |  |  | 0.25
LDNO 132kV/EHV: HV Site Specific | TBC | 0 |  |  | 0.25
LDNO 132kV/EHV: LV Site Specific Storage Import | TBC | 0 |  |  | 0.25
LDNO 132kV/EHV: LV Sub Site Specific Storage Import | TBC | 0 |  |  | 0.25
LDNO 132kV/EHV: HV Site Specific Storage Import | TBC | 0 |  |  | 0.25
LDNO 132kV: Domestic Aggregated | TBC | 0, 1 or 2 | 0.01 | 0 | 0.25
LDNO 132kV: Non-Domestic Aggregated | TBC | 0 or 3-8 |  |  | 0.25
LDNO 132kV: LV Site Specific | TBC | 0 |  |  | 0.25
LDNO 132kV: LV Sub Site Specific | TBC | 0 |  |  | 0.25
LDNO 132kV: HV Site Specific | TBC | 0 |  |  | 0.25
LDNO 132kV: LV Site Specific Storage Import | TBC | 0 |  |  | 0.25
LDNO 132kV: LV Sub Site Specific Storage Import | TBC | 0 |  |  | 0.25
LDNO 132kV: HV Site Specific Storage Import | TBC | 0 |  |  | 0.25
LDNO 0000: Domestic Aggregated | TBC | 0, 1 or 2 | 0.01 | 0 | 0.25
LDNO 0000: Non-Domestic Aggregated | TBC | 0 or 3-8 |  |  | 0.25
LDNO 0000: LV Site Specific | TBC | 0 |  |  | 0.25
LDNO 0000: LV Sub Site Specific | TBC | 0 |  |  | 0.25
LDNO 0000: HV Site Specific | TBC | 0 |  |  | 0.25
LDNO 0000: LV Site Specific Storage Import | TBC | 0 |  |  | 0.25
LDNO 0000: LV Sub Site Specific Storage Import | TBC | 0 |  |  | 0.25
LDNO 0000: HV Site Specific Storage Import | TBC | 0 |  |  | 0.25
*Supplier of Last Resort pass-through costs which are recovered on a two year lag allocated to all domestic tariffs with a fixed charge (including LDNO)
**Supplier of Last Resort pass-through costs which are not recovered on a two year lag allocated to all domestic tariffs with a fixed charge (including LDNO)
***Eligible Bad Debt pass-through costs allocated to all metered demand tariffs (including LDNO)

## Nodal prices
Back to Overview
Western Power Distribution (South West) plc - Effective from 1 April 2021 - Final Nodal/Zonal charges
Node/Zone ID | Geographical name | Local charge 1 £/kVA | Remote charge 1 £/kVA
AVMO7K | 0 | 0 | 0.65863
LAUN5K | 0 | 0.9925 | 7.4037
AARO3 | 0 | 3.4209 | 1.1367
ADER5 | 0 | 1.0721 | 6.8224
ALCO5 | 0 | 0.60287 | 4.262
ALER5 | 0 | 0.62224 | 5.4486
ALMO5 | 0 | 0.73012 | 1.3878
ALMR5 | 0 | 0.42628 | 2.7417
ARMA5 | 0 | 1.0446 | 4.8369
ASHB5 | 0 | 0.49519 | 3.3861
ASHW5 | 0 | 0.19336 | 2.7471
ATHL5 | 0 | 0.42677 | 9.0272
AVMO7J | AVMO7K | 0 | 0.75693
AXBR5 | 0 | 2.2565 | 22.2462
AXMN5 | 0 | 0.20757 | 2.524
BAEA5 | 0 | 0.074551 | 11.1454
BARQ5 | 0 | 0.87009 | 4.4618
BART5 | 0 | 0.42767 | 1.7273
BATR5J | 0 | 0.8028 | 2.3441
BATR5K | 0 | 1.5251 | 2.3069
BEAM5 | 0 | 0.26072 | 1.2018
BEDM5 | 0 | 0.25875 | 2.7074
BHAL5 | 0 | 0 | 3.8146
BICK5 | 0 | 1.9488 | 5.9391
BIDE5 | 0 | 0.75647 | 4.3317
BISH5 | 0 | 0.64334 | 4.0871
BLAC5 | 0 | 0.037647 | 2.2293
BLAG5 | 0 | 3.3298 | 17.0624
BODM5 | 0 | 0.62671 | 4.2409
BOUR5 | 0 | 3.1528 | 3.6669
BOVT5 | 0 | 0.55326 | 13.0279
BOWA5 | 0 | 0.83126 | 4.959
BOWX5J | 0 | 0.2466 | 2.4718
BRAD5 | 0 | 0.69955 | 0.72479
BRAF5 | 0 | 2.8922 | 2.4616
BRAL5J | 0 | 1.2038 | 11.4671
BRAU5 | 0 | 0.41375 | 5.4833
BRID5 | 0 | 1.2971 | 4.9803
BRIL5J | 0 | 0.73513 | 3.9515
BRIM5 | 0 | 0.87957 | 11.5345
BRSH5 | 0 | 0.21189 | 1.1772
BUCK5 | 0 | 2.9458 | 3.2946
BUCS5 | 0 | 0.43062 | 3.9253
BUDS5 | 0 | 0.10861 | 1.4241
BUGL5J | 0 | 0.54263 | 2.056
BUGL5K | 0 | 0.19619 | 2.0811
BURL5 | 0 | 0.72016 | 8.0897
BURN5 | 0 | 0.46157 | 3.9687
CAIR5 | 0 | 0.33619 | 3.3877
CALL5 | 0 | 2.9247 | 6.0095
CAMH5 | 0 | 0.74697 | 14.7187
CAMT5 | 0 | 3.0431 | 15.5484
CARN5 | 0 | 1.4422 | 13.8734
CHAR5 | 0 | 1.1778 | 3.8224
CHED5 | 0 | 2.1084 | 22.9302
CHEM5 | 0 | 2.1783 | 9.3515
CHES5 | 0 | 3.0438 | 16.9649
CHUG5 | 0 | 0.14272 | 16.0143
CHUK5 | 0 | 2.6553 | 12.534
CHUS5 | 0 | 1.1152 | 4.5274
CLEV5 | 0 | 2.2713 | 8.3915
CLIF5 | 0 | 0.56594 | 4.3007
CLOV5 | 0 | 1.1308 | 7.6988
CLYH5 | 0 | 0.91907 | 3.7906
COKE5 | 0 | 0.60361 | 0.00041179
COLE5 | 0 | 1.657 | 6.8311
COLL5J | 0 | 0.98329 | 2.1811
COLY5 | 0 | 0.58443 | 3.4505
COMM5 | 0 | 3.0264 | 17.0222
COMP7Dem | 0 | 0.046165 | 11.9751
CONG5 | 0 | 1.0112 | 16.8599
CONS5 | 0 | 1.8997 | 6.3284
CORH5J | 0 | 3.5859 | 3.9341
CORH5K | 0 | 3.5859 | 3.9341
COUW5 | 0 | 0.42444 | 2.7967
COWR5 | 0 | 1.8885 | 8.5843
CRED5 | 0 | 0.32694 | 11.7266
CREE5 | 0 | 0.1779 | 3.9088
CREW5 | 0 | 1.1329 | 2.2897
CRIB5 | 0 | 0.874 | 2.4562
CULL5 | 0 | 0.24242 | 9.2907
CULM5 | 0 | 1.7435 | 0.44614
CURM5 | 0 | 0.29613 | 1.7844
DART5 | 0 | 0.26673 | 8.7266
DAVI5 | 0 | 1.8617 | 10.6814
DAWL5 | 0 | 0.64608 | 13.3524
DELA5 | 0 | 0.98086 | 5.9953
DEVO5 | 0 | 1.4243 | 4.5057
DIND5 | 0 | 3.2856 | 10.5606
DOCN3 | 0 | 0.036444 | 2.5943
DORS7J | 0 | 0.4906 | 11.2876
DOWF5 | 0 | 0.37266 | 2.4487
DREC5 | 0 | 0 | 1.8648
DRSW5 | 0 | 0.81928 | 1.8626
DUNK5 | 0 | 1.9035 | 8.6665
EASB5 | 0 | 1.361 | 3.9225
EASG5 | 0 | 0.99843 | 4.0645
EAST5 | 0 | 0.88045 | 3.4701
EBUD5 | 0 | 2.812 | 1.4613
ECHI5 | 0 | 2.8423 | 0
ECUR5 | 0 | 2.2621 | 8.1439
EDGA5 | 0 | 0.11125 | 5.2283
EGGB5 | 0 | 0.34383 | 8.1744
ELIT5 | 0 | 0.49677 | 5.5127
ENTH7 | 0 | 0.29075 | 11.8677
EVER5 | 0 | 0.56208 | 12.2751
EXEB5 | 0 | 0.21009 | 1.1946
EXMI5 | 0 | 4.396 | 7.8319
EXMW5 | 0 | 1.7562 | 1.6648
FALD5 | 0 | 1.2504 | 5.4472
FEEB5 | 0 | 0.42043 | 1.7473
FEED5 | 0 | 0.48588 | 1.8292
FILT5J | 0 | 0.49476 | 2.7347
FOLB5 | 0 | 5.3021 | 11.5228
FOWE5 | 0 | 1.4991 | 2.8153
FOXH5 | 0 | 0.72639 | 8.9793
FRAD5 | 0 | 0 | 0.28084
FREM5 | 0 | 1.2194 | 2.6354
GASL5 | 0 | 0.50119 | 4.8289
GEEV5 | 0 | 0.37286 | 22.0124
GEOR5 | 0 | 0.38295 | 8.1389
GUNN5 | 0 | 4.5863 | 7.2576
HATH5 | 0 | 3.269 | 7.6728
HAVE5 | 0 | 0.34395 | 6.5095
HEAB5 | 0 | 1.1451 | 3.0947
HEDX5 | 0 | 1.5308 | 4.9141
HELS5 | 0 | 1.259 | 3.8794
HEMY5Dem | 0 | 0 | 7.3132
HEWL5 | 0 | 0.46856 | 2.3013
HIGL5 | 0 | 0.32701 | 8.2943
HOLF5 | 0 | 0.060921 | 2.8004
HOLL5 | 0 | 1.2519 | 4.0742
HOLS5 | 0 | 0.27501 | 5.8995
HONI5 | 0 | 1.9568 | 5.7493
HYLL5 | 0 | 0.69082 | 16.7366
ILFR5 | 0 | 1.029 | 10.5721
IMPS5 | 0 | 0.26451 | 1.0385
ISLE5DEM | 0 | -0.061457 | 19.8903
IVYB5 | 0 | 0.39476 | 8.7256
KEYE5 | 0 | 2.0382 | 10.1707
KEYW5 | 0 | 0.12146 | 1.788
KINB5 | 0 | 0.5722 | 5.13
LANE5 | 0 | 1.7484 | 12.9602
LANG5 | 0 | 0.25816 | 7.6672
LANN5 | 0 | 1.1934 | 3.8321
LANR5 | 0 | 0.64127 | 4.3063
LAPF5 | 0 | 2.0212 | 13.2674
LAUN5J | 0 | 0.9925 | 6.6943
LAWB5 | 0 | 1.0545 | 2.0533
LAYW5 | 0 | 1.1983 | 7.6386
LIFT5 | 0 | 0.52985 | 9.0573
LINL5 | 0 | 0.57399 | 8.6707
LISK5 | 0 | 0.89093 | 4.1221
LOCK5 | 0 | 0.80522 | 1.2956
LOCR5 | 0 | 0.54904 | 3.3013
LONG5 | 0 | 0.32048 | 4.277
LOOE5 | 0 | 1.5928 | 4.3003
LOST5 | 0 | 0.20507 | 3.857
LUCB5 | 0 | 0.18137 | 3.9826
LYDS5 | 0 | 0.65289 | 0.011547
LYNT5 | 0 | 0.37397 | 2.5611
LYPF5 | 0 | 1.4433 | 6.5013
MANG5 | 0 | 0.66864 | 3.802
MARA5 | 0 | 0.57855 | 19.5216
MARB5 | 0 | 0.99815 | 6.7319
MARG5K | 0 | 0.84619 | 3.7658
MARL5 | 0 | 0.1783 | 3.7003
MART5J | 0 | 1.779 | 8.0499
MART5K | 0 | 1.1246 | 0.16345
MERR5 | 0 | 1.6798 | 3.4375
MEVA5 | 0 | 0.60472 | 2.3159
MIDB5 | 0 | 1.1481 | 7.7735
MIDN5 | 0 | 0.84514 | 8.3524
MILL5 | 0 | 1.4801 | 6.1269
ABBW5 | 0 | 0.56203 | 1.2936
MODB5 | 0 | 3.3699 | 8.7379
MONT5 | 0 | 0.65554 | 0
MORH5 | 0 | 3.4061 | 2.4011
MORW5 | 0 | 0.060807 | 7.5449
MOUS5 | 0 | 2.1018 | 20.9726
MULL5 | 0 | 0.48921 | 6.5926
NASE5 | 0 | 1.2035 | 21.8342
NEAB5 | 0 | 0.86754 | 10.2776
NECY5 | 0 | 0.40204 | 10.7363
NEOT5 | 0 | 1.1925 | 4.2957
NETK5 | 0 | 0.33858 | 3.7627
NETR5 | 0 | 1.0841 | 3.3825
NETS5 | 0 | 0.49532 | 1.6599
NEWB5 | 0 | 2.0405 | 9.7736
NEWF5 | 0 | 0.38595 | 7.9144
NEWL5 | 0 | 1.8069 | 20.3263
NEWP5 | 0 | 0.37004 | 1.5939
NEWS5 | 0 | 0.50321 | 3.1108
NORS5 | 0 | 0.30969 | 3.5768
NORT5 | 0 | 0.089503 | 2.2608
OFFW5 | 0 | 4.2158 | 5.647
OKEH5 | 0 | 2.3656 | 4.9444
OLDF7 | 0 | 0.90235 | 11.7781
OLDL5 | 0 | 0.089109 | 5.0421
OTTS5 | 0 | 0.6202 | 2.5797
PADS5 | 0 | 3.4927 | 1.3022
PARH5Dem | 0 | 0 | 1.8125
PARL5 | 0 | 2.2691 | 4.5733
PARS7 | 0 | 1.7825 | 11.3101
PAUL5 | 0 | 1.7701 | 8.1743
PEAS5 | 0 | 1.0117 | 8.3862
PENC5 | 0 | 0.20702 | 20.4552
PENH5 | 0 | 0.3824 | 20.1401
PENR5 | 0 | 0.026962 | 5.287
PENS5 | 0 | 1.5869 | 5.4485
PENX5 | 0 | 0.71818 | 1.5854
PERI5 | 0 | 0.57803 | 4.105
PERR5 | 0 | 2.3246 | 3.7706
PINH5 | 0 | 1.2517 | 3.2569
PLYS5 | 0 | 0.40869 | 5.7797
POLZ5 | 0 | 0.60225 | 5.5283
PRIO5 | 0 | 0.45078 | 4.6001
PRIR5 | 0 | 0.58131 | 3.635
PROB5 | 0 | 0.90889 | 2.4628
PURR7 | 0 | 0.94189 | 1.7136
REDR5 | 0 | 1.1881 | 15.6632
ROAD3 | 0 | 1.7124 | 2.162
ROCP5 | 0 | 0.53881 | 2.1
ROSE5 | 0 | 3.9353 | 3.6939
ROUN5 | 0 | 1.3958 | 2.434
SALC5 | 0 | 0.21356 | 3.3586
SALT5 | 0 | 0.23474 | 3.0138
SAUS5 | 0 | 0.4659 | 1.7793
SAWX5 | 0 | 0.54291 | 2.7393
SHAP5 | 0 | 1.3568 | 3.4602
SHEB5 | 0 | 0.5347 | 7.3912
SHEM5 | 0 | 0.49032 | 12.252
SIDM5J | 0 | 0.24759 | 3.8787
SIDM5K | 0 | 0.24759 | 3.8787
SKEV5 | 0 | 0.31069 | 6.4452
SLEV5 | 0 | 0.13582 | 2.8036
SMOL5 | 0 | 0.75034 | 4.2106
SOME5 | 0 | 0.39168 | 5.9977
SOUB5 | 0 | 2.0882 | 3.8787
STWA5 | 0 | 0.72622 | 2.4549
SOWT5 | 0 | 0.68399 | 2.4091
STAG5 | 0 | 0.24647 | 4.0423
STAP5 | 0 | 0.49518 | 0.51017
STAQ3 | 0 | 6.3861 | 14.4997
STBU5 | 0 | 4.6636 | 21.3274
STCO5 | 0 | 1.9974 | 1.0454
STEN5 | 0 | 0.45064 | 5.77
STHO5 | 0 | 0.41872 | 7.0119
STIV5 | 0 | 2.197 | 18.9967
STMA5 | 0 | 0.71916 | 5.2007
STOB5 | 0 | 0.36442 | 2.3765
STOK5 | 0 | 0.40436 | 9.1335
STRA5 | 0 | 0.68773 | 7.222
STUD5 | 0 | 1.2865 | 2.5156
TAMA3 | 0 | 5.0396 | 2.0596
TAUL5 | 0 | 1.2317 | 4.3641
TAVI5 | 0 | 2.9546 | 14.4012
TEIG5 | 0 | 0.29568 | 11.963
TEIH5 | 0 | 0 | 12.7684
TINX5J | 0 | 1.2535 | 12.6988
TINX5K | 0 | 2.13 | 12.8063
TIVE5 | 0 | 0.72451 | 7.6292
TIVM5 | 0 | 0.78603 | 8.7259
TIVS5 | 0 | 0.79351 | 10.8246
TOPS5 | 0 | 3.5146 | 2.817
TORA5 | 0 | 0.91258 | 3.703
TORR5K | 0 | 0.3464 | 6.4126
TORT5 | 0 | 2.2663 | 2.94
TORW5 | 0 | 0.42079 | 10.2379
TORY5 | 0 | 0.22723 | 9.1569
TOTL5 | 0 | 1.8486 | 3.5269
TREB5 | 0 | 0 | 1.6766
TRUL5 | 0 | 0.63554 | 0.78543
TRUS5 | 0 | 1.3135 | 2.3915
TRUT5 | 0 | 0.87009 | 3.7457
TWEL5 | 0 | 0.83242 | 4.8062
TWER7 | 0 | 2.3424 | 11.5829
UPTV5 | 0 | 0.68805 | 2.8956
WADE5 | 0 | 0.75763 | 4.103
WATC5 | 0 | 0.52709 | 2.8463
WATE5K | 0 | 0.2786 | 1.6829
WATE5J | 0 | 0.17437 | 0.99905
WEDM5 | 0 | 0.29085 | 5.3962
WELL5 | 0 | 1.9805 | 8.2859
WELN5J | 0 | 1.1733 | 0.54943
WELN5K | 0 | 1.8753 | 0.89347
WELT5 | 0 | 0.53409 | 1.1639
WESC5 | 0 | 0.47761 | 3.8675
WESD5 | 0 | 0.60282 | 4.4701
WESG5 | 0 | 1.7066 | 6.3237
WESM5 | 0 | 0.71725 | 3.6481
WHAQ5 | 0 | 1.4265 | 10.8977
WHID5 | 0 | 1.4063 | 2.0049
WHIT5 | 0 | 0.58324 | 5.0923
WHRH5 | 0 | 0.7212 | 4.0167
WINS5 | 0 | 0.56643 | 18.7319
WINT5 | 0 | 1.254 | 3.4313
WITH5 | 0 | 0.96158 | 12.1292
WITR5 | 0 | 0.63213 | 1.7257
WIVE5 | 0 | 0.16806 | 2.8535
WOOD5J | 0 | 0.63306 | 3.5272
WOOY5 | 0 | 1.4267 | 1.48
YELV5 | 0 | 0.44084 | 13.7858
PAPR3 | 0 | 0.30399 | 2.1349
BLAK5 | 0 | 0.069729 | 8.8509
WOOD5K | 0 | 0.6478 | 3.5514
AVOH5K | 0 | 0.34146 | 0.81769
FILT5K | 0 | 0.38496 | 2.5002
PAIG5 | 0 | 0.48205 | 3.5281
DORS7K | 0 | 0.25135 | 11.0109
BAIR5 | 0 | 0.44258 | 18.6616
STWB5 | 0 | 1.352 | 7.8224
DACR5 | 0 | 0 | 11.3536
ASTZ5 | 0 | 0 | 0
NTAW5 | 0 | 0.29232 | 0.86234
BRDW5 | 0 | 0.24906 | 2.1821
SAWR5 | 0 | 0.54271 | 2.1357
LNGE3 | 0 | 1.6206 | 6.2493
SPAU5J | 0 | 0.47341 | 2.1645
SPAU5K | 0 | 1.0309 | 2.1761
WAPP5 | 0 | 1.6341 | 1.2618
WWIC5 | 0 | 2.5304 | 17.111
ASHL5 | 0 | 0.57329 | 3.8759
MARG5J | 0 | 3.8319 | 2.9337
CALY5 | 0 | 0.54994 | 3.4642
COTH5 | 0 | 1.0022 | 1.9937
EMGR5 | 0 | 0.27429 | 3.7422
SMET5 | 0 | -0.035434 | 2.3759
EXSC5 | 0 | 0.018739 | 2.3582
HBBP5 | 0 | -0.089801 | 3.1343
UOBA3D | 0 | 0.66508 | 10.357
AHMD3 | 0 | 0 | 0
PATC5 | 0 | 0.48269 | 1.4865
SHER3 | 0 | 1.3507 | 6.2252
LGTH3 | 0 | 2.0952 | 1.1379
NSMA3 | 0 | 4.712 | 3.2447
WIGR3 | 0 | 2.7206 | 1.1402
LANF3 | 0 | 1.0055 | 13.8413
FNAT3 | 0 | 2.1346 | 0.076878
CHEL3 | 0 | 0.4548 | 3.2001
BLAD3 | 0 | 0.80398 | 1.0406
BREO3 | 0 | 2.4748 | 1.1791
CARL3 | 0 | 1.6303 | 1.6186
COLD3 | 0 | 10.7254 | 1.2506
COMP7 | 0 | 0.032063 | 12.4219
DOCC3 | 0 | 0.034086 | 2.5763
FBUR3 | 0 | 1.8818 | 1.3711
HEMY5 | 0 | 0 | 9.0757
ISLE5 | 0 | 0 | 26.6363
PARH5 | 0 | 0 | 1.8095
BRFM3 | 0 | 1.2682 | 1.147
HUNT3 | 0 | 0.32289 | 0.99115
BEDO3 | 0 | 0.75745 | 0.28282
STDA3 | 0 | 1.0081 | 3.4217
EXGN1R | 0 | 1.3216 | 0.0023994
FILT1 | 0 | 0 | 0
CONN3 | 0 | 1.7332 | 2.1192
SHOT3 | 0 | 1.6655 | 6.6712
DARM3 | 0 | 4.2616 | 1.1396
HFLF3 | 0 | 2.8003 | 7.806
FULL1 | 0 | 0.82979 | -0.010475
GOON3 | 0 | 3.508 | 3.1453
DELA3 | 0 | 4.228 | 1.2124
HWAV3 | 0 | 1.0593 | 18.6505
LUXU3 | 0 | 0.4699 | 1.4759
WDBN3 | 0 | 0.586 | 1.4167
AVBC3 | 0 | 0.12934 | 0
BLPP3 | 0 | 2.2614 | 1.1654
GARL3 | 0 | 0.58219 | 1.338
WABA3 | 0 | 0.646 | 0.77689
MANR3 | 0 | 0.49885 | 1.4525
NINS3 | 0 | 0.92383 | 1.4571
CHPV3 | 0 | -0.51244 | 15.6512
TRNH3 | 0 | 0.84588 | 0.28521
HOPV3 | 0 | 2.0235 | 1.477
ESLA3 | 0 | 1.5724 | 2.7995
WILL3 | 0 | 2.8938 | 2.187
EAST3 | 0 | 0.26844 | 2.4998
WIPE3 | 0 | 0.75436 | 0.28162
BRPV3 | 0 | 0.21239 | 2.6707
CAPV3 | 0 | 1.6071 | 1.3565
BEPV3 | 0 | 0.44349 | 0.5976
TREF3G | 0 | 4.4381 | 1.9339
TREW3G | 0 | 1.1503 | 2.1587
HWAS3 | 0 | 0.39154 | 1.2826
LANG3 | 0 | 1.9613 | 2.2353
ASWR3 | 0 | 0.31169 | 2.4197
HNBF3 | 0 | 2.7844 | 2.8965
NESK3 | 0 | 0.0076312 | 0.41093
PKWA3 | 0 | 0.42173 | 0.99405
NEWL3 | 0 | 1.1083 | 0.60214
WYMD3 | 0 | 0.66973 | 0.59773
COBB3 | 0 | 0.44147 | 1.0033
HALS3 | 0 | 0 | 0
HITR3 | 0 | 1.9748 | 2.1135
FORD3 | 0 | 2.573 | 2.0699
BEAF3 | 0 | 10.1204 | 1.1887
TREQ3 | 0 | 0.87049 | 2.1068
AYSH3 | 0 | 2.1837 | 6.0562
BURR3 | 0 | 0.15234 | 0.020213
CALG3 | 0 | 4.166 | 1.9172
HTRE3 | 0 | 0.58679 | 2.9934
HGRT3 | 0 | 2.3722 | 19.003
HOPE3 | 0 | -0.28728 | 15.6668
KNOK3 | 0 | 4.0235 | 1.1291
MRLY3 | 0 | 1.962 | 1.9083
MIDT3 | 0 | 2.2173 | 1.1749
PNHL3 | 0 | 2.5105 | 1.1791
PRIN3 | 0 | 0.22406 | 3.1964
REWF3 | 0 | 1.8965 | 1.4178
SLAD3 | 0 | 5.6646 | 3.1461
WSTH3 | 0 | 4.2581 | 0.67398
FOXC3 | 0 | 0.91699 | 2.4988
HORS3 | 0 | 2.6701 | 0.65693
TREK3 | 0 | 0.20585 | 1.2774
MARS3 | 0 | 1.3264 | 6.6544
HAZF3 | 0 | 1.4465 | 1.8879
HATC3 | 0 | 1.5716 | 1.8937
LITT3 | 0 | 0.78498 | 2.9562
CULM3G | 0 | 0.46671 | 0
PARS3 | 0 | 1.5317 | 0.61653
BURT3 | 0 | -0.033359 | 1.8599
EYWF3 | 0 | 1.5398 | 2.756
STON3 | 0 | 0.4703 | 0.59721
WHIT3 | 0 | 1.4211 | 6.6256
CLEA3 | 0 | 4.2914 | 0.67021
FBUB3 | 0 | 2.047 | 1.3813
BRAT3 | 0 | 1.2209 | 1.0948
TSOW3 | 0 | 1.1397 | 1.0398
DENZ3 | 0 | 0.7496 | 0.27971
GALS1 | 0 | 1.5124 | 0.038296
PITW3 | 0 | 0.11169 | 2.6691
STST3 | 0 | 0.44603 | 1.3025
DENB3 | 0 | -0.18225 | 0.81183
BIDW3 | 0 | 1.1311 | 1.8698
CANW1 | 0 | -0.90158 | 0
CRPV3 | 0 | 0.15523 | 2.6712
RCPV3 | 0 | 1.97 | 2.0806
CSPV3 | 0 | 1.2838 | 0.61411
ACPV3 | 0 | 1.8643 | 1.0762
GVPK3 | 0 | 0.2248 | 15.5005
COOM3 | 0 | 2.4684 | 1.9221
MRLF3 | 0 | 1.428 | 5.7266
NEDO3 | 0 | 1.4189 | 5.7323
TILL3 | 0 | 0.15235 | 0.020213
KING3 | 0 | 2.6236 | 1.0942
LUSC3 | 0 | 8.3855 | 0.66306
WEEK3 | 0 | 4.3421 | 0.67037
WBAR3 | 0 | 0.70626 | 1.4673
KERR3 | 0 | 2.6408 | 1.1703
GARV3 | 0 | 1.639 | 1.3466
MEND3 | 0 | 1.7629 | 6.6828
IWOO3 | 0 | 0.99983 | 15.597
NWRW3 | 0 | 3.9247 | 6.9697
DERF3 | 0 | 0.11175 | 2.6688
NEWR3 | 0 | 0.0020301 | -0.0044445
GRAN3 | 0 | 0.25194 | -0.006883
DINF3 | 0 | 2.7073 | 6.9349
PTFM3 | 0 | 2.7004 | 6.9331
CARF3 | 0 | 0.47429 | 1.7303
CMPV3 | 0 | 4.4448 | 6.166
HIBE3 | 0 | 1.1103 | 0.62249
PENA3 | 0 | 1.0082 | 1.3298
SOMD3 | 0 | 5.1629 | 1.2889
STFA3 | 0 | 2.736 | 6.0614
THWK3 | 0 | 0.54526 | 2.1258
WALA3 | 0 | 1.1694 | 1.0813
WHPV3 | 0 | 3.0448 | 1.3594
WLPV3 | 0 | 2.3089 | 1.091
ASHC3 | 0 | 2.3594 | 7.8823
BDWN3 | 0 | 0.69865 | 1.4682
RDFM3 | 0 | 3.2676 | 1.3174
TENG3 | 0 | 5.5072 | 1.1676
BOMF3 | 0 | 1.2147 | 0
SERC1 | 0 | 0 | 0
NOMO1 | 0 | -1.4809 | 0
OTHM1 | 0 | -0.12633 | 0.0091528
WILF3 | 0 | 0.54526 | 2.1258
NOWA3 | 0 | 0.86018 | 1.2452
NEBA3 | 0 | 0.86037 | 1.2458
FTWO3 | 0 | 1.89 | 1.3562
CAPE3 | 0 | 1.2228 | 1.0965
WALL3 | 0 | 4.2917 | 0.67034
TRND3 | 0 | 0 | 0.27381
DUNX3 | 0 | 1.3536 | 2.4344
ASLF3 | 0 | 8.1894 | 16.4355
PYLL3 | 0 | 4.9366 | 7.0252
OUTL3 | 0 | 2.2669 | 1.1655
CLOG3 | 0 | 0.55376 | 1.3271
NANT3 | 0 | 1.0082 | 1.3295
GHIL3 | 0 | 3.508 | 3.1453
HIBY3 | 0 | 0.55218 | 2.1502
LIVE3 | 0 | 0.53259 | 0.84197
CMBF3 | 0 | 0.54878 | 0.84582
CARD3 | 0 | 1.155 | 15.7006
TOWF3 | 0 | 1.634 | 15.8243
ROOK3 | 0 | 1.5155 | 15.8088
NOWO3 | 0 | 2.3058 | 1.1611
CHLW3 | 0 | 1.2997 | 6.6489
LOFA3 | 0 | 1.4261 | 6.5673
OSFA3 | 0 | 5.5935 | 3.1095
ERLA3 | 0 | 0.24146 | 0.77491
PAVI3 | 0 | 1.4296 | 1.888
PLAB3 | 0 | 2.4394 | 1.9321
YOPA3 | 0 | 5.5588 | 3.096
APPL3 | 0 | 3.3244 | 7.9707
RYDO3 | 0 | 2.4484 | 7.6134
FRAN3 | 0 | 1.7996 | 1.6205
HURC3 | 0 | 1.5317 | 0.6165
NANC3 | 0 | 0.63558 | 2.9517
FITZ3 | 0 | 0 | 0
PURI3 | 0 | 0.37461 | 1.0297
TRIK3 | 0 | 0.4667 | 0
WITD3 | 0 | 2.3684 | 1.0958
PENF3 | 0 | 0.90862 | 2.9677
WICF3 | 0 | 1.4896 | 1.9302
MAKR3 | 0 | 0.50091 | 4.8997
OAKF3 | 0 | 1.6844 | 0.091148
BATS3 | 0 | 2.9234 | 1.1023
NEWN3 | 0 | 1.1153 | 5.6313
BALL3 | 0 | 1.0071 | 5.6096
PORT3 | 0 | 2.4139 | 5.7543
LAWR3 | 0 | 0.096473 | 0.41004
HAWK3 | 0 | 3.2855 | 1.4922
CREW3 | 0 | 1.5302 | 0.64552
TRER3 | 0 | 0.67263 | 2.0742
ROSK3 | 0 | 2.9149 | 3.01
BYST3 | 0 | 0.53311 | 0.84279
CATT3 | 0 | 0.22398 | 3.1946
WCAR3 | 0 | 0.20711 | 1.4964
STDE1 | 0 | 0 | 0
TMBG3 | 0 | 0.24139 | 0.77475
HOU23 | 0 | 2.5596 | 0.28167
REDH3 | 0 | 0.56098 | -0.0098622
AXEV3 | 0 | 1.2104 | 0.61733
WCKW3 | 0 | 1.4896 | 1.9302
WILT3 | 0 | 0.54526 | 2.1258
SHAR3 | 0 | 6.2337 | 5.9114
TONE3 | 0 | 0.5609 | -0.0098628
BAHW3 | 0 | 0.063655 | 1.0198
WATB3 | 0 | 0.63594 | 4.9474
OGWF1 | 0 | 0 | 0
BCHP3 | 0 | 0.82667 | 1.3002
VIRI3 | 0 | 0 | 0
FIDO3 | 0 | 0 | 0
RKHM3 | 0 | 0.094498 | 0.40137
LKLB3 | 0 | 0.22119 | 1.16
HLMR3 | 0 | 0 | 0
ALDW3 | 0 | 0.23603 | 2.952
WYND3 | 0 | 0.30907 | 2.145
WDBY1 | 0 | 0.059014 | 0.0072995
WSHB3 | 0 | 3.1153 | 6.1584
SNRG1 | 0 | 0 | 0
CLFD3 | 0 | 2.1806 | 6.5965
LFTN3 | 0 | 0 | 0
WRNR3 | 0 | 0.98968 | 1.906
FRSL3 | 0 | 0.096045 | 0.40661
HALL3 | 0 | 0 | 0
CSTL1 | 0 | 1.4881 | 0
TLLN1 | 0 | 2.5588 | -0.0037513
FDRB3 | 0 | 0.17611 | 1.4733
TRNW1 | 0 | 10.3483 | 0
NIRO3 | 0 | 1.9431 | 1.6305
LRLH1 | 0 | 0.046145 | 0.025217
CNWF1 | 0 | -0.12633 | 0.0091528
OTPV3 | 0 | 2.2587 | 0.2783
CWBP31 | 0 | 0.080373 | 15.4103
TNVF3 | 0 | 2.21 | 7.743
VTNG3 | 0 | 1.5455 | 1.5676
HUSH1 | 0 | 0.046106 | 0.025225
ARCT3 | 0 | 2.874 | 1.0814
TPCS3 | 0 | 0.081545 | 0.98433
GMMM1 | 0 | 0 | 0
FORE31 | 0 | 1.6003 | 2.8204
FORE32 | 0 | 1.6003 | 2.8204

## SSC unit rate lookup
Back to Overview
Standard Settlement Configuration Id | Standard Settlement Configuration Desc | Common Decode | Change implemented | Date | Comments
3 | 10-hour OP | A/R | Notes updated | 2019-06-10 | Updated to reflect DCP 268 which delinks all tariffs from the TPR bands
4 | 10-hour OP | A/R | Code 1 & 2 changed to A | 2019-06-10 | Updated to reflect DCP 268 which delinks all tariffs from the TPR bands
5 | 10-hour OP + w/e | A/R | Code O changed to A/R | 2019-06-10 | Updated to reflect DCP 268 which delinks all tariffs from the TPR bands
6 | 10.5-hour OP | A/R | Removed TPR | 2019-06-10 | Removed TPR lookup element as this no longer effects which rate to apply
7 | 10.5-hour OP | A/R
8 | 10.5-hour OP | A/R
9 | 10.5-hour OP | A/R
10 | 10.5-hour OP | A/R
11 | 10.5-hour OP | A/R
12 | 10.5-hour OP | A/R
13 | 11 Hour OP | A/R
15 | 11 Hour OP | A/R
16 | 11.5-hour OP | A/R
17 | 11.5-hour OP | A/R
18 | 11.5-hour OP | A/R
19 | 11.5-hour OP | A/R
20 | 11.5-hour OP | A/R
21 | 11.5-hour OP | A/R
22 | 11.5-hour OP | A/R
23 | 11-hour OP | A/R
24 | 11-hour OP | A/R
25 | 11-hour OP | A/R
26 | 11-hour OP | A/R
28 | 11-hour OP | A/R
29 | 11-hour OP | A/R
30 | 11-hour OP | A/R
31 | 11-hour OP | A/R
32 | 11-hour OP | A/R
33 | 11-hour OP | A/R
34 | 11-hour OP | A/R
35 | 11-hour OP | A/R
36 | 11-hour OP | A/R
37 | 11-hour OP | A/R
38 | 11-hour OP | A/R
39 | 11-hour OP | A/R
40 | 11.5-hour OP | A/R
41 | 8.5-hour OP | A/R
42 | 9-hour OP | A/R
43 | 9-hour OP | A/R
44 | 8.5-hour OP | A/R
45 | 11-hour OP + Summer | A/R
46 | 11-hour OP + w/e | A/R
47 | 11-hour OP + w/e & Summer | A/R
48 | 11-hour OP + weekends | A/R
49 | 11.5-hour OP | A/R
50 | 12-hour OP + w/e & Summer | A/R
51 | 12-hour night | A
52 | 12-hour OP | A/R
53 | 12-hour OP | A/R
55 | 12-hour OP | A/R
56 | 12-hour OP | A/R
57 | 12-hour OP | A/R
58 | Key Meter pseudo 2-rate | A
59 | 12-hour OP | A/R
60 | 12-hour OP | A/R
62 | 8-hour OP (see also SSC 427) | A/R
63 | 9-hour OP | A/R
64 | 12-hour OP | A/R
65 | 12-hour OP + Summer | A/R
66 | 12-hour OP + Summer | A/R
67 | 12.5-hour OP | A/R
71 | 12.5-hour OP | A/R
72 | 12.5-hour OP | A/R
73 | 12.5-hour OP | A/R
74 | 12.5-hour OP + Summer | A/R
75 | 12.5-hour OP + w/e | A/R
76 | 12.5-hour OP + w/e | A/R
77 | 12.5-hour OP + w/e | A/R
78 | 12.5-hour OP + w/e & Summer | A/R
79 | 14-hour E7 | A
80 | 14-hour Off Peak | A/R
81 | 14-hour OP + Sun | A/R
82 | 14.5-hour OP | A/R
83 | 14.5-hour OP | A/R
84 | 14.5-hour OP | A/R
85 | 14.5-hour OP | A/R
86 | 14.5-hour OP | A/R
87 | 14.5-hour OP | A/R
88 | 14.5-hour OP | A/R
91 | 14.5-hour OP + Summer | A/R
92 | 14.5-hour OP + Summer | A/R
93 | split 7-hour E7 | A
94 | 14.5-hour OP + Summer | A/R
95 | 14.5-hour OP + Summer | A/R
96 | 14.5-hour OP + Summer | A/R
97 | 14.5-hour OP + w/e | A/R
98 | 14.5-hour OP + w/e & Summer | A/R
99 | 15-hour OP | A/R
100 | 15-hour OP | A/R
101 | 15-hour OP + w/e & Summer | A/R
102 | 15-hour OP + w/e & Summer | A/R
103 | 15-hour OP + w/e & Summer | A/R
104 | 15.5-hour OP | A/R
105 | 15.5-hour OP | A/R
106 | 15.5-hour OP | A/R
107 | 15.5-hour OP | A/R
108 | 15.5-hour OP | A/R
109 | 15.5-hour OP | A/R
110 | 15.5-hour OP | A/R
111 | 15.5-hour OP + Summer | A/R
112 | 15.5-hour OP + w/e | A/R
113 | 15.5-hour OP + w/e | A/R
115 | 15.5-hour OP + w/e | A/R
116 | 15.5-hour OP + w/e | A/R
117 | 15.5-hour OP + w/e | A/R
118 | 15.5-hour OP + w/e & Summer | A/R
119 | 15.5-hour OP + w/e & Summer | A/R
120 | 9-hour OP | A/R
121 | 2-rate terms | A
122 | 2-rate SToD | A
123 | 2-rate variable SToD | A
124 | 2-rate variable SToD | A
125 | 2-rate variable SToD | A
126 | 7-hour E7 | A
127 | 3-rate SToD | A
128 | Dom/Non-dom Seasonal (link SSC 0342) | A
129 | 3-rate SToD | A
130 | 3-rate variable | A
131 | 3-rate variable | A
132 | 4-rate SToD | A
133 | 4-rate SToD | A
134 | 4-rate SToD | A
135 | 4-rate SToD | A
136 | 4-rate SToD | A
137 | 4-rate SToD | A
138 | 4-rate SToD | A
140 | split 7-hour E7 | A
141 | 5-rate SToD | A
142 | 5-rate SToD | A
143 | 15-hour OP | A/R
144 | 6-rate SToD | A
145 | 6-rate SToD | A
146 | 6-rate SToD | A
147 | 6-rate SToD | A
148 | 7-hour OP (see also SSC 0185) | A/R
149 | Smart 7, heating | A
150 | 7-hour E7 | A
151 | 7-hour E7 | A
152 | 7-hour E7 | A
153 | 7-hour E7 | A
154 | 7-hour E7 | A
155 | split 7-hour E7 | A
156 | 7-hour E7 | A
157 | 7-hour E7 | A
158 | 7-hour E7 | A
159 | 12-hour OP | A/R
160 | 7-hour E7 | A
161 | 7-hour E7 | A
162 | 7-hour E7 | A
163 | 7-hour E7 | A
164 | 7-hour E7 | A
165 | 7-hour E7 | A
166 | 7-hour E7 | A
167 | 7-hour E7 | A
168 | 7-hour E7 | A
169 | 7-hour E7 | A
170 | 7-hour E7 | A
171 | 7-hour E7 | A
172 | 7-hour E7 | A
173 | 7-hour E7 | A
174 | 7-hour E7 | A
175 | 7-hour E7 | A
176 | 7-hour E7 | A
177 | 7-hour E7 | A
178 | 7-hour E7 (Cornwall & def reinforcement) | A
179 | 7-hour E7 | A
180 | 7-hour E7 | A
181 | 7-hour E7 | A
182 | 7-hour E7 | A
183 | 7-hour E7 | A
184 | 7-hour E7 | A
185 | 7-hour E7 | A
186 | 7-hour E7 | A
187 | 7-hour E7 | A
188 | 7-hour E7 | A
189 | 7-hour E7 | A
190 | 7-hour E7 | A
191 | 7-hour E7 | A
192 | 7-hour E7 | A
193 | 7-hour E7 | A
194 | 7-hour E7 | A
195 | 7-hour E7 | A
196 | 7-hour E7 | A
197 | 7-hour E7 | A
198 | 7-hour E7 | A
199 | 7-hour E7 | A
201 | 7-hour E7 | A
202 | 7-hour E7 | A
203 | 7-hour E7 | A
204 | 7-hour E7 | A
205 | 7-hour E7 | A
206 | 7-hour E7 | A
207 | 7-hour E7 | A
208 | 7-hour E7 | A
209 | 7-hour E7 | A
210 | 7-hour E7 | A
211 | 7-hour E7 | A
212 | 7-hour E7 | A
213 | 7-hour E7 | A
214 | 7-hour E7 | A
215 | 7-hour E7 | A
216 | 7-hour E7 | A
217 | 7-hour E7 | A
218 | 7-hour E7 | A
219 | 7-hour E7 | A
220 | 7-hour E7 | A
221 | 7-hour E7 | A
222 | 7-hour E7 | A
223 | 7-hour E7 | A
224 | 7-hour E7 | A
225 | 7-hour E7 | A
226 | 7-hour E7 | A
227 | 7-hour E7 | A
228 | Supertariff heating | A/R
229 | Supertariff heating | A/R
230 | 7-hour E7 | A/R
231 | split 7-hour E7 | A
233 | split 7-hour E7 | A
234 | split 7-hour E7 | A
235 | split 7-hour E7 | A
236 | split 7-hour E7 | A
237 | split 7-hour E7 | A
238 | 7-hour E7 | A
241 | 7-hour E7 (differential switching) | A
242 | 7-hour night | A
243 | Key Meter pseudo 2-rate | A
244 | 7-hour E7 | A
245 | 7-hour night | A
246 | Economy 7 Day & Night | A
247 | 7-hour night | A
248 | 7-hour E7 | A
249 | 7-hour night | A
250 | 7-hour OP | A/R
251 | 7-hour OP | A/R
252 | 7-hour OP | A/R
253 | 7-hour OP | A/R
254 | 7-hour variable E7 (Menter B) | A
255 | 7-hour variable E7 (Menter A) | A
257 | 8-hour E7 | A
258 | 8-hour night | A
259 | 10-hour night | A
260 | 8-hour night | A
261 | 8-hour night | A
262 | 8-hour night | A
263 | 8-hour night | A
264 | 8-hour night | A
265 | 8-hour OP | A/R
266 | 8-hour OP | A/R
267 | 8-hour OP | A/R
268 | 8-hour OP | A/R
269 | 8-hour OP | A/R
270 | 8-hour OP | A/R
271 | 8-hour OP | A/R
272 | 8-hour OP | A/R
273 | 8-hour OP | A/R
274 | 8-hour OP | A/R
276 | 8-hour OP | A/R
277 | 8-hour OP + Summer | A/R
278 | 8-hour OP + w/e | A/R
279 | 8-hour OP + w/e & Summer | A/R
280 | 8-hour OP + weekends | A/R
281 | 9-hour night | A
283 | 9-hour night (differential switching) | A
284 | 9-hour OP | A/R
285 | 9-hour OP | A/R
286 | 9-hour OP + w/e | A/R
287 | Boiler | A/R
288 | Budget Warmth | A/R
289 | Budget Warmth | A/R
290 | Budget Warmth | A/R
291 | Budget Warmth | A/R
292 | Budget Warmth | A/R
297 | Budget Warmth | A/R
298 | Budget Warmth | A/R
299 | Budget Warmth | A/R
300 | Flexiheat Day/Evening/Weekend | A
301 | Flexiheat (weather) Day/Evening/Weekend | A
302 | Superdeal Day/Night | A
303 | Budget Warmth | A/R
304 | Budget Warmth | A/R
305 | Domestic heating tariff | A
306 | Domestic heating tariff | A
307 | Domestic heating tariff | A
308 | Domestic heating tariff | A
309 | Superdeal (weather) Day/Night | A
310 | E10 type 1 (general purpose) | A
312 | 7-hour OP (see also SSC 186) | A/R
313 | Domestic E9 A | A/R
314 | 13-hour OP | A/R
315 | Evening/night | A/R
316 | Evening/Weekend | A
317 | Evening/Weekend | A
318 | Evening/Weekend | A
319 | 12-hour Evening/Weekend | A
320 | Evening/Weekend | A
321 | Evening/Weekend | A
322 | Evening/Weekend | A
323 | Evening/Weekend | A
324 | Domestic E9 B | A
325 | Evening/Weekend E7 | A
326 | Evening/Weekend E7 | A
327 | Evening/Weekend E7 | A
328 | Evening/Weekend E7 | A
329 | Evening/Weekend E7 | A
330 | Evening/Weekend E7 | A
331 | Evening/Weekend E7 | A
332 | Evening/Weekend E7 | A
334 | 3-rate heating, (link SSC 0343) | A
335 | Grain Drying | A
336 | Grain drying | A/R
337 | Grain drying | A/R
338 | Heating | A
339 | Local Authority Heating | A/R
340 | Local Authority Heating | A/R
341 | Local Authority Heating | A/R
342 | Dom & Non-dom Seasonal (link SSC 0128) | A/R
343 | 3-rate heating, water heating | A/R
344 | 7-hour E7, Day + Night (link SSC 0345) | A
345 | 7-hour E7, Day + Night (link SSC 0344) | A/R
346 | Non-Standard OP (8+3 hour) | A/R
347 | Non-Standard OP | A/R
348 | Non-Standard OP | A/R
349 | 7-hour E7 | A
350 | Warmwise heating | A/R
351 | Flexiheat heating | A
352 | Flexiheat (weather) heating | A
353 | Superdeal heating | A
354 | 12-hour OP | A/R
355 | Smart 7, Day/Night | A
357 | split 10-hour Heatwise | A/R
358 | split 10-hour Heatwise | A/R
359 | split 10-hour Heatwise | A/R
360 | split 10-hour Heatwise | A/R
361 | split 10-hour Heatwise | A/R
362 | split 10-hour Heatwise | A/R
363 | split 10-hour Heatwise | A/R
364 | split 10-hour Heatwise | A/R
365 | split 10-hour Heatwise | A/R
366 | split 10-hour Heatwise | A/R
367 | split 10-hour Heatwise | A/R
368 | split 10-hour Heatwise | A/R
369 | split 10-hour Heatwise | A/R
370 | split 10-hour Heatwise | A/R
371 | split 10-hour Heatwise | A/R
372 | Evening/Weekend | A
373 | split 7-hour E7 | A
374 | split 7-hour E7 | A
375 | split 7-hour E7 | A
376 | split 7-hour E7 | A
377 | split 7-hour E7 | A
378 | split 7-hour E7 | A
380 | split 7-hour E7 | A
381 | split 7-hour E7 | A
382 | split 7-hour E7 | A
384 | 7-hour E7 | A
385 | split 7-hour E7 | A
386 | 9-hour OP | A/R
387 | 15.5-hour OP | A/R
388 | split 7-hour E7 | A
389 | 12.5-hour OP | A/R
390 | split 7-hour E7 | A
391 | Summer & Winter w/e | A/R
392 | Summer Unrestricted | A
393 | Unrestricted | A
394 | 10-hour night | A
395 | Warmwise Day/Night | A
396 | 2-rate SToD | A
397 | 9-hour heating | A
398 | 12-hour OP + w/e | A
399 | 15-hour OP + w/e | A/R
400 | 8-hour night | A
401 | E10 type 1(heating circuit) | A/R
403 | 12-hour night | A
404 | Redring Boiler (general purpose) | A
405 | Redring Boiler (heating circuit) | A/R
406 | Cyclocontrol 3 | A/R
407 | Cyclocontrol 4 | A/R
408 | Cyclocontrol 5 | A/R
409 | Cyclocontrol 6 | A/R
410 | Cyclocontrol 7 | A/R
411 | Cyclocontrol 8 | A/R
412 | Cyclocontrol 9 | A/R
413 | Cyclocontrol 10 | A/R
414 | Cyclocontrol 11 | A/R
415 | Cyclocontrol 12 | A/R
416 | Cyclocontrol 13 | A/R
417 | Cyclocontrol 14 | A/R
418 | Cyclocontrol 15 | A/R
419 | Cyclocontrol 16 | A/R
420 | Cyclocontrol 17 | A/R
421 | Cyclocontrol 18 | A/R
422 | Cyclocontrol 19 | A/R
423 | Cyclocontrol 20 | A/R
424 | Cyclocontrol 21 | A/R
425 | Superdeal (weather) heating | A
426 | 7-hour E7 | A
427 | Day/Night (White meter) | A
428 | Unmetered Type A ("flat" profile) | U
429 | Unmetered B ("dusk-to-dawn") | U
430 | Unmetered C ("half-night & pre-dawn") | U
431 | Unmetered D ("dawn-to-dusk") | U
432 | 7-hour E7 | A
434 | 12 Hour OP | A/R
435 | Domestic 3-rate heating | A
436 | 3-Rate Seasonal | A
437 | Lifestyle Tariff | A
439 | Split 7-hour E7 | A
440 | 3-rate ToW | A
441 | 4-rate SToD | A
442 | 7-hour E7 | A
443 | Evening/Weekend | A
444 | Evening/Weekend E7 | A
444 | Evening/Weekend E7 | A
445 | 7-hour variable E7 | A
446 | 7-hour variable E7 | A
447 | 7-hour OP | A
448 | 7-hour OP | A
449 | 7-hour OP | A
450 | 7-hour OP | A
451 | 7-hour OP | A
452 | 7-hour OP | A
453 | 7-hour OP | A
454 | 7-hour OP | A
455 | 7-hour OP | A
456 | 7-hour OP | A
459 | 7-hour OP | A
460 | 12 Hours OP | A/R
461 | 12 Hours OP | A/R
462 | 8 Hours OP | A/R
463 | 10.5 Hours OP | A/R
464 | Weekender Tariff (V1) | A
465 | Weekender Tariff (V2) | A
466 | Maximum Demand Register | A
467 | Maximum Demand Register | A
468 | Maximum Demand Register | A
469 | Maximum Demand Register | A
470 | Maximum Demand Register | A
473 | Economy 7 - all purpose tariff G63 | A
474 | split 7hr o/p | A/R
475 | Split 7hr E7 | A
476 | 14.5 hr o/p | A/R
477 | 14.5 hr o/p | A/R
478 | Evening/Weekend E7 | A
479 | Split 7-hour E7 | A
480 | Split 7-hour E7 | A
481 | Split 7-hour E7 | A
482 | Micro-PV Export Import Profile Class 1 | G
483 | Micro-PV Export Import Profile Class 2 | G
484 | Micro-PV Export Import Profile Class 3 | G
485 | Micro-PV Export Import Profile Class 4 | G
486 | Micro-PV Export Import Profile Class 5 | G
487 | Micro-PV Export Import Profile Class 6 | G
488 | Micro-PV Export Import Profile Class 7 | G
489 | Micro-PV Export Import Profile Class 8 | G
490 | Micro-CHP Export Import Profile Class 1 | G
491 | Micro-CHP Export Import Profile Class 2 | G
492 | Micro-CHP Export Import Profile Class 3 | G
493 | Micro-CHP Export Import Profile Class 4 | G
494 | Micro-CHP Export Import Profile Class 5 | G
495 | Micro-CHP Export Import Profile Class 6 | G
496 | Micro-CHP Export Import Profile Class 7 | G
497 | Micro-CHP Export Import Profile Class 8 | G
498 | Other Sml Export SSC any import Profile | G
701 | 8.5-hour OP + w/e | A/R
702 | 8.5-hour OP + w/e | A/R
703 | 12-hour OP + w/e | A/R
704 | 12-hour OP + w/e | A/R
705 | 12-hour OP + w/e | A/R
706 | 12-hour OP + w/e | A/R
707 | 12-hour OP + w/e | A/R
708 | 12-hour OP + w/e | A/R
709 | 12-hour OP + w/e | A/R
710 | 12-hour OP + w/e | A/R
711 | 12-hour OP + w/e | A/R
712 | 16-hour OP + w/e | A/R
713 | 16-hour OP + w/e | A/R
714 | 16-hour OP + w/e | A/R
715 | 16-hour OP + w/e | A/R
716 | 20-hour OP + w/e | A/R
717 | 20-hour OP + w/e | A/R
718 | 20-hour OP + w/e + summer | A/R
719 | 20-hour OP + w/e + summer | A/R
720 | 3-rate SToD | A
721 | 8.5 hour WM | A
722 | 8.5 hour WM | A
723 | 8.5 hour WM | A
724 | 8.5 hour WM | A
725 | 8.5 hour WM | A
726 | 8.5 hour WM | A
727 | 8.5 hour WM | A
728 | 8.5 hour WM Heating | A
729 | 8.5 hour WM | A
730 | 8.5 hour WM Heating | A
731 | 8.5 hour WM | A
732 | 8.5 hour WM Heating | A
733 | 8.5 hour WM | A
734 | 8.5 hour WM Heating | A
735 | 8.5 hour WM | A
736 | 8.5 hour WM Heating | A
737 | 8.5 hour WM | A
738 | 8.5 hour WM Heating | A
739 | 8.5 hour WM | A
740 | 8.5 hour WM Heating | A
741 | 8.5 hour WM | A
742 | 8.5 hour WM Heating | A
743 | 8.5 hour WM | A
744 | 8.5 hour WM Heating | A
745 | 8.5 hour WM | A
746 | 8.5 hour WM Heating | A
747 | 8.5 hour WM | A
748 | 8.5 hour WM | A
749 | 8.5 hour WM Heating | A
752 | 8.5 hour WM | A
753 | Weathercall heating | A
754 | 8.5 hour WM | A
755 | Weathercall heating | A
756 | 8.5 hour WM | A
757 | Weathercall heating | A
758 | 8.5 hour WM | A
759 | Weathercall heating | A
760 | 8.5 hour WM | A
761 | Weathercall heating | A
762 | 8.5 hour WM | A
763 | Weathercall heating | A
764 | 8.5 hour WM | A
765 | Weathercall heating | A
766 | 8.5 hour WM | A
767 | Weathercall heating | A
768 | 8.5 hour WM | A
769 | Weathercall heating | A
770 | 18-hour dynamic | A
775 | Crop&Air Conditioning | A/R
776 | Crop&Air Conditioning | A/R
781 | 8.5 hour WM | A/R
782 | 8.5 hour WM | A
783 | 8.5 hour WM | A
784 | 8.5 hour WM | A
785 | 8.5 hour WM | A
786 | 8.5 hour WM | A
787 | E7 accompanying Birmingam W'call | A
788 | Birmingham Weathercall | A
789 | E7 accompanying Manchester W'call | A
790 | Manchester Weathercall | A
791 | E7 accompanying Anglesey W'call | A
792 | Anglesey Weathercall | A
793 | 8.5 hour WM | A
794 | 8.5 hour WM Heating | A
801 | Unrestricted | A
802 | Two rate with 8 hours night | A
803 | Dynamic | A/R
804 | Two rate with 8 hours night | A
805 | Dynamic | A/R
806 | Two rate with 8 hours night | A
807 | Dynamic | A/R
808 | Two rate with 8 hours night | A
809 | Dynamic | A/R
810 | Two rate with 8 hours night | A
811 | Dynamic | A/R
812 | Two rate with 8 hours night | A
813 | Dynamic | A/R
814 | Two rate with 8 hours night | A
815 | Dynamic | A/R
816 | Two rate with 8 hours night | A
817 | Dynamic | A/R
818 | Two rate with 8 hours night | A
819 | Dynamic | A/R
820 | Two rate with 8 hours night | A
821 | Dynamic | A/R
822 | Two rate with 8 hours night | A
823 | Dynamic | A/R
824 | Two rate with 8 hours night | A
825 | Dynamic | A/R
826 | Two rate with 8 hours night | A
827 | Dynamic | A/R
828 | Two rate with 8 hours night | A
829 | Dynamic | A/R
830 | Two rate with 8 hours night | A
831 | Dynamic | A/R
832 | Two rate with 8 hours night | A
833 | Dynamic | A/R
834 | Two rate with 8 hours night | A
835 | Dynamic | A/R
836 | Two rate with 8 hours night | A
837 | Dynamic | A/R
838 | Two rate with 8 hours night | A
839 | Dynamic | A/R
840 | Two rate with 8 hours night | A
841 | Dynamic | A/R
842 | Two rate with 8 hours night | A
843 | Dynamic | A/R
844 | Two rate with 8 hours night | A
845 | Dynamic | A/R
846 | Two rate with 8 hours night | A
847 | Dynamic | A/R
848 | Two rate with 8 hours night | A
849 | Dynamic | A/R
850 | Dynamic | A/R
851 | Dynamic | A/R
852 | Two rate with 8 hours night | A
853 | Two rate with 8 hours night | A
854 | Two rate with 8 hours night | A
855 | Two rate with 8 hours night | A
856 | Two rate with 8 hours night | A
857 | Two rate with 8 hours night | A
858 | Two rate with 8 hours night | A
859 | Two rate with 8 hours night | A
860 | Two rate with 8 hours night | A
861 | Two rate with 8 hours night | A
862 | Two rate with 8 hours night | A
863 | Two rate with 8 hours night | A
864 | Two rate with 8 hours night | A
865 | Two rate with 8 hours night | A
866 | Dynamic | A/R
867 | Two rate with 8 hours night | A
868 | Dynamic | A/R
869 | Two rate with 8 hours night | A
870 | Dynamic | A/R
871 | Two rate with 8 hours night | A
872 | Dynamic | A/R
873 | Two rate with 8 hours night | A
874 | Dynamic | A/R
875 | Two rate with 8 hours night | A
876 | Dynamic | A/R
877 | Two rate with 8 hours night | A
878 | Dynamic | A/R
879 | Two rate with 8 hours night | A
880 | Dynamic | A/R
881 | Two rate with 8 hours night | A
882 | Dynamic | A/R
883 | Two rate with 8 hours night | A
884 | Dynamic | A/R
885 | Two rate with 8 hours night | A
886 | Dynamic | A/R
887 | Two rate with 8 hours night | A
888 | Dynamic | A/R
889 | Two rate with 8 hours night | A
890 | Dynamic | A/R
891 | Dynamic | A/R
892 | Dynamic | A/R
893 | Dynamic | A/R
894 | 8 Hours OP | A/R
895 | 8 Hours OP | A/R
896 | 8 Hours OP | A/R
897 | Dynamic | A/R
898 | Dynamic | A/R
899 | 11 Hours OP | A/R
900 | 11 Hours OP | A/R
901 | 11 Hours OP | A/R
902 | 11 Hours OP | A/R
903 | 11 Hours OP | A/R
904 | 8 Hours OP + Weekends | A/R
905 | 8 Hours OP + Weekends | A/R
906 | 8 Hours OP + Weekends | A/R
907 | 15 Hours OP + Weekends | A/R
908 | 15 Hours OP + Weekends | A/R
909 | 15 Hours OP + Weekends | A/R
910 | 15 Hours OP + Weekends | A/R
911 | 15 Hours OP + Weekends | A/R
912 | 15 Hours OP + Weekends | A/R
913 | 15 Hours OP + Weekends | A/R
914 | 15 Hours Nov - April/24 Hours May - Oct | A
915 | 8 Hours OP | A
916 | 8 Hours OP | A
917 | 8 Hours OP | A
918 | Evening/Weekend | A
919 | 2 rate | A
920 | 2 rate | A
922 | Unrestricted | A
923 | Unrestricted | A
924 | Unrestricted | A
925 | Unmetered Type A ("flat " profile) | U
926 | Unmetered B ("dusk-to-dawn") | U
927 | Unmetered D ("dawn-to-dusk") | U
928 | Unmetered C ("half-night & pre-dawn") | U
929 | 11 Hours OP | A/R
930 | 11 Hours OP | A/R
931 | 11 Hours OP | A/R
932 | Seasonal ToD | A
933 | Two rate with 8 hours night | A
934 | Dynamic | A/R
935 | Split 10 hr E10 | A
936 | Split 10 hr E10 | A
937 | Split 10 hr E10 | A
938 | Split 10 hr E10 | A
939 | Split 10 hr E10 | A
940 | NHH Export Hydro Profile Class | G
941 | NHH Export Wind Profile Class | G
942 | 7-hour E7 (Cornwall & def reinforcement) | A
943 | 7-hour E7 | A
944 | 7-hour E7 | A
945 | 7-hour E7 | A
946 | 7-hour E7 | A
947 | Smart Meter 3 Rate Time of Day | A
948 | 10 hour Evening/Weekend | A
949 | General Purpose 2 Rate (paired wth 0950) | A
950 | E10 Heating Single Rate (prd wth 0949) | A/R
951 | E9 Heating | A/R
952 | General Purpose 2 Rate (paired wth 0951) | A
953 | Two rate with 20 hours night | A
954 | Three Rate Peak Day Other | A
955 | 4 rate weekday/2 rate weekend | A
956 | 4 Rate Weekday/2 rate Weekend (BST) | A
957 | Unrestricted with Weekday Peak | A
958 | Unrestricted with Peak | A
959 | Economy 7 with Weekday Peak | A
960 | Economy 7 with Peak | A
961 | Evening Weekend and Weekday Peak (smart) | A
962 | Evening Weekend with Peak | A
963 | Evening Weekend Night and Peak | A
964 | Evening Weekend with Night (BST) | A
965 | 3 Rate with Weekday Peak | A
966 | 8-hour OP | A/R
967 | Superdeal Day/Night | A
968 | Superdeal Day/Night | A
969 | 3 Rate with Weekday Peak | A
970 | split 7-hour E7 | A
971 | Smart meter trial - time of use 3 rate | A
972 | 2 Rate Saturday Off Peak | A
973 | Flexiheat Day/Evening/Weekend | A
974 | Flexiheat heating | A
975 | Saturday Off Peak (9-5) | A
976 | Sunday Off Peak (9-5) | A
978 | 7-hour OP | A/R
979 | Non-Standard OP (8+3 hour) | A/R
980 | General Purpose 2 Rate (paired with 0980 | A
981 | E10 Heating Single Rate (prd with 0981) | A/R
982 | Evening Saver | A
983 | Comfort Booster | A
984 | Saturday Off Peak (24 Hrs) | A
985 | Sunday Off Peak (24 Hrs) | A
989 | Redring Boiler (general purpose) | A
990 | Redring Boiler (heating circuit) | A/R
991 | 8-hour OP | A/R
996 | Lifestyle Tariff | A
997 | Evening/Weekend - BST | A
Notes:
There are a few governing rules that should be applied:
Specific notes for application of or tariffss:
  All tariffs are all delinked and set time bands are applied in place of the TPR’s timebands.
The following rules apply when allocating tariffs in DNO areas.
  1, G and U should be applied straight to the appropriate SSC to identify generation and UMS tariffs.
  Then considering the SSC alongside the PC.
  2, PC1s should be labelled Domestic Aggregated.
  3, PC2s with SSCs with A/R should be labelled Domestic Aggregated (related MPAN).
  4, Remaining PC2s should be labelled Domestic Aggregated.
  5, PC3s should be labelled Non Domestic Aggregated.
  6, PC4s with SSCs with A/R should be labelled Non Domestic Aggregated (related MPAN).
  7, Remaining PC4s should be labelled Non Domestic Aggregated.
  8, PC5 – 8s should be labelled Non Domestic Aggregated.
Common decode:
  A: Aggregated - replaces the Day & Night rates (1 & 2)
  A/R: Aggregated if on PC1 / PC3 / PC5 / PC6 / PC7 / PC8 or Aggregated (related MPAN) if on PC2 / PC4
  G: Generation
  U: Unmetered Supplies

## Charge Calculator
Back to Overview
Western Power Distribution (South West) plc - Effective from 1 April 2021 - Final | [17 empty] | Red/black unit charge p/kWh | Amber/yellow unit charge p/kWh | Green unit charge p/kWh | Fixed charge p/MPAN/day | Capacity charge p/kVA/day | Exceeded capacity charge p/kVA/day | Reactive power charge p/kVArh
[17 empty] | Domestic Aggregated | Red unit charge p/kWh | Amber unit charge p/kWh | Green unit charge p/kWh | Fixed charge p/MPAN/day | n/a | n/a | n/a
LV and HV designated properties and Unmetered Supplies tariff calculator | [7 empty] | EHV designated property calculator | [8 empty] | Domestic Aggregated (related MPAN) | Red unit charge p/kWh | Amber unit charge p/kWh | Green unit charge p/kWh | n/a | n/a | n/a | n/a
Step 1, Choose your tariff using the drop down list in cell B10 | [7 empty] | Step 1, Choose your tariff using the drop down list in cell L10 | [8 empty] | Non-Domestic Aggregated | Red unit charge p/kWh | Amber unit charge p/kWh | Green unit charge p/kWh | Fixed charge p/MPAN/day | n/a | n/a | n/a
Step 2, After selecting a tariff in step 1, Cells C12-I12 will generate headings, please enter your consumption in cells C13:I13 underneath each heading generated (if no heading leave cell blank) | [7 empty] | Step 2, After selecting a tariff in step 1, Cells M12-T12 will generate headings, please enter your consumption in cells M13:T13 underneath each heading generated (if no heading leave cell blank) | [8 empty] | Non-Domestic Aggregated (related MPAN) | Red unit charge p/kWh | Amber unit charge p/kWh | Green unit charge p/kWh | n/a | n/a | n/a | n/a
Step 3, Enter a forecast of consumption if required in cells C14:I14 | [7 empty] | Step 3, Enter a forecast of consumption if required in cells M14:T14 | [8 empty] | LV Site Specific | Red unit charge p/kWh | Amber unit charge p/kWh | Green unit charge p/kWh | Fixed charge p/MPAN/day | Capacity charge p/kVA/day | Exceeded Capacity charge p/kVA/day | Reactive power charge p/kVArh
[17 empty] | LV Sub Site Specific | Red unit charge p/kWh | Amber unit charge p/kWh | Green unit charge p/kWh | Fixed charge p/MPAN/day | Capacity charge p/kVA/day | Exceeded Capacity charge p/kVA/day | Reactive power charge p/kVArh
Tariff details Choose tariff name from drop down box below | Red/black unit charge p/kWh | Amber/yellow unit charge p/kWh | Green unit charge p/kWh | Fixed charge p/MPAN/day | Capacity charge p/kVA/day | Exceeded capacity charge p/kVA/day | Reactive power charge p/kVArh | Site details Choose the site name from the drop down box below | Import Super Red unit charge (p/kWh) | Import fixed charge (p/day) | Import capacity charge (p/kVA/day) | Import exceeded capacity charge (p/kVA/day) | Export Super Red unit charge (p/kWh) | Export fixed charge (p/day) | Export capacity charge (p/kVA/day) | Export exceeded capacity charge (p/kVA/day) | HV Site Specific | Red unit charge p/kWh | Amber unit charge p/kWh | Green unit charge p/kWh | Fixed charge p/MPAN/day | Capacity charge p/kVA/day | Exceeded Capacity charge p/kVA/day | Reactive power charge p/kVArh
[17 empty] | Unmetered Supplies | Black unit charge p/kWh | Yellow unit charge p/kWh | Green unit charge p/kWh | n/a | n/a | n/a | n/a
[17 empty] | LV Generation Aggregated | Red unit charge p/kWh | Amber unit charge p/kWh | Green unit charge p/kWh | Fixed charge p/MPAN/day | n/a | n/a | n/a
Tariff components | Red/black unit charge p/kWh | Amber/yellow unit charge p/kWh | Green unit charge p/kWh | Number of days in consumption period i.e. 365 if one year | Maximum import or export capacity kVA | Average daily exceeded capacity kVA | Excess reactive units kVArh | Tariff components | Import super red kWh | Number of days in consumption period i.e. 365 if one year | Maximum import capacity kVA | Average daily exceeded capacity kVA | Export Super Red kWh | Number of days in consumption period i.e. 365 if one year | Maximum export capacity kVA | Average daily exceeded capacity kVA | LV Sub Generation Aggregated | Red unit charge p/kWh | Amber unit charge p/kWh | Green unit charge p/kWh | Fixed charge p/MPAN/day | n/a | n/a | n/a
Enter current consumption details | [7 empty] | Enter current consumption details | [5 empty] | 0 |  |  | LV Generation Site Specific | Red unit charge p/kWh | Amber unit charge p/kWh | Green unit charge p/kWh | Fixed charge p/MPAN/day | n/a | n/a | Reactive power charge p/kVArh
Enter forecast consumption details (if different) | 0 | 0 | 0 | 0 | 0 | 0 | 0 | Enter forecast consumption details (if different) | 0 | 0 | 0 | 0 | 0 | 0 | 0 | 0 | LV Generation Site Specific no RP charge | Red unit charge p/kWh | Amber unit charge p/kWh | Green unit charge p/kWh | Fixed charge p/MPAN/day | n/a | n/a | n/a
[17 empty] | LV Sub Generation Site Specific | Red unit charge p/kWh | Amber unit charge p/kWh | Green unit charge p/kWh | Fixed charge p/MPAN/day | n/a | n/a | Reactive power charge p/kVArh
Charge components | Unit 1 £ | Unit 2 £ | Unit 3 £ | Fixed charge £ | Capacity charge £ | Exceeded capacity charge £ | Reactive power charge £ | Charge components | Import super red charge £ | Import fixed charge £ | Import capacity charge £ | Import exceeded capacity charge £ | Export super red charge £ | Export fixed charge £ | Export capacity charge £ | Export exceeded capacity charge £ | LV Sub Generation Site Specific no RP charge | Red unit charge p/kWh | Amber unit charge p/kWh | Green unit charge p/kWh | Fixed charge p/MPAN/day | n/a | n/a | n/a
Current consumption period charges | [7 empty] | Current consumption period charges | [8 empty] | HV Generation Site Specific | Red unit charge p/kWh | Amber unit charge p/kWh | Green unit charge p/kWh | Fixed charge p/MPAN/day | n/a | n/a | Reactive power charge p/kVArh
Forecast consumption period charges | [7 empty] | Forecast consumption period charges | [8 empty] | HV Generation Site Specific no RP charge | Red unit charge p/kWh | Amber unit charge p/kWh | Green unit charge p/kWh | Fixed charge p/MPAN/day | n/a | n/a | n/a
| Total charge £ | [7 empty] | Import total charge £ | Export total charge £
Current consumption period charges | 0 | [6 empty] | Current consumption period charges | 0 | 0
Forecast consumption period charges | 0 | [6 empty] | Forecast consumption period charges | 0 | 0
These charges are estimates based on tariff selected and consumption values entered. | [7 empty] | These charges are estimates based on site selected and consumption values entered.
Note:
For the purpose of forecasting the exceeded capacity charge, the input in this calculator uses the average daily exceeded capacity as this reduces the calculators complexity, however as per the Use of System Charging Statement, the exceeded portion of the capacity will be charged at the exceeded capacity charge p/kVA/day rate, based on the difference between the MIC/MEC and the actual capacity used. This will be charged for the full duration of the month in which the breach occurs.”