## Metadata
Data Dictionary
Column Heading | Description
Associated GSP Group | Name of the upstream Grid Supply Point (GSP) group which supplies the substation. Note that multiple GSPs can run in parallel so are therefore reported as groups.
Bulk Supply Point | Name of the upstream Bulk Supply Point (BSP) which supplies the substation.
Substation | Name of the substation for which the generation and demand headroom figures have been calculated.
Supply Level | Identifier for whether the substation is a Primary or a Bulk Supply Point. The definition is supplied in the 'Network Headroom Methodology Report'.
Voltage Level (kV) | Voltage of the lower voltage side of the transformation at the substation.
Latitude | Latitude and longitude of the location of the substation.
Longitude
Scenario | Identifier for one of the four Distribution Future Energy Scenarios (DFES) or WPD Best View scenario the headroom figures refer to
Units | The units used to define the headroom available at each substation under each scenario and all of the years reported on (see below)
Limiting constraint | For generation headroom worksheet only. Identifier for the limiting factor (either thermal or fault level) that triggers the constraint when the generation headroom falls below zero.
2020 | Defines the year snapshot for the headroom calculation, where the year refers to the end of the calendar year
2021
2022
2023
2024
2025
2026
2027
2028
2029
2030
2031
2032
2033
2034
2035
2040
2045
2050

## Demand headroom
Associated GSP Group | Bulk Supply Point | Substation | Supply Level | Voltage Level (kV) | Latitude | Longitude | Scenario | Units | 2020 | 2021 | 2022 | 2023 | 2024 | 2025 | 2026 | 2027 | 2028 | 2029 | 2030 | 2031 | 2032 | 2033 | 2034 | 2035 | 2040 | 2045 | 2050
Abham_Exeter _Landulph | Ernesettle 33kV | Ernesettle 33kV | Bulk Supply Point | 33 | 50.4228 | -4.1881 | Consumer Transformation | Thermal headroom (MW) | 19.9987 | 22.5836 | 20.3284 | 19.0805 | 17.6712 | 15.296 | 11.8729 | 8.361 | 4.6396 | 0.62697 | -4.0843 | -8.689 | -12.9837 | -18.3542 | -21.7491 | -25.563 | -40.6999 | -47.075 | -46.251
Abham_Exeter _Landulph | Ernesettle 33kV | Ernesettle 33kV | Bulk Supply Point | 33 | 50.4228 | -4.1881 | Leading the Way | Thermal headroom (MW) | 19.766 | 22.0981 | 20.1315 | 18.8004 | 17.2581 | 14.6478 | 10.9356 | 7.2468 | 2.5649 | -1.7958 | -6.0534 | -9.5142 | -14.2984 | -17.1001 | -19.9028 | -22.0563 | -33.0747 | -34.2328 | -26.371
Abham_Exeter _Landulph | Ernesettle 33kV | Ernesettle 33kV | Bulk Supply Point | 33 | 50.4228 | -4.1881 | Steady Progression | Thermal headroom (MW) | 20.4641 | 24.4122 | 24.0883 | 24.4403 | 24.8857 | 24.9364 | 24.9992 | 24.7699 | 24.2906 | 23.5842 | 22.5692 | 21.1188 | 19.4457 | 17.4729 | 14.7924 | 12.4116 | -2.8321 | -14.4638 | -18.3173
Abham_Exeter _Landulph | Ernesettle 33kV | Ernesettle 33kV | Bulk Supply Point | 33 | 50.4228 | -4.1881 | System Transformation | Thermal headroom (MW) | 20.1174 | 23.8713 | 22.9857 | 23.3084 | 23.3496 | 22.9116 | 22.1824 | 21.1065 | 19.794 | 18.1536 | 16.066 | 12.9639 | 10.0253 | 6.6538 | 2.0598 | -1.1868 | -15.2815 | -21.5073 | -20.0207
Abham_Exeter _Landulph | Ernesettle 33kV | Ernesettle 33kV | Bulk Supply Point | 33 | 50.4228 | -4.1881 | WPD Best View | Thermal headroom (MW) | 20.0908 | 23.3815 | 21.9726 | 21.5958 | 21.0038 | 19.6692 | 17.439 | 14.9671 | 12.2982 | 9.4113 | 5.8527 | 1.6594 | -2.1645 | -6.5548 | -10.6051 | -14.1291 | -28.7727 | -36.2295 | -35.2465
Abham_Exeter _Landulph | Ernesettle 33kV | Alexandra Road | Primary | 11 | 50.4081 | -4.1355 | Consumer Transformation | Thermal headroom (MW) | 6.9957 | 7.3398 | 6.8974 | 6.7764 | 6.6152 | 6.283 | 5.6338 | 5.036 | 4.4353 | 3.8879 | 3.2964 | 2.6671 | 2.0956 | 1.2504 | 0.9658 | 0.74524 | -0.82502 | -1.5759 | -1.2367
Abham_Exeter _Landulph | Ernesettle 33kV | Alexandra Road | Primary | 11 | 50.4081 | -4.1355 | Leading the Way | Thermal headroom (MW) | 6.8959 | 7.1828 | 6.657 | 6.5877 | 6.3751 | 6.0485 | 5.3845 | 4.7656 | 4.1463 | 3.58 | 3.0639 | 2.7358 | 2.112 | 1.9375 | 1.9863 | 2.0318 | 1.0408 | 0.61695 | 1.4171
Abham_Exeter _Landulph | Ernesettle 33kV | Alexandra Road | Primary | 11 | 50.4081 | -4.1355 | Steady Progression | Thermal headroom (MW) | 7.0862 | 7.593 | 7.3993 | 7.4356 | 7.3955 | 7.4082 | 7.3796 | 7.3292 | 7.2712 | 7.2048 | 7.0999 | 6.9839 | 6.8659 | 6.6849 | 6.5292 | 6.3635 | 5.3141 | 5.2397 | 5.1606
Abham_Exeter _Landulph | Ernesettle 33kV | Alexandra Road | Primary | 11 | 50.4081 | -4.1355 | System Transformation | Thermal headroom (MW) | 7.0039 | 7.4721 | 7.1628 | 7.1734 | 7.1499 | 7.136 | 7.0283 | 6.9152 | 6.7639 | 6.6333 | 6.4458 | 6.2514 | 5.9956 | 5.7543 | 5.2027 | 5.0583 | 4.7518 | 4.5799 | 5.0277
Abham_Exeter _Landulph | Ernesettle 33kV | Alexandra Road | Primary | 11 | 50.4081 | -4.1355 | WPD Best View | Thermal headroom (MW) | 6.9957 | 7.3398 | 6.8974 | 6.7764 | 6.6152 | 6.283 | 5.6338 | 5.036 | 4.4353 | 3.8879 | 3.2964 | 2.6671 | 2.0956 | 1.2504 | 0.8199 | 0.43061 | -0.82502 | -1.5759 | -1.2367
Abham_Exeter _Landulph | Ernesettle 33kV | Ernesettle B & S | Primary | 11 | 50.4231 | -4.1882 | Consumer Transformation | Thermal headroom (MW) | 0.30304 | 0.42421 | 0.39548 | 0.33764 | 0.25374 | 0.14832 | 0.0072012 | -0.1707 | -0.37384 | -0.62668 | -0.90047 | -1.1921 | -1.4398 | -1.6411 | -1.7807 | -1.8946 | -2.3075 | -2.5876 | -2.5829
Abham_Exeter _Landulph | Ernesettle 33kV | Ernesettle B & S | Primary | 11 | 50.4231 | -4.1882 | Leading the Way | Thermal headroom (MW) | 0.30323 | 0.42426 | 0.39161 | 0.31137 | 0.21622 | 0.09117 | -0.077611 | -0.27966 | -0.52037 | -0.81984 | -1.1153 | -1.372 | -1.5795 | -1.6981 | -1.7509 | -1.7562 | -2.3693 | -2.2918 | -1.8514
Abham_Exeter _Landulph | Ernesettle 33kV | Ernesettle B & S | Primary | 11 | 50.4231 | -4.1882 | Steady Progression | Thermal headroom (MW) | 0.30705 | 0.43289 | 0.43126 | 0.45716 | 0.4652 | 0.43588 | 0.39928 | 0.3386 | 0.24674 | 0.13707 | 0.00064482 | -0.14827 | -0.33329 | -0.53612 | -0.76262 | -1.0172 | -2.4837 | -3.3901 | -3.4953
Abham_Exeter _Landulph | Ernesettle 33kV | Ernesettle B & S | Primary | 11 | 50.4231 | -4.1882 | System Transformation | Thermal headroom (MW) | 0.30441 | 0.43083 | 0.42718 | 0.44541 | 0.41695 | 0.37059 | 0.29142 | 0.18263 | 0.054391 | -0.1117 | -0.3163 | -0.56247 | -0.84824 | -1.181 | -1.5263 | -1.8565 | -3.0583 | -3.306 | -3.2493
Abham_Exeter _Landulph | Ernesettle 33kV | Ernesettle B & S | Primary | 11 | 50.4231 | -4.1882 | WPD Best View | Thermal headroom (MW) | 0.30378 | 0.42754 | 0.41389 | 0.38687 | 0.32597 | 0.24517 | 0.12811 | -0.021275 | -0.19412 | -0.39597 | -0.64682 | -0.91829 | -1.1789 | -1.4253 | -1.6461 | -1.8409 | -2.5487 | -2.7786 | -2.6447
Abham_Exeter _Landulph | Ernesettle 33kV | Merrivale | Primary | 11 | 50.4136 | -4.1556 | Consumer Transformation | Thermal headroom (MW) | 1.7241 | 2.1172 | 1.546 | 1.3415 | 1.1044 | 0.85314 | 0.22219 | -0.33009 | -0.87677 | -1.4278 | -1.968 | -2.679 | -3.3052 | -4.2062 | -4.6395 | -5.1414 | -8.4382 | -10.6789 | -11.4029
Abham_Exeter _Landulph | Ernesettle 33kV | Merrivale | Primary | 11 | 50.4136 | -4.1556 | Leading the Way | Thermal headroom (MW) | 1.6826 | 1.8659 | 1.5746 | 1.3714 | 1.1474 | 0.89851 | 0.23281 | -0.29675 | -0.84655 | -1.4426 | -1.9717 | -2.3716 | -3.0605 | -3.2792 | -3.4953 | -3.7166 | -6.1695 | -7.6905 | -6.8822
Abham_Exeter _Landulph | Ernesettle 33kV | Merrivale | Primary | 11 | 50.4136 | -4.1556 | Steady Progression | Thermal headroom (MW) | 1.7975 | 2.4873 | 2.4634 | 2.3484 | 2.4304 | 2.5405 | 2.6103 | 2.689 | 2.7472 | 2.7517 | 2.7093 | 2.5751 | 2.4311 | 2.2443 | 2.0393 | 1.8191 | 0.061453 | -1.3 | -1.9309
Abham_Exeter _Landulph | Ernesettle 33kV | Merrivale | Primary | 11 | 50.4136 | -4.1556 | System Transformation | Thermal headroom (MW) | 1.738 | 2.4078 | 2.1289 | 2.2045 | 2.2452 | 2.3029 | 2.3009 | 2.2922 | 2.2241 | 2.1016 | 1.9301 | 1.6989 | 1.4291 | 1.112 | 0.43581 | 0.13946 | -1.257 | -2.3144 | -2.201
Abham_Exeter _Landulph | Ernesettle 33kV | Merrivale | Primary | 11 | 50.4136 | -4.1556 | WPD Best View | Thermal headroom (MW) | 1.7267 | 2.1298 | 1.5717 | 1.3828 | 1.1673 | 0.94023 | 0.35007 | -0.14412 | -0.65394 | -1.1752 | -1.7036 | -2.4267 | -3.1014 | -4.0976 | -4.6613 | -5.2266 | -8.2823 | -10.5917 | -11.2889
Abham_Exeter _Landulph | Ernesettle 33kV | Southway | Primary | 11 | 50.4334 | -4.1202 | Consumer Transformation | Thermal headroom (MW) | -11.6392 | -10.0784 | -10.3758 | -10.3863 | -10.2808 | -10.449 | -10.9024 | -11.3743 | -11.9944 | -12.6487 | -13.7321 | -14.717 | -15.7185 | -16.7122 | -17.6006 | -18.8545 | -22.0741 | -22.3269 | -21.6093
Abham_Exeter _Landulph | Ernesettle 33kV | Southway | Primary | 11 | 50.4334 | -4.1202 | Leading the Way | Thermal headroom (MW) | -11.6733 | -10.1342 | -10.3731 | -10.4222 | -10.3993 | -10.5706 | -11.0507 | -11.5717 | -12.7385 | -13.4452 | -14.2482 | -15.0173 | -15.8435 | -16.697 | -17.7105 | -18.3128 | -19.933 | -19.2069 | -16.7515
Abham_Exeter _Landulph | Ernesettle 33kV | Southway | Primary | 11 | 50.4334 | -4.1202 | Steady Progression | Thermal headroom (MW) | -11.5784 | -9.8212 | -9.8273 | -9.5834 | -9.2126 | -8.8706 | -8.5669 | -8.2725 | -8.0598 | -7.8733 | -7.7209 | -7.6304 | -7.5874 | -7.5687 | -7.9706 | -8.0493 | -9.1574 | -10.8258 | -10.73
Abham_Exeter _Landulph | Ernesettle 33kV | Southway | Primary | 11 | 50.4334 | -4.1202 | System Transformation | Thermal headroom (MW) | -11.6295 | -9.8748 | -9.9544 | -9.7257 | -9.3917 | -9.103 | -8.8783 | -8.707 | -8.6124 | -8.4977 | -8.5171 | -8.954 | -9.0338 | -9.2561 | -9.5001 | -9.8017 | -12.2794 | -13.0753 | -12.2575
Abham_Exeter _Landulph | Ernesettle 33kV | Southway | Primary | 11 | 50.4334 | -4.1202 | WPD Best View | Thermal headroom (MW) | -11.6372 | -10.0375 | -10.279 | -10.2368 | -10.0746 | -10.0352 | -10.2309 | -10.5115 | -10.8834 | -11.2403 | -12.0731 | -12.7373 | -13.393 | -14.103 | -14.8288 | -15.9047 | -18.9563 | -19.4449 | -18.8257
Abham_Exeter _Landulph | Ernesettle 33kV | Tavistock | Primary | 11 | 50.5535 | -4.1617 | Consumer Transformation | Thermal headroom (MW) | -2.7703 | -2.5872 | -3.1697 | -3.5579 | -3.9818 | -4.978 | -5.8232 | -6.7172 | -7.5355 | -8.4102 | -9.6299 | -10.466 | -11.4598 | -12.6748 | -13.887 | -15.5154 | -19.9957 | -21.0512 | -20.8247
Abham_Exeter _Landulph | Ernesettle 33kV | Tavistock | Primary | 11 | 50.5535 | -4.1617 | Leading the Way | Thermal headroom (MW) | -2.8371 | -2.6605 | -3.1798 | -3.5867 | -4.0081 | -5.1723 | -6.043 | -6.9843 | -8.189 | -9.0852 | -9.945 | -10.643 | -11.8145 | -12.9302 | -14.3668 | -15.3457 | -18.1289 | -17.9192 | -16.1216
Abham_Exeter _Landulph | Ernesettle 33kV | Tavistock | Primary | 11 | 50.5535 | -4.1617 | Steady Progression | Thermal headroom (MW) | -2.6118 | -1.9493 | -2.0223 | -1.9283 | -1.8464 | -2.0731 | -2.0834 | -2.221 | -2.3331 | -2.4865 | -2.6677 | -2.9857 | -3.3158 | -3.6963 | -4.439 | -4.8678 | -7.1321 | -10.7618 | -12.6667
Abham_Exeter _Landulph | Ernesettle 33kV | Tavistock | Primary | 11 | 50.5535 | -4.1617 | System Transformation | Thermal headroom (MW) | -2.7252 | -2.1498 | -2.3209 | -2.2975 | -2.3398 | -2.8028 | -3.0454 | -3.4407 | -3.7581 | -4.1636 | -4.6265 | -5.5379 | -6.114 | -6.7209 | -7.2985 | -7.8763 | -11.3779 | -14.0455 | -14.2423
Abham_Exeter _Landulph | Ernesettle 33kV | Tavistock | Primary | 11 | 50.5535 | -4.1617 | WPD Best View | Thermal headroom (MW) | -2.7263 | -2.1561 | -2.3346 | -2.3264 | -2.39 | -2.8727 | -3.1376 | -3.5563 | -3.8996 | -4.3257 | -4.7935 | -5.6845 | -6.2178 | -6.7491 | -7.2328 | -7.7141 | -11.4625 | -14.0427 | -14.1936
Abham_Exeter _Landulph | Ernesettle 33kV | Yelverton | Primary | 11 | 50.4942 | -4.0821 | Consumer Transformation | Thermal headroom (MW) | 4.0464 | 4.1277 | 3.8007 | 3.5788 | 3.3432 | 3.0818 | 2.714 | 2.3586 | 1.9735 | 1.5658 | 1.1592 | 0.75075 | 0.40899 | -0.30672 | -0.62315 | -0.92121 | -2.8172 | -3.6917 | -3.4634
Abham_Exeter _Landulph | Ernesettle 33kV | Yelverton | Primary | 11 | 50.4942 | -4.0821 | Leading the Way | Thermal headroom (MW) | 4.0318 | 4.1104 | 3.826 | 3.6108 | 3.3842 | 3.1138 | 2.7003 | 2.3512 | 1.9173 | 1.498 | 1.0888 | 0.78113 | 0.10942 | -0.14174 | -0.49527 | -0.97395 | -2.0608 | -2.3734 | -1.6455
Abham_Exeter _Landulph | Ernesettle 33kV | Yelverton | Primary | 11 | 50.4942 | -4.0821 | Steady Progression | Thermal headroom (MW) | 4.1235 | 4.4565 | 4.4311 | 4.4584 | 4.4949 | 4.5137 | 4.5179 | 4.4883 | 4.4333 | 4.3545 | 4.2397 | 4.0418 | 3.844 | 3.6093 | 3.3559 | 3.0937 | 1.138 | -0.14149 | -0.92704
Abham_Exeter _Landulph | Ernesettle 33kV | Yelverton | Primary | 11 | 50.4942 | -4.0821 | System Transformation | Thermal headroom (MW) | 4.0763 | 4.3667 | 4.2811 | 4.2747 | 4.2571 | 4.2071 | 4.0829 | 3.9359 | 3.7488 | 3.5205 | 3.2734 | 2.9537 | 2.5944 | 2.1968 | 1.4603 | 1.0809 | -0.40976 | -1.2227 | -1.0582
Abham_Exeter _Landulph | Ernesettle 33kV | Yelverton | Primary | 11 | 50.4942 | -4.0821 | WPD Best View | Thermal headroom (MW) | 4.0763 | 4.3667 | 4.2811 | 4.2747 | 4.2571 | 4.2071 | 4.0829 | 3.9359 | 3.7488 | 3.5205 | 3.2734 | 2.9537 | 2.5944 | 2.1968 | 1.4603 | 1.0809 | -0.40976 | -1.2227 | -1.0582
Abham_Exeter _Landulph | Exeter City 33kV | Exeter City 33kV | Bulk Supply Point | 33 | 50.7122 | -3.5283 | Consumer Transformation | Thermal headroom (MW) | -3.0131 | -1.2624 | -7.1635 | -10.6553 | -14.0282 | -18.4289 | -24.8425 | -31.3887 | -37.9029 | -44.85 | -52.7731 | -61.7761 | -70.1998 | -79.5668 | -87.4529 | -94.9832 | -126.7 | -139.4368 | -137.9189
Abham_Exeter _Landulph | Exeter City 33kV | Exeter City 33kV | Bulk Supply Point | 33 | 50.7122 | -3.5283 | Leading the Way | Thermal headroom (MW) | -3.2377 | -2.2591 | -7.5548 | -11.3669 | -15.7228 | -20.6783 | -26.8956 | -34.1624 | -42.1774 | -49.9829 | -59.2658 | -67.5473 | -76.7101 | -84.7844 | -92.1155 | -99.3784 | -122.2857 | -122.1456 | -107.3807
Abham_Exeter _Landulph | Exeter City 33kV | Exeter City 33kV | Bulk Supply Point | 33 | 50.7122 | -3.5283 | Steady Progression | Thermal headroom (MW) | -2.0246 | 2.9685 | 1.5559 | 0.89124 | 1.1211 | 0.87787 | 0.4998 | -0.76585 | -2.3172 | -4.1502 | -6.595 | -11.1143 | -15.2742 | -20.1395 | -25.8177 | -31.2646 | -68.9107 | -98.7677 | -109.9047
Abham_Exeter _Landulph | Exeter City 33kV | Exeter City 33kV | Bulk Supply Point | 33 | 50.7122 | -3.5283 | System Transformation | Thermal headroom (MW) | -2.6201 | 1.832 | -1.356 | -2.0548 | -2.5967 | -3.6302 | -5.909 | -9.4708 | -13.9442 | -17.9881 | -22.8233 | -29.4098 | -36.4828 | -45.3878 | -54.8893 | -64.4167 | -102.2145 | -116.9701 | -116.5778
Abham_Exeter _Landulph | Exeter City 33kV | Exeter City 33kV | Bulk Supply Point | 33 | 50.7122 | -3.5283 | WPD Best View | Thermal headroom (MW) | -2.599 | 1.4442 | -1.9651 | -3.1249 | -4.0607 | -5.4638 | -8.781 | -12.2777 | -15.9418 | -20.0016 | -24.6152 | -31.1105 | -37.4029 | -44.9122 | -53.3008 | -60.1018 | -92.7763 | -112.0372 | -114.6669
Abham_Exeter _Landulph | Exeter City 33kV | Athelstan Road | Primary | 11 | 50.7234 | -3.5226 | Consumer Transformation | Thermal headroom (MW) | 6.1141 | 6.759 | 6.5602 | 6.5492 | 6.5443 | 6.4752 | 6.2469 | 5.6634 | 5.3683 | 5.0198 | 4.5514 | 3.9546 | 3.274 | 2.3522 | 1.6373 | 0.83702 | -2.0349 | -2.9448 | -2.7325
Abham_Exeter _Landulph | Exeter City 33kV | Athelstan Road | Primary | 11 | 50.7234 | -3.5226 | Leading the Way | Thermal headroom (MW) | 6.0886 | 6.6703 | 6.5321 | 6.4856 | 6.4701 | 6.3388 | 6.108 | 5.2759 | 4.8756 | 4.3794 | 3.7466 | 3.077 | 2.3964 | 1.3359 | 0.5951 | -0.092778 | -1.7499 | -1.6028 | -0.015138
Abham_Exeter _Landulph | Exeter City 33kV | Athelstan Road | Primary | 11 | 50.7234 | -3.5226 | Steady Progression | Thermal headroom (MW) | 6.1356 | 6.96 | 6.9545 | 7.0761 | 7.2496 | 7.4152 | 7.5473 | 7.4686 | 7.5045 | 7.5434 | 7.5636 | 7.5031 | 7.408 | 7.1379 | 6.9735 | 6.7287 | 4.8286 | 2.3235 | 1.5769
Abham_Exeter _Landulph | Exeter City 33kV | Athelstan Road | Primary | 11 | 50.7234 | -3.5226 | System Transformation | Thermal headroom (MW) | 6.1153 | 6.9228 | 6.8257 | 6.9939 | 7.1184 | 7.2175 | 7.2704 | 6.9311 | 6.8953 | 6.825 | 6.699 | 6.4993 | 6.2103 | 5.6238 | 5.2254 | 4.7366 | 2.1462 | 0.86017 | 1.2133
Abham_Exeter _Landulph | Exeter City 33kV | Athelstan Road | Primary | 11 | 50.7234 | -3.5226 | WPD Best View | Thermal headroom (MW) | 6.1356 | 6.96 | 6.9545 | 7.0761 | 7.2496 | 7.4152 | 7.5473 | 7.4686 | 7.5045 | 7.5434 | 7.5636 | 7.5031 | 7.408 | 7.1379 | 6.9735 | 6.7287 | 4.8286 | 2.3235 | 1.5769
Abham_Exeter _Landulph | Exeter City 33kV | Cowley Road | Primary | 11 | 50.7356 | -3.5411 | Consumer Transformation | Thermal headroom (MW) | -0.84695 | -0.17957 | -0.43397 | -0.46994 | -0.53494 | -0.63689 | -0.8456 | -1.0763 | -1.3651 | -1.6971 | -2.437 | -2.8268 | -3.1666 | -3.4315 | -4.1885 | -5.381 | -8.7092 | -9.5385 | -9.6103
Abham_Exeter _Landulph | Exeter City 33kV | Cowley Road | Primary | 11 | 50.7356 | -3.5411 | Leading the Way | Thermal headroom (MW) | -0.85545 | -0.20633 | -0.42284 | -0.45796 | -0.50728 | -0.63479 | -0.86965 | -1.1311 | -1.8329 | -2.2128 | -2.6044 | -2.8899 | -3.1481 | -3.9582 | -5.0856 | -5.8511 | -7.9583 | -7.7904 | -6.2326
Abham_Exeter _Landulph | Exeter City 33kV | Cowley Road | Primary | 11 | 50.7356 | -3.5411 | Steady Progression | Thermal headroom (MW) | -0.78808 | 0.095719 | 0.084816 | 0.25861 | 0.4146 | 0.57274 | 0.7199 | 0.8495 | 0.93544 | 1.0061 | 1.0113 | 0.91061 | 0.76599 | 0.59286 | 0.035161 | -0.17779 | -1.5773 | -3.743 | -4.9282
Abham_Exeter _Landulph | Exeter City 33kV | Cowley Road | Primary | 11 | 50.7356 | -3.5411 | System Transformation | Thermal headroom (MW) | -0.8246 | 0.028925 | -0.045452 | 0.095094 | 0.22816 | 0.34292 | 0.38196 | 0.37434 | 0.35934 | 0.26389 | 0.087772 | -0.53922 | -0.84539 | -1.1919 | -1.5449 | -1.9024 | -4.2304 | -6.0712 | -6.1527
Abham_Exeter _Landulph | Exeter City 33kV | Cowley Road | Primary | 11 | 50.7356 | -3.5411 | WPD Best View | Thermal headroom (MW) | -0.79466 | 0.085366 | 0.06396 | 0.22687 | 0.3665 | 0.50753 | 0.62771 | 0.72721 | 0.78672 | 0.7918 | 0.7257 | 0.58216 | 0.42286 | 0.25189 | -0.28249 | -0.45087 | -1.6063 | -3.9033 | -5.0451
Abham_Exeter _Landulph | Exeter City 33kV | Crediton | Primary | 11 | 50.7909 | -3.6687 | Consumer Transformation | Thermal headroom (MW) | 8.0006 | 8.2595 | 7.9767 | 7.7965 | 7.5511 | 7.0304 | 6.6209 | 6.3484 | 6.0707 | 5.7568 | 5.4384 | 5.0317 | 4.2798 | 3.1974 | 2.4864 | 1.7247 | -0.83377 | -1.7669 | -1.3814
Abham_Exeter _Landulph | Exeter City 33kV | Crediton | Primary | 11 | 50.7909 | -3.6687 | Leading the Way | Thermal headroom (MW) | 7.9602 | 8.2221 | 7.9489 | 7.7593 | 7.4923 | 6.9452 | 6.5161 | 6.2665 | 5.9785 | 5.6521 | 5.3636 | 4.7925 | 3.6926 | 2.9923 | 2.3184 | 1.7231 | 0.28657 | 0.13842 | 1.3758
Abham_Exeter _Landulph | Exeter City 33kV | Crediton | Primary | 11 | 50.7909 | -3.6687 | Steady Progression | Thermal headroom (MW) | 8.0729 | 8.567 | 8.5203 | 8.575 | 8.5898 | 8.5674 | 8.6113 | 8.6517 | 8.664 | 8.6476 | 8.6249 | 8.5314 | 8.4184 | 8.3023 | 8.1662 | 8.0059 | 6.3007 | 3.95 | 2.865
Abham_Exeter _Landulph | Exeter City 33kV | Crediton | Primary | 11 | 50.7909 | -3.6687 | System Transformation | Thermal headroom (MW) | 8.0191 | 8.4694 | 8.3839 | 8.3928 | 8.3335 | 8.2395 | 8.1524 | 8.0921 | 8.0092 | 7.8973 | 7.7662 | 7.5862 | 7.3404 | 7.1129 | 6.5134 | 6.2828 | 3.8237 | 2.2347 | 2.4341
Abham_Exeter _Landulph | Exeter City 33kV | Crediton | Primary | 11 | 50.7909 | -3.6687 | WPD Best View | Thermal headroom (MW) | 8.0191 | 8.4694 | 8.3839 | 8.3928 | 8.3335 | 8.2395 | 8.1524 | 8.0921 | 8.0092 | 7.8973 | 7.7662 | 7.5862 | 7.3404 | 7.1129 | 6.5134 | 6.2828 | 3.8237 | 2.2347 | 2.4341
Abham_Exeter _Landulph | Exeter City 33kV | Exminster | Primary | 11 | 50.6762 | -3.4938 | Consumer Transformation | Thermal headroom (MW) | 1.4849 | 1.5104 | 0.77771 | 0.42079 | 0.26735 | 0.090841 | -0.5587 | -1.0437 | -1.3764 | -1.722 | -2.0459 | -2.7722 | -3.1576 | -3.4845 | -4.092 | -4.3902 | -6.4949 | -7.4749 | -7.6258
Abham_Exeter _Landulph | Exeter City 33kV | Exminster | Primary | 11 | 50.6762 | -3.4938 | Leading the Way | Thermal headroom (MW) | 1.4817 | 1.3771 | 0.61067 | 0.17368 | -0.33554 | -0.54756 | -0.86398 | -1.4356 | -1.8108 | -2.1482 | -2.8566 | -3.2037 | -3.4671 | -4.1568 | -4.5505 | -5.2294 | -6.3333 | -6.535 | -6.1795
Abham_Exeter _Landulph | Exeter City 33kV | Exminster | Primary | 11 | 50.6762 | -3.4938 | Steady Progression | Thermal headroom (MW) | 1.5243 | 1.6944 | 1.3402 | 1.0743 | 1.0713 | 1.0313 | 0.98079 | 0.81173 | 0.71718 | 0.58781 | 0.45387 | -0.10343 | -0.31789 | -0.5544 | -0.80761 | -1.0553 | -3.2001 | -4.8456 | -5.3552
Abham_Exeter _Landulph | Exeter City 33kV | Exminster | Primary | 11 | 50.6762 | -3.4938 | System Transformation | Thermal headroom (MW) | 1.5049 | 1.6479 | 1.0225 | 0.78851 | 0.76302 | 0.72641 | 0.59847 | 0.26045 | -0.2895 | -0.50177 | -0.72835 | -1.0128 | -1.3505 | -2.0542 | -2.4195 | -3.1596 | -5.4676 | -6.3529 | -6.8763
Abham_Exeter _Landulph | Exeter City 33kV | Exminster | Primary | 11 | 50.6762 | -3.4938 | WPD Best View | Thermal headroom (MW) | 1.4889 | 1.5216 | 0.80045 | 0.45352 | 0.32021 | 0.16273 | -0.46068 | -0.91636 | -1.2213 | -1.5308 | -1.8324 | -2.502 | -2.8673 | -3.1989 | -3.8369 | -4.0777 | -6.1464 | -7.337 | -7.53
Abham_Exeter _Landulph | Exeter City 33kV | Folly Bridge | Primary | 11 | 50.7763 | -3.6794 | Consumer Transformation | Thermal headroom (MW) | 0.28865 | 0.30644 | -0.0087286 | -0.24573 | -0.50831 | -0.79587 | -1.1376 | -1.5013 | -1.9058 | -2.3382 | -2.7727 | -3.228 | -3.6528 | -4.381 | -4.6776 | -4.9029 | -5.76 | -6.5093 | -6.289
Abham_Exeter _Landulph | Exeter City 33kV | Folly Bridge | Primary | 11 | 50.7763 | -3.6794 | Leading the Way | Thermal headroom (MW) | 0.27377 | 0.28539 | -0.00050522 | -0.24672 | -0.51192 | -0.82977 | -1.2231 | -1.6039 | -2.0395 | -2.5129 | -3.0085 | -3.4559 | -4.215 | -4.4785 | -4.6161 | -4.6808 | -5.7317 | -5.8369 | -5.0566
Abham_Exeter _Landulph | Exeter City 33kV | Folly Bridge | Primary | 11 | 50.7763 | -3.6794 | Steady Progression | Thermal headroom (MW) | 0.36418 | 0.6165 | 0.56393 | 0.56019 | 0.55957 | 0.53031 | 0.49253 | 0.4279 | 0.31863 | 0.18461 | 0.0057176 | -0.26784 | -0.55908 | -0.89363 | -1.2423 | -1.5928 | -4.1704 | -5.5816 | -6.3849
Abham_Exeter _Landulph | Exeter City 33kV | Folly Bridge | Primary | 11 | 50.7763 | -3.6794 | System Transformation | Thermal headroom (MW) | 0.32202 | 0.52838 | 0.41517 | 0.3702 | 0.30798 | 0.22441 | 0.062706 | -0.14144 | -0.39436 | -0.69603 | -1.0378 | -1.4681 | -1.9439 | -2.456 | -3.3572 | -3.9236 | -5.8303 | -6.6295 | -6.4694
Abham_Exeter _Landulph | Exeter City 33kV | Folly Bridge | Primary | 11 | 50.7763 | -3.6794 | WPD Best View | Thermal headroom (MW) | 0.30971 | 0.46374 | 0.29451 | 0.19018 | 0.070667 | -0.076091 | -0.29319 | -0.55139 | -0.86231 | -1.1968 | -1.5616 | -1.9667 | -2.3997 | -3.2324 | -3.6954 | -4.1236 | -5.5211 | -6.2646 | -6.0431
Abham_Exeter _Landulph | Exeter City 33kV | Haven Road | Primary | 11 | 50.717 | -3.5308 | Consumer Transformation | Thermal headroom (MW) | 14.6639 | 15.4937 | 15.1026 | 15.0061 | 14.889 | 14.7542 | 14.4023 | 14.1009 | 13.7677 | 13.4033 | 12.954 | 11.8156 | 10.5177 | 8.8347 | 7.4502 | 5.998 | 0.63368 | -1.5285 | -1.4544
Abham_Exeter _Landulph | Exeter City 33kV | Haven Road | Primary | 11 | 50.717 | -3.5308 | Leading the Way | Thermal headroom (MW) | 14.6542 | 15.4685 | 15.1439 | 15.0599 | 14.9572 | 14.8011 | 14.4233 | 14.1179 | 13.747 | 13.3258 | 12.3038 | 11.059 | 9.3723 | 8.0121 | 6.641 | 5.4432 | 2.1332 | 1.5684 | 3.8984
Abham_Exeter _Landulph | Exeter City 33kV | Haven Road | Primary | 11 | 50.717 | -3.5308 | Steady Progression | Thermal headroom (MW) | 14.7586 | 15.9274 | 15.9264 | 16.162 | 16.3894 | 16.611 | 16.8193 | 16.9952 | 17.1459 | 17.2595 | 17.3383 | 17.3137 | 17.2512 | 17.1497 | 16.9856 | 16.7891 | 13.4434 | 8.9525 | 7.027
Abham_Exeter _Landulph | Exeter City 33kV | Haven Road | Primary | 11 | 50.717 | -3.5308 | System Transformation | Thermal headroom (MW) | 14.7068 | 15.831 | 15.758 | 15.9414 | 16.1151 | 16.2765 | 16.3333 | 16.3811 | 16.3863 | 16.3528 | 16.2674 | 16.0892 | 15.8018 | 15.4692 | 14.7565 | 13.9406 | 9.0532 | 6.1031 | 6.2988
Abham_Exeter _Landulph | Exeter City 33kV | Haven Road | Primary | 11 | 50.717 | -3.5308 | WPD Best View | Thermal headroom (MW) | 14.7586 | 15.9274 | 15.9264 | 16.162 | 16.3894 | 16.611 | 16.8193 | 16.9952 | 17.1459 | 17.2595 | 17.3383 | 17.3137 | 17.2512 | 17.1497 | 16.9856 | 16.7891 | 13.4434 | 8.9525 | 7.027
Abham_Exeter _Landulph | Exeter City 33kV | Lapford | Primary | 11 | 50.8524 | -3.8095 | Consumer Transformation | Thermal headroom (MW) | 1.8425 | 1.819 | 1.4887 | 1.2204 | 0.93234 | 0.62353 | 0.27863 | -0.085437 | -0.47594 | -0.91786 | -1.3564 | -1.7784 | -2.2 | -2.5662 | -2.8447 | -3.0819 | -4.8408 | -5.2392 | -4.9276
Abham_Exeter _Landulph | Exeter City 33kV | Lapford | Primary | 11 | 50.8524 | -3.8095 | Leading the Way | Thermal headroom (MW) | 1.8253 | 1.8078 | 1.4932 | 1.2154 | 0.93212 | 0.59747 | 0.20891 | -0.16064 | -0.61703 | -1.0864 | -1.5501 | -2.0063 | -2.3867 | -2.6529 | -3.0885 | -3.6281 | -4.7391 | -4.3953 | -3.6182
Abham_Exeter _Landulph | Exeter City 33kV | Lapford | Primary | 11 | 50.8524 | -3.8095 | Steady Progression | Thermal headroom (MW) | 1.9283 | 2.1571 | 2.1029 | 2.1021 | 2.099 | 2.0757 | 2.0359 | 1.97 | 1.8626 | 1.7278 | 1.542 | 1.2842 | 0.9938 | 0.66609 | 0.32138 | -0.035797 | -2.3673 | -4.243 | -4.8627
Abham_Exeter _Landulph | Exeter City 33kV | Lapford | Primary | 11 | 50.8524 | -3.8095 | System Transformation | Thermal headroom (MW) | 1.8748 | 2.0587 | 1.9425 | 1.8867 | 1.8197 | 1.7386 | 1.5468 | 1.3351 | 1.0866 | 0.77035 | 0.42637 | -0.012533 | -0.49008 | -1.0093 | -1.5387 | -2.1148 | -4.1403 | -4.7874 | -4.6649
Abham_Exeter _Landulph | Exeter City 33kV | Lapford | Primary | 11 | 50.8524 | -3.8095 | WPD Best View | Thermal headroom (MW) | 1.8775 | 2.0614 | 1.9478 | 1.8942 | 1.8318 | 1.7549 | 1.5738 | 1.374 | 1.1347 | 0.83254 | 0.50561 | 0.091017 | -0.36669 | -0.86332 | -1.3478 | -1.905 | -3.9966 | -4.81 | -4.726
Abham_Exeter _Landulph | Exeter City 33kV | Marsh Barton | Primary | 11 | 50.706 | -3.5307 | Consumer Transformation | Thermal headroom (MW) | 12.2104 | 12.669 | 12.0171 | 11.9467 | 11.8316 | 11.3646 | 10.8088 | 10.0231 | 9.0833 | 8.3577 | 7.1243 | 6.0572 | 4.8818 | 3.6788 | 2.42 | 0.8547 | -3.7308 | -4.6666 | -4.485
Abham_Exeter _Landulph | Exeter City 33kV | Marsh Barton | Primary | 11 | 50.706 | -3.5307 | Leading the Way | Thermal headroom (MW) | 12.2028 | 12.1552 | 11.9662 | 11.8796 | 11.7392 | 11.1206 | 10.4049 | 9.3184 | 7.664 | 6.737 | 5.5632 | 4.3441 | 3.1027 | 1.8406 | 0.28863 | -0.74509 | -3.5107 | -2.9034 | -0.50938
Abham_Exeter _Landulph | Exeter City 33kV | Marsh Barton | Primary | 11 | 50.706 | -3.5307 | Steady Progression | Thermal headroom (MW) | 12.2388 | 12.8353 | 12.8148 | 12.4361 | 12.4722 | 12.3466 | 12.239 | 11.9613 | 11.6246 | 11.4615 | 11.2445 | 10.9298 | 10.5814 | 10.1516 | 9.2857 | 8.7347 | 4.8567 | 0.41216 | -0.79627
Abham_Exeter _Landulph | Exeter City 33kV | Marsh Barton | Primary | 11 | 50.706 | -3.5307 | System Transformation | Thermal headroom (MW) | 12.213 | 12.7924 | 12.2003 | 12.2798 | 12.3113 | 12.0683 | 11.775 | 11.2485 | 10.6203 | 10.3178 | 9.8925 | 8.9826 | 8.3057 | 7.4508 | 6.5855 | 5.5813 | -0.077545 | -2.2791 | -2.0395
Abham_Exeter _Landulph | Exeter City 33kV | Marsh Barton | Primary | 11 | 50.706 | -3.5307 | WPD Best View | Thermal headroom (MW) | 12.2274 | 12.7844 | 12.2569 | 12.3084 | 12.2877 | 12.1159 | 11.9573 | 11.6348 | 11.2399 | 10.9983 | 10.7026 | 10.3002 | 9.88 | 9.3574 | 8.4093 | 7.7881 | 3.8416 | -0.22502 | -1.2814
Abham_Exeter _Landulph | Exeter City 33kV | Newton St Cyres | Primary | 11 | 50.7753 | -3.569 | Consumer Transformation | Thermal headroom (MW) | 3.175 | 3.112 | 2.8393 | 2.5851 | 2.2973 | 1.9673 | 1.5531 | 1.0839 | 0.57827 | -0.010504 | -0.67308 | -1.3209 | -1.9191 | -2.4592 | -2.8645 | -3.1964 | -4.7093 | -5.4469 | -5.3984
Abham_Exeter _Landulph | Exeter City 33kV | Newton St Cyres | Primary | 11 | 50.7753 | -3.569 | Leading the Way | Thermal headroom (MW) | 3.161 | 3.109 | 2.8463 | 2.5719 | 2.2622 | 1.892 | 1.4259 | 0.94007 | 0.36158 | -0.33357 | -1.0426 | -1.645 | -2.1697 | -2.586 | -2.7964 | -3.0576 | -4.664 | -4.5688 | -3.6432
Abham_Exeter _Landulph | Exeter City 33kV | Newton St Cyres | Primary | 11 | 50.7753 | -3.569 | Steady Progression | Thermal headroom (MW) | 3.2394 | 3.3752 | 3.3101 | 3.2826 | 3.2308 | 3.1645 | 3.0703 | 2.9386 | 2.7579 | 2.5359 | 2.2584 | 1.9172 | 1.5199 | 1.0468 | 0.54057 | 0.0017318 | -2.9254 | -4.5912 | -5.1128
Abham_Exeter _Landulph | Exeter City 33kV | Newton St Cyres | Primary | 11 | 50.7753 | -3.569 | System Transformation | Thermal headroom (MW) | 3.2054 | 3.3051 | 3.2072 | 3.1284 | 3.0274 | 2.8939 | 2.6803 | 2.4162 | 2.1045 | 1.7199 | 1.2714 | 0.70714 | 0.066162 | -0.70013 | -1.4418 | -2.1693 | -4.6924 | -5.2637 | -5.2031
Abham_Exeter _Landulph | Exeter City 33kV | Newton St Cyres | Primary | 11 | 50.7753 | -3.569 | WPD Best View | Thermal headroom (MW) | 3.2072 | 3.2992 | 3.1951 | 3.108 | 2.9987 | 2.8546 | 2.6362 | 2.3669 | 2.0455 | 1.6599 | 1.2234 | 0.66545 | 0.053312 | -0.65225 | -1.3145 | -1.969 | -4.3439 | -5.0766 | -5.0614
Abham_Exeter _Landulph | Exeter City 33kV | St Thomas | Primary | 11 | 50.7199 | -3.5459 | Consumer Transformation | Thermal headroom (MW) | 7.5052 | 7.7443 | 7.3741 | 7.1369 | 6.8563 | 6.4823 | 5.8746 | 5.2598 | 4.5968 | 3.9007 | 3.1492 | 2.331 | 1.5008 | 0.36885 | -0.31357 | -1.3577 | -5.9872 | -8.322 | -8.7582
Abham_Exeter _Landulph | Exeter City 33kV | St Thomas | Primary | 11 | 50.7199 | -3.5459 | Leading the Way | Thermal headroom (MW) | 7.4924 | 7.7401 | 7.4038 | 7.1793 | 6.87 | 6.475 | 5.8167 | 5.183 | 4.4692 | 3.6967 | 2.9086 | 2.2052 | 1.1295 | 0.60129 | -0.44363 | -1.4408 | -4.5145 | -5.6995 | -4.3847
Abham_Exeter _Landulph | Exeter City 33kV | St Thomas | Primary | 11 | 50.7199 | -3.5459 | Steady Progression | Thermal headroom (MW) | 7.578 | 8.1204 | 8.0848 | 8.1625 | 8.2263 | 8.2528 | 8.2835 | 8.2391 | 8.1317 | 7.989 | 7.776 | 7.4654 | 7.0848 | 6.6775 | 6.2457 | 5.759 | 2.4075 | 0.18947 | -0.8336
Abham_Exeter _Landulph | Exeter City 33kV | St Thomas | Primary | 11 | 50.7199 | -3.5459 | System Transformation | Thermal headroom (MW) | 7.5331 | 8.0457 | 7.9536 | 7.9909 | 7.9828 | 7.9692 | 7.8312 | 7.6205 | 7.3619 | 7.0296 | 6.6059 | 6.0825 | 5.4847 | 4.822 | 3.7977 | 3.0616 | 0.2158 | -1.1446 | -1.0733
Abham_Exeter _Landulph | Exeter City 33kV | St Thomas | Primary | 11 | 50.7199 | -3.5459 | WPD Best View | Thermal headroom (MW) | 7.5441 | 7.9961 | 7.856 | 7.8399 | 7.7974 | 7.6942 | 7.5431 | 7.3425 | 7.0857 | 6.779 | 6.4204 | 6.0022 | 5.5818 | 5.1656 | 4.674 | 4.1812 | 1.6361 | 0.29195 | -0.27693
Abham_Exeter _Landulph | Exeter City 33kV | Witheridge | Primary | 11 | 50.9033 | -3.7049 | Consumer Transformation | Thermal headroom (MW) | 0.16579 | 0.15003 | -0.10978 | -0.30334 | -0.51281 | -0.75912 | -1.025 | -1.3056 | -1.6128 | -1.9425 | -2.286 | -2.6145 | -2.9168 | -3.2003 | -3.4151 | -3.5802 | -4.2168 | -4.4672 | -4.2568
Abham_Exeter _Landulph | Exeter City 33kV | Witheridge | Primary | 11 | 50.9033 | -3.7049 | Leading the Way | Thermal headroom (MW) | 0.14965 | 0.11467 | -0.10915 | -0.30641 | -0.52011 | -0.77814 | -1.0724 | -1.3631 | -1.7038 | -2.0646 | -2.4241 | -2.7816 | -3.0888 | -3.2866 | -3.403 | -3.4609 | -4.2461 | -3.9851 | -3.4068
Abham_Exeter _Landulph | Exeter City 33kV | Witheridge | Primary | 11 | 50.9033 | -3.7049 | Steady Progression | Thermal headroom (MW) | 0.23633 | 0.41 | 0.37982 | 0.36893 | 0.37141 | 0.35234 | 0.32075 | 0.27032 | 0.19037 | 0.093901 | -0.040763 | -0.25109 | -0.48128 | -0.73692 | -1.016 | -1.2838 | -2.998 | -4.148 | -4.5659
Abham_Exeter _Landulph | Exeter City 33kV | Witheridge | Primary | 11 | 50.9033 | -3.7049 | System Transformation | Thermal headroom (MW) | 0.19102 | 0.33255 | 0.24344 | 0.2097 | 0.15252 | 0.085595 | -0.058675 | -0.21659 | -0.42444 | -0.65066 | -0.94146 | -1.2694 | -1.6484 | -2.048 | -2.4645 | -2.9047 | -4.3948 | -4.7544 | -4.6391
Abham_Exeter _Landulph | Exeter City 33kV | Witheridge | Primary | 11 | 50.9033 | -3.7049 | WPD Best View | Thermal headroom (MW) | 0.19102 | 0.33255 | 0.24344 | 0.2097 | 0.15252 | 0.085595 | -0.058675 | -0.21659 | -0.42444 | -0.65066 | -0.94146 | -1.2694 | -1.6484 | -2.048 | -2.4645 | -2.9047 | -4.3948 | -4.7544 | -4.6391
Abham_Exeter _Landulph | Exeter Main 33kV | Exeter Main 33kV | Bulk Supply Point | 33 | 50.7666 | -3.406 | Consumer Transformation | Thermal headroom (MW) | 19.8956 | 19.9183 | 17.9445 | 16.4513 | 15.1744 | 13.0877 | 10.5236 | 8.0197 | 5.4911 | 2.8929 | 0.098931 | -2.3584 | -4.7686 | -8.307 | -10.6961 | -12.9949 | -27.5618 | -30.1529 | -27.8546
Abham_Exeter _Landulph | Exeter Main 33kV | Exeter Main 33kV | Bulk Supply Point | 33 | 50.7666 | -3.406 | Leading the Way | Thermal headroom (MW) | 19.7666 | 19.5429 | 17.5969 | 15.9418 | 14.5913 | 12.2676 | 9.4221 | 6.5892 | 3.7767 | 0.99362 | -1.8156 | -3.704 | -6.8236 | -8.7827 | -10.7425 | -12.3723 | -24.3994 | -23.6814 | -18.6242
Abham_Exeter _Landulph | Exeter Main 33kV | Exeter Main 33kV | Bulk Supply Point | 33 | 50.7666 | -3.406 | Steady Progression | Thermal headroom (MW) | 20.2829 | 21.5744 | 21.0403 | 20.7975 | 20.7812 | 20.4666 | 20.0974 | 19.6209 | 19.107 | 18.507 | 17.677 | 16.6199 | 15.4907 | 14.1263 | 12.6152 | 11.0387 | -2.6199 | -9.6911 | -12.7788
Abham_Exeter _Landulph | Exeter Main 33kV | Exeter Main 33kV | Bulk Supply Point | 33 | 50.7666 | -3.406 | System Transformation | Thermal headroom (MW) | 20.0223 | 20.9963 | 20.0334 | 19.5328 | 19.234 | 18.5094 | 17.425 | 16.2015 | 15.0035 | 13.7222 | 12.1576 | 10.3184 | 8.3139 | 6.1155 | 2.7386 | 0.52909 | -14.1537 | -17.8667 | -16.0754
Abham_Exeter _Landulph | Exeter Main 33kV | Exeter Main 33kV | Bulk Supply Point | 33 | 50.7666 | -3.406 | WPD Best View | Thermal headroom (MW) | 20.0223 | 20.9963 | 20.0334 | 19.5328 | 19.234 | 18.5038 | 17.3731 | 16.1106 | 14.9076 | 13.6193 | 12.0526 | 10.3184 | 8.3139 | 6.1155 | 2.7386 | 0.52909 | -14.1537 | -17.8667 | -16.0754
Abham_Exeter _Landulph | Exeter Main 33kV | Core Hill | Primary | 11 | 50.7024 | -3.2465 | Consumer Transformation | Thermal headroom (MW) | -0.19589 | -0.41142 | -0.97201 | -1.4427 | -1.5564 | -1.7351 | -2.0177 | -2.313 | -2.5974 | -2.8771 | -3.1528 | -3.4426 | -3.7769 | -4.224 | -4.7722 | -5.2325 | -13.1089 | -12.9701 | -12.2448
Abham_Exeter _Landulph | Exeter Main 33kV | Core Hill | Primary | 11 | 50.7024 | -3.2465 | Leading the Way | Thermal headroom (MW) | -0.20757 | -0.56826 | -1.2217 | -1.8058 | -1.9321 | -2.1155 | -2.4354 | -2.7129 | -2.9979 | -3.2527 | -3.4982 | -3.6825 | -4.1213 | -4.5554 | -5.0152 | -5.3671 | -12.1627 | -11.5676 | -10.3116
Abham_Exeter _Landulph | Exeter Main 33kV | Core Hill | Primary | 11 | 50.7024 | -3.2465 | Steady Progression | Thermal headroom (MW) | -0.15814 | -0.12281 | -0.41135 | -0.641 | -0.61844 | -0.63433 | -0.68249 | -0.71462 | -0.77058 | -0.83014 | -0.91236 | -1.0455 | -1.1764 | -1.3264 | -1.483 | -1.6437 | -6.4456 | -7.5242 | -7.5012
Abham_Exeter _Landulph | Exeter Main 33kV | Core Hill | Primary | 11 | 50.7024 | -3.2465 | System Transformation | Thermal headroom (MW) | -0.18066 | -0.26313 | -0.69103 | -1.0233 | -1.0039 | -1.0645 | -1.1701 | -1.3045 | -1.4402 | -1.5735 | -1.7186 | -1.8967 | -2.1093 | -2.3446 | -2.5644 | -2.7838 | -10.0456 | -10.1859 | -9.5164
Abham_Exeter _Landulph | Exeter Main 33kV | Core Hill | Primary | 11 | 50.7024 | -3.2465 | WPD Best View | Thermal headroom (MW) | -0.18066 | -0.26313 | -0.69103 | -1.0233 | -1.0039 | -1.0645 | -1.1701 | -1.3045 | -1.4402 | -1.5735 | -1.7186 | -1.8967 | -2.1093 | -2.3446 | -2.5644 | -2.7838 | -10.0456 | -10.1859 | -9.5164
Abham_Exeter _Landulph | Exeter Main 33kV | Honiton Heathfield | Primary | 11 | 50.7911 | -3.206 | Consumer Transformation | Thermal headroom (MW) | 0.49101 | 0.6559 | 0.25382 | 0.05477 | -0.15631 | -1.0601 | -2.0654 | -2.8912 | -3.4736 | -4.2266 | -5.2335 | -6.3864 | -7.6652 | -9.3588 | -10.785 | -12.2375 | -17.8711 | -19.0777 | -18.2381
Abham_Exeter _Landulph | Exeter Main 33kV | Honiton Heathfield | Primary | 11 | 50.7911 | -3.206 | Leading the Way | Thermal headroom (MW) | 0.46336 | 0.53779 | 0.20663 | 0.021753 | -0.18818 | -1.3242 | -2.5828 | -3.9603 | -4.8192 | -5.7343 | -6.965 | -8.0108 | -9.465 | -10.8579 | -12.2588 | -13.5495 | -17.8011 | -17.441 | -15.3723
Abham_Exeter _Landulph | Exeter Main 33kV | Honiton Heathfield | Primary | 11 | 50.7911 | -3.206 | Steady Progression | Thermal headroom (MW) | 0.5714 | 1.0501 | 0.99226 | 1.026 | 1.0885 | 0.73532 | 0.41491 | 0.13204 | 0.084415 | 0.019053 | -0.13003 | -0.33085 | -0.56117 | -1.0459 | -1.6452 | -2.3455 | -6.9864 | -10.5234 | -12.0528
Abham_Exeter _Landulph | Exeter Main 33kV | Honiton Heathfield | Primary | 11 | 50.7911 | -3.206 | System Transformation | Thermal headroom (MW) | 0.51474 | 0.90969 | 0.74685 | 0.77573 | 0.78647 | 0.20138 | -0.48287 | -1.07 | -1.2138 | -1.3956 | -1.7302 | -2.3969 | -3.1801 | -4.1479 | -5.5773 | -6.7267 | -12.3425 | -14.2652 | -13.5748
Abham_Exeter _Landulph | Exeter Main 33kV | Honiton Heathfield | Primary | 11 | 50.7911 | -3.206 | WPD Best View | Thermal headroom (MW) | 0.51474 | 0.90969 | 0.74685 | 0.77573 | 0.78647 | 0.19018 | -0.58652 | -1.2517 | -1.4055 | -1.6014 | -1.9401 | -2.3969 | -3.1801 | -4.1479 | -5.5773 | -6.7267 | -12.3425 | -14.2652 | -13.5748
Abham_Exeter _Landulph | Exeter Main 33kV | Marsh Green | Primary | 11 | 50.7387 | -3.3518 | Consumer Transformation | Thermal headroom (MW) | 2.1516 | 1.9908 | 1.4861 | 1.0604 | 0.55128 | -0.21492 | -1.0415 | -1.8679 | -2.7396 | -3.6049 | -4.4646 | -4.9741 | -5.4123 | -5.7303 | -5.907 | -6.0743 | -6.2855 | -6.0427 | -5.3088
Abham_Exeter _Landulph | Exeter Main 33kV | Marsh Green | Primary | 11 | 50.7387 | -3.3518 | Leading the Way | Thermal headroom (MW) | 2.1141 | 1.9141 | 1.435 | 0.97772 | 0.42566 | -0.36825 | -1.248 | -2.1176 | -3.0434 | -3.9308 | -4.677 | -4.9614 | -5.1035 | -5.1435 | -5.1124 | -5.0597 | -5.3273 | -4.6318 | -3.9317
Abham_Exeter _Landulph | Exeter Main 33kV | Marsh Green | Primary | 11 | 50.7387 | -3.3518 | Steady Progression | Thermal headroom (MW) | 2.2679 | 2.4329 | 2.3174 | 2.2181 | 2.0847 | 1.9502 | 1.8019 | 1.6066 | 1.3681 | 1.1005 | 0.79782 | 0.4818 | 0.14736 | -0.20283 | -0.57267 | -0.93748 | -2.5075 | -3.5322 | -3.7925
Abham_Exeter _Landulph | Exeter Main 33kV | Marsh Green | Primary | 11 | 50.7387 | -3.3518 | System Transformation | Thermal headroom (MW) | 2.189 | 2.2777 | 2.0495 | 1.8828 | 1.6359 | 1.3968 | 1.0445 | 0.64651 | 0.18824 | -0.28398 | -0.80733 | -1.2821 | -1.7677 | -2.256 | -2.7079 | -3.0962 | -4.1946 | -4.361 | -3.9825
Abham_Exeter _Landulph | Exeter Main 33kV | Marsh Green | Primary | 11 | 50.7387 | -3.3518 | WPD Best View | Thermal headroom (MW) | 2.189 | 2.2777 | 2.0495 | 1.8828 | 1.6359 | 1.3968 | 1.0445 | 0.64651 | 0.18824 | -0.28398 | -0.80733 | -1.2821 | -1.7677 | -2.256 | -2.7079 | -3.0962 | -4.1946 | -4.361 | -3.9825
Abham_Exeter _Landulph | Exeter Main 33kV | Offwell | Primary | 11 | 50.7948 | -3.1534 | Consumer Transformation | Thermal headroom (MW) | 0.11809 | 0.20532 | -0.033538 | -0.21399 | -0.42286 | -0.68333 | -0.97821 | -1.2865 | -1.6355 | -2.0196 | -2.3975 | -2.8029 | -3.1835 | -3.8758 | -4.1284 | -4.3293 | -5.0962 | -5.8153 | -5.6115
Abham_Exeter _Landulph | Exeter Main 33kV | Offwell | Primary | 11 | 50.7948 | -3.1534 | Leading the Way | Thermal headroom (MW) | 0.10986 | 0.19937 | -0.028531 | -0.2254 | -0.43806 | -0.73024 | -1.0655 | -1.3899 | -1.7799 | -2.2023 | -2.6237 | -3.0378 | -3.7353 | -3.9739 | -4.0776 | -4.1426 | -5.1546 | -5.2553 | -4.5032
Abham_Exeter _Landulph | Exeter Main 33kV | Offwell | Primary | 11 | 50.7948 | -3.1534 | Steady Progression | Thermal headroom (MW) | 0.18672 | 0.45009 | 0.4146 | 0.42936 | 0.44183 | 0.41572 | 0.38984 | 0.33455 | 0.23871 | 0.11839 | -0.043288 | -0.29079 | -0.54934 | -0.84572 | -1.1534 | -1.4743 | -3.9346 | -5.4097 | -6.1367
Abham_Exeter _Landulph | Exeter Main 33kV | Offwell | Primary | 11 | 50.7948 | -3.1534 | System Transformation | Thermal headroom (MW) | 0.14467 | 0.38359 | 0.30318 | 0.28496 | 0.24334 | 0.15802 | 0.019443 | -0.15546 | -0.36384 | -0.63035 | -0.94267 | -1.34 | -1.7582 | -2.2219 | -3.0553 | -3.569 | -5.4077 | -6.1978 | -6.0273
Abham_Exeter _Landulph | Exeter Main 33kV | Offwell | Primary | 11 | 50.7948 | -3.1534 | WPD Best View | Thermal headroom (MW) | 0.14467 | 0.38359 | 0.30318 | 0.28496 | 0.24334 | 0.15802 | 0.019443 | -0.15546 | -0.36384 | -0.63035 | -0.94267 | -1.34 | -1.7582 | -2.2219 | -3.0553 | -3.569 | -5.4077 | -6.1978 | -6.0273
Abham_Exeter _Landulph | Exeter Main 33kV | Ottery St Mary | Primary | 11 | 50.746 | -3.2867 | Consumer Transformation | Thermal headroom (MW) | 8.3322 | 8.4199 | 8.1836 | 8.0305 | 7.8659 | 7.7031 | 7.4121 | 7.1122 | 6.768 | 6.4751 | 6.1267 | 5.8053 | 5.5009 | 4.7336 | 4.188 | 3.6829 | 1.8373 | 0.92104 | 1.1016
Abham_Exeter _Landulph | Exeter Main 33kV | Ottery St Mary | Primary | 11 | 50.746 | -3.2867 | Leading the Way | Thermal headroom (MW) | 8.2977 | 8.3817 | 8.1734 | 8.0232 | 7.8613 | 7.6894 | 7.3878 | 7.0954 | 6.7142 | 6.3874 | 6.0173 | 5.784 | 5.0553 | 4.5929 | 4.075 | 3.6911 | 2.5166 | 2.1666 | 2.8877
Abham_Exeter _Landulph | Exeter Main 33kV | Ottery St Mary | Primary | 11 | 50.746 | -3.2867 | Steady Progression | Thermal headroom (MW) | 8.3988 | 8.6848 | 8.6596 | 8.7048 | 8.7485 | 8.7842 | 8.8014 | 8.7874 | 8.7396 | 8.7001 | 8.6062 | 8.493 | 8.3701 | 8.2295 | 8.0482 | 7.8852 | 6.5805 | 5.791 | 4.9346
Abham_Exeter _Landulph | Exeter Main 33kV | Ottery St Mary | Primary | 11 | 50.746 | -3.2867 | System Transformation | Thermal headroom (MW) | 8.3487 | 8.6043 | 8.5427 | 8.5638 | 8.5741 | 8.5722 | 8.5231 | 8.4095 | 8.2538 | 8.1301 | 7.9367 | 7.7371 | 7.5075 | 7.2739 | 6.6361 | 6.3937 | 5.4835 | 4.3792 | 4.4598
Abham_Exeter _Landulph | Exeter Main 33kV | Ottery St Mary | Primary | 11 | 50.746 | -3.2867 | WPD Best View | Thermal headroom (MW) | 8.3487 | 8.6043 | 8.5427 | 8.5638 | 8.5741 | 8.5722 | 8.5231 | 8.4095 | 8.2538 | 8.1301 | 7.9367 | 7.7371 | 7.5075 | 7.2739 | 6.6361 | 6.3937 | 5.4835 | 4.3792 | 4.4598
Abham_Exeter _Landulph | Exeter Main 33kV | Sidmouth Town | Primary | 11 | 50.6887 | -3.2385 | Consumer Transformation | Thermal headroom (MW) | 1.2644 | 1.5274 | 1.3311 | 1.2181 | 1.1416 | 1.0306 | 0.77644 | 0.52837 | 0.25484 | -0.028507 | -0.36431 | -0.72433 | -1.0533 | -1.7088 | -1.9593 | -2.3291 | -4.4517 | -5.6959 | -5.8706
Abham_Exeter _Landulph | Exeter Main 33kV | Sidmouth Town | Primary | 11 | 50.6887 | -3.2385 | Leading the Way | Thermal headroom (MW) | 1.2402 | 1.4869 | 1.3087 | 1.1873 | 1.1015 | 0.93247 | 0.67789 | 0.42148 | 0.14688 | -0.17955 | -0.53238 | -0.80805 | -1.4079 | -1.5989 | -2.0083 | -2.4422 | -3.7985 | -4.5141 | -3.7853
Abham_Exeter _Landulph | Exeter Main 33kV | Sidmouth Town | Primary | 11 | 50.6887 | -3.2385 | Steady Progression | Thermal headroom (MW) | 1.3115 | 1.7155 | 1.683 | 1.7272 | 1.796 | 1.8575 | 1.9101 | 1.9287 | 1.9402 | 1.9237 | 1.8637 | 1.7609 | 1.6349 | 1.4877 | 1.3263 | 1.1357 | -0.34932 | -1.4132 | -2.1259
Abham_Exeter _Landulph | Exeter Main 33kV | Sidmouth Town | Primary | 11 | 50.6887 | -3.2385 | System Transformation | Thermal headroom (MW) | 1.2797 | 1.6646 | 1.6022 | 1.6238 | 1.6581 | 1.6854 | 1.6749 | 1.6552 | 1.5689 | 1.4569 | 1.3148 | 1.1074 | 0.88302 | 0.62131 | -0.020414 | -0.28625 | -1.4399 | -2.3003 | -2.1913
Abham_Exeter _Landulph | Exeter Main 33kV | Sidmouth Town | Primary | 11 | 50.6887 | -3.2385 | WPD Best View | Thermal headroom (MW) | 1.2797 | 1.6646 | 1.6022 | 1.6238 | 1.6581 | 1.6854 | 1.6749 | 1.6552 | 1.5689 | 1.4569 | 1.3148 | 1.1074 | 0.88302 | 0.62131 | -0.020414 | -0.28625 | -1.4399 | -2.3003 | -2.1913
Abham_Exeter _Landulph | Exmouth 33kV | Exmouth 33kV | Bulk Supply Point | 33 | 50.6314 | -3.4005 | Consumer Transformation | Thermal headroom (MW) | 12.032 | 12.9187 | 11.6661 | 10.9321 | 9.9763 | 8.8517 | 7.0177 | 5.142 | 3.0882 | 0.94424 | -1.5792 | -4.2447 | -7.0507 | -10.5235 | -13.4046 | -16.5559 | -28.6674 | -34.3436 | -34.8505
Abham_Exeter _Landulph | Exmouth 33kV | Exmouth 33kV | Bulk Supply Point | 33 | 50.6314 | -3.4005 | Leading the Way | Thermal headroom (MW) | 11.9924 | 12.6941 | 11.6294 | 10.9054 | 9.8582 | 8.5939 | 6.6234 | 4.6546 | 2.2898 | -0.1427 | -2.6172 | -5.0007 | -8.4287 | -11.0212 | -13.385 | -15.9768 | -25.0692 | -26.9305 | -22.0628
Abham_Exeter _Landulph | Exmouth 33kV | Exmouth 33kV | Bulk Supply Point | 33 | 50.6314 | -3.4005 | Steady Progression | Thermal headroom (MW) | 12.3014 | 14.0405 | 13.8616 | 13.9894 | 14.0666 | 14.1387 | 14.1183 | 13.9748 | 13.6351 | 13.1609 | 12.5091 | 11.4739 | 10.2629 | 8.9208 | 7.3422 | 5.6592 | -4.2984 | -11.5136 | -14.8117
Abham_Exeter _Landulph | Exmouth 33kV | Exmouth 33kV | Bulk Supply Point | 33 | 50.6314 | -3.4005 | System Transformation | Thermal headroom (MW) | 12.1638 | 13.7224 | 13.2946 | 13.3453 | 13.2432 | 13.0831 | 12.6322 | 12.0541 | 11.2233 | 10.1567 | 8.8348 | 6.9573 | 4.9887 | 2.8588 | 0.025472 | -2.4903 | -12.4222 | -17.3456 | -17.122
Abham_Exeter _Landulph | Exmouth 33kV | Exmouth 33kV | Bulk Supply Point | 33 | 50.6314 | -3.4005 | WPD Best View | Thermal headroom (MW) | 12.1655 | 13.7203 | 13.2916 | 13.3394 | 13.2358 | 13.073 | 12.6223 | 12.036 | 11.2022 | 10.1395 | 8.8309 | 6.9805 | 5.0467 | 2.9683 | 0.1958 | -2.2549 | -12.3541 | -17.3186 | -17.1316
Abham_Exeter _Landulph | Exmouth 33kV | Budleigh Salterton | Primary | 11 | 50.6302 | -3.3331 | Consumer Transformation | Thermal headroom (MW) | 9.8299 | 9.8884 | 9.7949 | 9.7206 | 9.632 | 9.5203 | 9.3351 | 9.1397 | 8.923 | 8.6977 | 8.4363 | 8.1062 | 7.8203 | 7.5505 | 7.3141 | 7.1076 | 6.0047 | 5.4081 | 5.2403
Abham_Exeter _Landulph | Exmouth 33kV | Budleigh Salterton | Primary | 11 | 50.6302 | -3.3331 | Leading the Way | Thermal headroom (MW) | 9.8352 | 9.8727 | 9.7955 | 9.7189 | 9.6115 | 9.4885 | 9.2839 | 9.0656 | 8.8431 | 8.5669 | 8.2686 | 7.9642 | 7.7121 | 7.5023 | 7.366 | 7.1735 | 6.1911 | 5.9514 | 6.3461
Abham_Exeter _Landulph | Exmouth 33kV | Budleigh Salterton | Primary | 11 | 50.6302 | -3.3331 | Steady Progression | Thermal headroom (MW) | 9.8561 | 9.9665 | 9.9451 | 9.9493 | 9.9506 | 9.9359 | 9.9156 | 9.8839 | 9.8185 | 9.7538 | 9.6657 | 9.5292 | 9.387 | 9.2285 | 9.066 | 8.8752 | 7.7679 | 7.138 | 6.929
Abham_Exeter _Landulph | Exmouth 33kV | Budleigh Salterton | Primary | 11 | 50.6302 | -3.3331 | System Transformation | Thermal headroom (MW) | 9.8479 | 9.9408 | 9.9066 | 9.9018 | 9.8848 | 9.8586 | 9.7942 | 9.7314 | 9.6287 | 9.5041 | 9.3521 | 9.1528 | 8.9333 | 8.6876 | 8.3995 | 8.1197 | 7.1044 | 6.8311 | 6.8071
Abham_Exeter _Landulph | Exmouth 33kV | Budleigh Salterton | Primary | 11 | 50.6302 | -3.3331 | WPD Best View | Thermal headroom (MW) | 9.8479 | 9.9408 | 9.9066 | 9.9018 | 9.8848 | 9.8586 | 9.7942 | 9.7314 | 9.6287 | 9.5041 | 9.3521 | 9.1528 | 8.9333 | 8.6876 | 8.3995 | 8.1197 | 7.1044 | 6.8311 | 6.8071
Abham_Exeter _Landulph | Exmouth 33kV | East Budleigh | Primary | 11 | 50.6565 | -3.328 | Consumer Transformation | Thermal headroom (MW) | 3.575 | 3.6346 | 3.4987 | 3.4419 | 3.3604 | 3.2641 | 3.1154 | 2.9621 | 2.7981 | 2.6231 | 2.4449 | 2.2505 | 2.0352 | 1.8627 | 1.7248 | 1.6131 | 1.1653 | 0.91132 | 0.9493
Abham_Exeter _Landulph | Exmouth 33kV | East Budleigh | Primary | 11 | 50.6565 | -3.328 | Leading the Way | Thermal headroom (MW) | 3.567 | 3.5847 | 3.4932 | 3.4398 | 3.3565 | 3.2477 | 3.0944 | 2.9403 | 2.7502 | 2.5661 | 2.3804 | 2.1917 | 2.0045 | 1.8988 | 1.8334 | 1.8065 | 1.3288 | 1.3222 | 1.6645
Abham_Exeter _Landulph | Exmouth 33kV | East Budleigh | Primary | 11 | 50.6565 | -3.328 | Steady Progression | Thermal headroom (MW) | 3.6031 | 3.7383 | 3.7232 | 3.708 | 3.7269 | 3.7374 | 3.7373 | 3.7169 | 3.6875 | 3.643 | 3.582 | 3.4899 | 3.3803 | 3.2546 | 3.1221 | 2.996 | 2.1672 | 1.7064 | 1.5678
Abham_Exeter _Landulph | Exmouth 33kV | East Budleigh | Primary | 11 | 50.6565 | -3.328 | System Transformation | Thermal headroom (MW) | 3.5862 | 3.7069 | 3.6437 | 3.6498 | 3.6517 | 3.6403 | 3.593 | 3.5339 | 3.4563 | 3.3578 | 3.2328 | 3.0815 | 2.8995 | 2.7081 | 2.5127 | 2.2982 | 1.5787 | 1.4282 | 1.5002
Abham_Exeter _Landulph | Exmouth 33kV | East Budleigh | Primary | 11 | 50.6565 | -3.328 | WPD Best View | Thermal headroom (MW) | 3.5862 | 3.7069 | 3.6437 | 3.6498 | 3.6517 | 3.6403 | 3.593 | 3.5339 | 3.4563 | 3.3578 | 3.2328 | 3.0815 | 2.8995 | 2.7081 | 2.5127 | 2.2982 | 1.5787 | 1.4282 | 1.5002
Abham_Exeter _Landulph | Exmouth 33kV | Exmouth Works | Primary | 11 | 50.6232 | -3.4063 | Consumer Transformation | Thermal headroom (MW) | 1.3071 | 1.629 | 1.4102 | 1.2446 | 1.1311 | 0.96754 | 0.63153 | 0.29231 | -0.078089 | -0.47608 | -0.93657 | -1.4802 | -2.1483 | -3.3699 | -4.2807 | -5.2246 | -8.8493 | -10.7004 | -11.0596
Abham_Exeter _Landulph | Exmouth 33kV | Exmouth Works | Primary | 11 | 50.6232 | -3.4063 | Leading the Way | Thermal headroom (MW) | 1.2943 | 1.63 | 1.3824 | 1.2541 | 1.1478 | 0.9334 | 0.56196 | 0.21981 | -0.1792 | -0.62737 | -1.1379 | -1.6877 | -2.8969 | -3.7602 | -4.6047 | -5.3857 | -7.8041 | -8.7859 | -7.6158
Abham_Exeter _Landulph | Exmouth 33kV | Exmouth Works | Primary | 11 | 50.6232 | -3.4063 | Steady Progression | Thermal headroom (MW) | 1.3641 | 1.8658 | 1.8453 | 1.9304 | 1.9532 | 2.0266 | 2.0547 | 2.0914 | 2.0973 | 2.0348 | 1.9433 | 1.8032 | 1.6075 | 1.3936 | 1.1562 | 0.89583 | -1.1351 | -3.4658 | -4.8542
Abham_Exeter _Landulph | Exmouth 33kV | Exmouth Works | Primary | 11 | 50.6232 | -3.4063 | System Transformation | Thermal headroom (MW) | 1.3315 | 1.8078 | 1.7615 | 1.7632 | 1.7896 | 1.7946 | 1.7704 | 1.6977 | 1.5893 | 1.4191 | 1.2058 | 0.91469 | 0.58018 | 0.20222 | -0.5462 | -0.94865 | -3.2611 | -5.3322 | -5.4454
Abham_Exeter _Landulph | Exmouth 33kV | Exmouth Works | Primary | 11 | 50.6232 | -3.4063 | WPD Best View | Thermal headroom (MW) | 1.3302 | 1.8015 | 1.7486 | 1.7425 | 1.7594 | 1.7536 | 1.7135 | 1.6094 | 1.4822 | 1.2969 | 1.0786 | 0.79334 | 0.48385 | 0.15323 | -0.53024 | -0.86758 | -3.3393 | -5.3772 | -5.5046
Abham_Exeter _Landulph | Exmouth 33kV | Newton Poppleford | Primary | 11 | 50.7011 | -3.291 | Consumer Transformation | Thermal headroom (MW) | 3.3269 | 3.4084 | 3.298 | 3.2257 | 3.136 | 3.0316 | 2.87 | 2.7069 | 2.5106 | 2.3166 | 2.1046 | 1.8956 | 1.6632 | 1.46 | 1.288 | 1.1477 | 0.28231 | -0.044946 | 0.010249
Abham_Exeter _Landulph | Exmouth 33kV | Newton Poppleford | Primary | 11 | 50.7011 | -3.291 | Leading the Way | Thermal headroom (MW) | 3.3221 | 3.4096 | 3.3066 | 3.2294 | 3.1392 | 3.0214 | 2.8493 | 2.6733 | 2.4706 | 2.241 | 2.0368 | 1.83 | 1.6302 | 1.4854 | 1.3998 | 1.2177 | 0.56978 | 0.55325 | 0.968
Abham_Exeter _Landulph | Exmouth 33kV | Newton Poppleford | Primary | 11 | 50.7011 | -3.291 | Steady Progression | Thermal headroom (MW) | 3.3486 | 3.5157 | 3.5004 | 3.5181 | 3.5301 | 3.5341 | 3.5254 | 3.5068 | 3.4692 | 3.418 | 3.3517 | 3.2501 | 3.1249 | 2.994 | 2.857 | 2.6994 | 1.8022 | 1.3237 | 1.2025
Abham_Exeter _Landulph | Exmouth 33kV | Newton Poppleford | Primary | 11 | 50.7011 | -3.291 | System Transformation | Thermal headroom (MW) | 3.3376 | 3.4916 | 3.4644 | 3.4647 | 3.4606 | 3.4369 | 3.39 | 3.3278 | 3.2473 | 3.1329 | 2.9958 | 2.8277 | 2.6351 | 2.4285 | 2.2159 | 1.9824 | 1.1523 | 1.0061 | 1.097
Abham_Exeter _Landulph | Exmouth 33kV | Newton Poppleford | Primary | 11 | 50.7011 | -3.291 | WPD Best View | Thermal headroom (MW) | 3.3376 | 3.4916 | 3.4644 | 3.4647 | 3.4606 | 3.4369 | 3.39 | 3.3278 | 3.2473 | 3.1329 | 2.9958 | 2.8277 | 2.6351 | 2.4285 | 2.2159 | 1.9824 | 1.1523 | 1.0061 | 1.097
Abham_Exeter _Landulph | Exmouth 33kV | Withycombe Raleigh | Primary | 11 | 50.6321 | -3.394 | Consumer Transformation | Thermal headroom (MW) | 11.8358 | 11.9579 | 11.5847 | 11.418 | 11.0318 | 10.6645 | 10.0949 | 9.5467 | 9.0335 | 8.509 | 7.5999 | 6.964 | 6.1219 | 5.2582 | 4.3479 | 2.5288 | -1.5218 | -3.1522 | -3.5614
Abham_Exeter _Landulph | Exmouth 33kV | Withycombe Raleigh | Primary | 11 | 50.6321 | -3.394 | Leading the Way | Thermal headroom (MW) | 11.8051 | 11.8289 | 11.513 | 11.3566 | 10.8933 | 10.5273 | 9.9282 | 9.4231 | 8.5538 | 8.0001 | 7.4827 | 7.15 | 6.3443 | 5.635 | 4.5599 | 3.2289 | 0.39059 | -0.20091 | 1.0391
Abham_Exeter _Landulph | Exmouth 33kV | Withycombe Raleigh | Primary | 11 | 50.6321 | -3.394 | Steady Progression | Thermal headroom (MW) | 11.9004 | 12.3642 | 12.316 | 12.3849 | 12.3201 | 12.3569 | 12.4181 | 12.4409 | 12.4598 | 12.4571 | 12.4337 | 12.3567 | 12.2119 | 12.0596 | 11.5344 | 11.1171 | 10.0144 | 8.4298 | 7.3219
Abham_Exeter _Landulph | Exmouth 33kV | Withycombe Raleigh | Primary | 11 | 50.6321 | -3.394 | System Transformation | Thermal headroom (MW) | 11.8585 | 12.2165 | 12.0986 | 12.1655 | 12.0197 | 12.001 | 11.964 | 11.8992 | 11.8078 | 11.6987 | 11.5733 | 11.0081 | 10.7259 | 10.4787 | 10.2386 | 9.6071 | 7.6694 | 5.8533 | 5.6118
Abham_Exeter _Landulph | Exmouth 33kV | Withycombe Raleigh | Primary | 11 | 50.6321 | -3.394 | WPD Best View | Thermal headroom (MW) | 11.8585 | 12.2165 | 12.0986 | 12.1655 | 12.0197 | 12.001 | 11.964 | 11.8992 | 11.8078 | 11.6987 | 11.5733 | 11.0081 | 10.7259 | 10.4787 | 10.2386 | 9.6071 | 7.6694 | 5.8533 | 5.6118
Abham_Exeter _Landulph | Exmouth 33kV | Woodbury | Primary | 11 | 50.6673 | -3.4146 | Consumer Transformation | Thermal headroom (MW) | 0.56301 | 0.76463 | 0.56104 | 0.45761 | 0.32866 | 0.17088 | -0.083147 | -0.34894 | -0.65142 | -0.9814 | -1.3271 | -1.6909 | -2.0426 | -2.9082 | -3.5649 | -4.2139 | -6.7013 | -7.7468 | -7.5635
Abham_Exeter _Landulph | Exmouth 33kV | Woodbury | Primary | 11 | 50.6673 | -3.4146 | Leading the Way | Thermal headroom (MW) | 0.55858 | 0.74501 | 0.5711 | 0.45693 | 0.32393 | 0.13751 | -0.13708 | -0.43078 | -0.77048 | -1.125 | -1.4871 | -1.7959 | -2.6758 | -3.3614 | -4.0366 | -4.6005 | -6.0475 | -6.3401 | -5.3041
Abham_Exeter _Landulph | Exmouth 33kV | Woodbury | Primary | 11 | 50.6673 | -3.4146 | Steady Progression | Thermal headroom (MW) | 0.59856 | 0.9213 | 0.894 | 0.92281 | 0.95363 | 0.97097 | 0.97215 | 0.95387 | 0.90178 | 0.82323 | 0.71825 | 0.54174 | 0.35314 | 0.13401 | -0.086605 | -0.35265 | -2.2572 | -3.7788 | -4.6274
Abham_Exeter _Landulph | Exmouth 33kV | Woodbury | Primary | 11 | 50.6673 | -3.4146 | System Transformation | Thermal headroom (MW) | 0.57877 | 0.88921 | 0.81804 | 0.83438 | 0.83585 | 0.81806 | 0.75295 | 0.65267 | 0.51084 | 0.34429 | 0.12524 | -0.14892 | -0.46556 | -0.82075 | -1.5334 | -1.8813 | -3.7638 | -5.2438 | -5.0819
Abham_Exeter _Landulph | Exmouth 33kV | Woodbury | Primary | 11 | 50.6673 | -3.4146 | WPD Best View | Thermal headroom (MW) | 0.58141 | 0.89122 | 0.82338 | 0.84183 | 0.84791 | 0.83439 | 0.77991 | 0.69166 | 0.55892 | 0.40649 | 0.20447 | -0.045366 | -0.34216 | -0.67477 | -1.3666 | -1.6894 | -3.6418 | -5.1862 | -5.0531
Abham_Exeter _Landulph | Landulph 33kV | Landulph 33kV | Bulk Supply Point | 33 | 50.4444 | -4.2418 | Consumer Transformation | Thermal headroom (MW) | 15.187 | 15.4229 | 13.6174 | 12.386 | 11.0009 | 9.1704 | 6.7311 | 4.3582 | 1.7338 | -1.109 | -5.2329 | -8.284 | -11.6813 | -15.8795 | -19.6634 | -24.6957 | -39.761 | -44.3785 | -44.414
Abham_Exeter _Landulph | Landulph 33kV | Landulph 33kV | Bulk Supply Point | 33 | 50.4444 | -4.2418 | Leading the Way | Thermal headroom (MW) | 15.0034 | 15.0679 | 13.5533 | 12.248 | 10.7896 | 8.8361 | 6.2299 | 3.7655 | -0.43357 | -3.5648 | -6.5845 | -9.5738 | -13.8006 | -17.5425 | -22.4555 | -25.6359 | -35.7785 | -36.0876 | -30.5794
Abham_Exeter _Landulph | Landulph 33kV | Landulph 33kV | Bulk Supply Point | 33 | 50.4444 | -4.2418 | Steady Progression | Thermal headroom (MW) | 15.6166 | 17.1379 | 16.8406 | 16.7368 | 16.7072 | 16.6527 | 16.5133 | 16.2304 | 15.7187 | 15.0499 | 14.3533 | 13.1765 | 11.9151 | 10.4744 | 7.6914 | 6.104 | -5.2966 | -18.7954 | -25.1389
Abham_Exeter _Landulph | Landulph 33kV | Landulph 33kV | Bulk Supply Point | 33 | 50.4444 | -4.2418 | System Transformation | Thermal headroom (MW) | 15.2809 | 16.5731 | 15.873 | 15.6642 | 15.3429 | 14.9584 | 14.087 | 13.1226 | 11.9087 | 10.5018 | 8.9838 | 5.8449 | 3.7495 | 1.5044 | -1.5497 | -4.0619 | -20.0396 | -28.9568 | -29.8461
Abham_Exeter _Landulph | Landulph 33kV | Landulph 33kV | Bulk Supply Point | 33 | 50.4444 | -4.2418 | WPD Best View | Thermal headroom (MW) | 15.0331 | 15.2107 | 13.8113 | 12.6834 | 11.4464 | 9.672 | 7.1499 | 4.85 | 1.1124 | -1.8545 | -4.78 | -8.0985 | -12.3102 | -16.0432 | -20.7179 | -24.0655 | -35.1028 | -36.6771 | -32.0171
Abham_Exeter _Landulph | Landulph 33kV | Callington | Primary | 11 | 50.504 | -4.3197 | Consumer Transformation | Thermal headroom (MW) | -0.22714 | 0.085132 | -0.28751 | -0.46188 | -0.64912 | -0.85741 | -1.1657 | -1.4463 | -1.7565 | -2.0905 | -2.4374 | -2.7796 | -3.5011 | -4.2949 | -5.1293 | -5.9277 | -8.7054 | -9.302 | -8.8055
Abham_Exeter _Landulph | Landulph 33kV | Callington | Primary | 11 | 50.504 | -4.3197 | Leading the Way | Thermal headroom (MW) | -0.25144 | 0.029988 | -0.30749 | -0.46918 | -0.65368 | -0.87503 | -1.2057 | -1.4863 | -1.805 | -2.1564 | -2.5089 | -3.0819 | -3.9167 | -4.8082 | -5.6287 | -6.337 | -7.8719 | -7.5189 | -6.1037
Abham_Exeter _Landulph | Landulph 33kV | Callington | Primary | 11 | 50.504 | -4.3197 | Steady Progression | Thermal headroom (MW) | -0.13781 | 0.44101 | 0.38438 | 0.46203 | 0.56257 | 0.65245 | 0.72192 | 0.78076 | 0.79753 | 0.79857 | 0.77065 | 0.64533 | 0.50481 | 0.319 | 0.1379 | -0.070872 | -1.6704 | -4.5981 | -5.527
Abham_Exeter _Landulph | Landulph 33kV | Callington | Primary | 11 | 50.504 | -4.3197 | System Transformation | Thermal headroom (MW) | -0.19986 | 0.32969 | 0.19266 | 0.24298 | 0.28698 | 0.32791 | 0.25984 | 0.179 | 0.067956 | -0.076481 | -0.25838 | -0.50876 | -0.79639 | -1.1587 | -1.4772 | -1.7993 | -4.7127 | -6.2363 | -5.9918
Abham_Exeter _Landulph | Landulph 33kV | Callington | Primary | 11 | 50.504 | -4.3197 | WPD Best View | Thermal headroom (MW) | -0.25033 | 0.036233 | -0.29386 | -0.43908 | -0.6035 | -0.80518 | -1.1134 | -1.3707 | -1.6635 | -1.9943 | -2.3419 | -2.9813 | -3.7932 | -4.6655 | -5.4712 | -6.1697 | -7.7873 | -7.5217 | -6.1524
Abham_Exeter _Landulph | Landulph 33kV | Gunnislake | Primary | 11 | 50.5195 | -4.2257 | Consumer Transformation | Thermal headroom (MW) | -0.53001 | -0.50608 | -0.82412 | -1.0435 | -1.2774 | -1.5244 | -1.8332 | -2.1282 | -2.4523 | -2.7855 | -3.4988 | -3.8141 | -4.071 | -4.3282 | -4.8518 | -5.6973 | -7.8397 | -8.1851 | -8.205
Abham_Exeter _Landulph | Landulph 33kV | Gunnislake | Primary | 11 | 50.5195 | -4.2257 | Leading the Way | Thermal headroom (MW) | -0.55946 | -0.55703 | -0.83755 | -1.0575 | -1.284 | -1.5523 | -1.8733 | -2.1906 | -2.8821 | -3.2444 | -3.5925 | -3.8386 | -4.0998 | -4.6947 | -5.5911 | -6.0422 | -7.4656 | -7.2004 | -6.4175
Abham_Exeter _Landulph | Landulph 33kV | Gunnislake | Primary | 11 | 50.5195 | -4.2257 | Steady Progression | Thermal headroom (MW) | -0.44543 | -0.1758 | -0.20748 | -0.18027 | -0.16086 | -0.14088 | -0.14375 | -0.15788 | -0.207 | -0.28877 | -0.37212 | -0.53765 | -0.74203 | -0.95017 | -1.551 | -1.7874 | -3.2456 | -4.9267 | -5.8661
Abham_Exeter _Landulph | Landulph 33kV | Gunnislake | Primary | 11 | 50.5195 | -4.2257 | System Transformation | Thermal headroom (MW) | -0.50366 | -0.28541 | -0.37805 | -0.38978 | -0.41775 | -0.4737 | -0.60326 | -0.73517 | -0.90176 | -1.111 | -1.3484 | -2.0028 | -2.3353 | -2.6945 | -3.0511 | -3.3917 | -5.4687 | -6.737 | -7.0188
Abham_Exeter _Landulph | Landulph 33kV | Gunnislake | Primary | 11 | 50.5195 | -4.2257 | WPD Best View | Thermal headroom (MW) | -0.55836 | -0.55078 | -0.81918 | -1.023 | -1.2338 | -1.4824 | -1.781 | -2.075 | -2.7406 | -3.0824 | -3.4255 | -3.6921 | -3.9763 | -4.552 | -5.4336 | -5.8749 | -7.3811 | -7.2032 | -6.4661
Abham_Exeter _Landulph | Landulph 33kV | Lifton | Primary | 11 | 50.643 | -4.2706 | Consumer Transformation | Thermal headroom (MW) | 4.3341 | 4.5251 | 4.3224 | 4.1715 | 3.989 | 3.7808 | 3.5456 | 3.3091 | 3.0596 | 2.7902 | 2.167 | 1.933 | 1.7554 | 1.5414 | 1.3982 | 0.90306 | -0.4072 | -0.46094 | -0.46392
Abham_Exeter _Landulph | Landulph 33kV | Lifton | Primary | 11 | 50.643 | -4.2706 | Leading the Way | Thermal headroom (MW) | 4.3235 | 4.504 | 4.3244 | 4.1455 | 3.9431 | 3.7137 | 3.4566 | 3.1973 | 2.558 | 2.2647 | 1.9998 | 1.812 | 1.6076 | 1.4688 | 1.0422 | 1.0289 | -0.43524 | -0.014206 | 0.69776
Abham_Exeter _Landulph | Landulph 33kV | Lifton | Primary | 11 | 50.643 | -4.2706 | Steady Progression | Thermal headroom (MW) | 4.392 | 4.7284 | 4.7141 | 4.7383 | 4.7418 | 4.7533 | 4.7566 | 4.738 | 4.6926 | 4.6188 | 4.5317 | 4.3795 | 4.2116 | 4.0053 | 3.4412 | 3.2038 | 1.5036 | 0.050528 | -0.53402
Abham_Exeter _Landulph | Landulph 33kV | Lifton | Primary | 11 | 50.643 | -4.2706 | System Transformation | Thermal headroom (MW) | 4.3555 | 4.6662 | 4.6088 | 4.5949 | 4.5446 | 4.5128 | 4.4009 | 4.2831 | 4.1353 | 3.9627 | 3.7364 | 3.1166 | 2.8104 | 2.4865 | 2.1626 | 1.8598 | -0.5028 | -1.088 | -1.1853
Abham_Exeter _Landulph | Landulph 33kV | Lifton | Primary | 11 | 50.643 | -4.2706 | WPD Best View | Thermal headroom (MW) | 4.357 | 4.662 | 4.5958 | 4.5679 | 4.5065 | 4.4592 | 4.3357 | 4.2065 | 4.0419 | 3.8628 | 3.6486 | 3.0736 | 2.8301 | 2.6043 | 2.3951 | 2.133 | -0.0043468 | -0.67817 | -0.73907
Abham_Exeter _Landulph | Landulph 33kV | Saltash Dunheved Rd | Primary | 11 | 50.408 | -4.2178 | Consumer Transformation | Thermal headroom (MW) | 9.391 | 9.6557 | 9.4521 | 9.3521 | 9.2375 | 9.1039 | 8.7646 | 8.4462 | 8.098 | 7.7092 | 6.9579 | 6.4915 | 6.0792 | 5.7052 | 5.0309 | 3.912 | 0.7036 | -0.53082 | -1.1541
Abham_Exeter _Landulph | Landulph 33kV | Saltash Dunheved Rd | Primary | 11 | 50.408 | -4.2178 | Leading the Way | Thermal headroom (MW) | 9.3795 | 9.6571 | 9.4798 | 9.3828 | 9.2829 | 9.1125 | 8.7508 | 8.4195 | 7.6868 | 7.2632 | 6.8472 | 6.4974 | 6.1989 | 5.5913 | 4.5739 | 3.9867 | 1.7812 | 1.2191 | 2.0557
Abham_Exeter _Landulph | Landulph 33kV | Saltash Dunheved Rd | Primary | 11 | 50.408 | -4.2178 | Steady Progression | Thermal headroom (MW) | 9.4343 | 9.8668 | 9.8447 | 9.9236 | 9.9923 | 10.0532 | 10.1105 | 10.1476 | 10.1434 | 10.111 | 10.0296 | 9.8946 | 9.7456 | 9.571 | 9.0143 | 8.8062 | 7.4653 | 5.9216 | 5.2495
Abham_Exeter _Landulph | Landulph 33kV | Saltash Dunheved Rd | Primary | 11 | 50.408 | -4.2178 | System Transformation | Thermal headroom (MW) | 9.4076 | 9.8268 | 9.7848 | 9.8436 | 9.8915 | 9.9199 | 9.9017 | 9.8631 | 9.766 | 9.6188 | 9.447 | 8.8633 | 8.6016 | 8.3049 | 7.9862 | 7.6807 | 5.6011 | 4.62 | 4.2255
Abham_Exeter _Landulph | Landulph 33kV | Saltash Dunheved Rd | Primary | 11 | 50.408 | -4.2178 | WPD Best View | Thermal headroom (MW) | 9.3793 | 9.657 | 9.4805 | 9.3876 | 9.2898 | 9.1268 | 8.772 | 8.4467 | 7.7212 | 7.3031 | 6.8871 | 6.5226 | 6.2301 | 5.6363 | 4.6246 | 4.0394 | 1.7876 | 1.1712 | 1.9477
Abham_Exeter _Landulph | Landulph 33kV | Saltash Whity Cross | Primary | 11 | 50.4222 | -4.2614 | Consumer Transformation | Thermal headroom (MW) | 3.9005 | 3.72 | 3.3988 | 3.1031 | 2.783 | 2.2935 | 1.7035 | 1.1291 | 0.48517 | -0.22226 | -0.89943 | -1.6513 | -2.4496 | -3.569 | -4.3222 | -5.0522 | -7.5495 | -8.4795 | -8.1349
Abham_Exeter _Landulph | Landulph 33kV | Saltash Whity Cross | Primary | 11 | 50.4222 | -4.2614 | Leading the Way | Thermal headroom (MW) | 3.8476 | 3.6737 | 3.3673 | 3.0456 | 2.6963 | 2.1852 | 1.5688 | 0.9729 | 0.24053 | -0.5427 | -1.2796 | -1.9885 | -3.1463 | -3.8823 | -4.6088 | -5.2735 | -6.7704 | -6.8832 | -5.8989
Abham_Exeter _Landulph | Landulph 33kV | Saltash Whity Cross | Primary | 11 | 50.4222 | -4.2614 | Steady Progression | Thermal headroom (MW) | 3.9885 | 4.0552 | 3.9724 | 3.9124 | 3.8384 | 3.7502 | 3.6448 | 3.5035 | 3.3246 | 3.1167 | 2.9224 | 2.6479 | 2.3619 | 2.039 | 1.7139 | 1.378 | -1.219 | -3.9634 | -5.3104
Abham_Exeter _Landulph | Landulph 33kV | Saltash Whity Cross | Primary | 11 | 50.4222 | -4.2614 | System Transformation | Thermal headroom (MW) | 3.9088 | 3.9313 | 3.805 | 3.6822 | 3.5462 | 3.3907 | 3.1391 | 2.8633 | 2.532 | 2.1868 | 1.8515 | 1.4471 | 0.99858 | 0.54397 | -0.26279 | -0.84881 | -3.8491 | -5.7357 | -5.7042
Abham_Exeter _Landulph | Landulph 33kV | Saltash Whity Cross | Primary | 11 | 50.4222 | -4.2614 | WPD Best View | Thermal headroom (MW) | 3.8479 | 3.6754 | 3.3717 | 3.0618 | 2.7465 | 2.2341 | 1.5916 | 1.0046 | 0.2847 | -0.48238 | -1.1999 | -1.8879 | -3.0228 | -3.7397 | -4.4514 | -5.1063 | -6.6858 | -6.886 | -5.9476
Abham_Exeter _Landulph | Landulph 33kV | Torpoint Town | Primary | 11 | 50.3765 | -4.215 | Consumer Transformation | Thermal headroom (MW) | 2.0623 | 2.1987 | 1.9622 | 1.9096 | 1.8227 | 1.7434 | 1.5704 | 1.3904 | 1.1961 | 0.99644 | 0.4047 | 0.12628 | -0.31481 | -0.75984 | -1.246 | -2.1031 | -4.3972 | -5.2158 | -5.7589
Abham_Exeter _Landulph | Landulph 33kV | Torpoint Town | Primary | 11 | 50.3765 | -4.215 | Leading the Way | Thermal headroom (MW) | 2.0588 | 2.0679 | 1.9722 | 1.9222 | 1.8305 | 1.7469 | 1.5319 | 1.3577 | 0.78506 | 0.55829 | 0.29931 | -0.069952 | -0.49234 | -0.93999 | -1.7595 | -2.1572 | -3.7838 | -4.1427 | -3.5759
Abham_Exeter _Landulph | Landulph 33kV | Torpoint Town | Primary | 11 | 50.3765 | -4.215 | Steady Progression | Thermal headroom (MW) | 2.0851 | 2.3255 | 2.3082 | 2.2293 | 2.2563 | 2.293 | 2.3257 | 2.3479 | 2.3374 | 2.3186 | 2.2981 | 2.2093 | 2.1264 | 2.0274 | 1.5653 | 1.4396 | 0.66903 | -0.934 | -1.7309
Abham_Exeter _Landulph | Landulph 33kV | Torpoint Town | Primary | 11 | 50.3765 | -4.215 | System Transformation | Thermal headroom (MW) | 2.0701 | 2.2892 | 2.1401 | 2.1743 | 2.1864 | 2.2047 | 2.1845 | 2.1562 | 2.1198 | 2.0395 | 1.9333 | 1.4509 | 1.3033 | 1.1235 | 0.95402 | 0.77013 | -1.1834 | -2.4153 | -2.8168
Abham_Exeter _Landulph | Landulph 33kV | Torpoint Town | Primary | 11 | 50.3765 | -4.215 | WPD Best View | Thermal headroom (MW) | 2.0588 | 2.0679 | 1.9722 | 1.9222 | 1.8305 | 1.7469 | 1.5319 | 1.3577 | 0.78506 | 0.55829 | 0.29931 | -0.069952 | -0.49234 | -0.93999 | -1.7595 | -2.1572 | -3.7838 | -4.1427 | -3.5759
Abham_Exeter _Landulph | Milehouse 33kV | Milehouse 33kV | Bulk Supply Point | 33 | 50.3835 | -4.1581 | Consumer Transformation | Thermal headroom (MW) | 43.1463 | 44.0209 | 42.422 | 41.6471 | 40.8964 | 40.0025 | 38.1903 | 36.565 | 34.2522 | 32.2454 | 29.3903 | 26.5999 | 23.9713 | 20.838 | 18.1774 | 13.665 | -2.9172 | -10.4485 | -13.7623
Abham_Exeter _Landulph | Milehouse 33kV | Milehouse 33kV | Bulk Supply Point | 33 | 50.3835 | -4.1581 | Leading the Way | Thermal headroom (MW) | 43.0187 | 43.5498 | 41.9276 | 41.4089 | 40.6253 | 39.6765 | 37.3883 | 35.7951 | 33.1731 | 30.9786 | 28.5998 | 26.1397 | 24.1684 | 21.7211 | 17.8551 | 15.0466 | 4.0389 | -0.42252 | 3.5382
Abham_Exeter _Landulph | Milehouse 33kV | Milehouse 33kV | Bulk Supply Point | 33 | 50.3835 | -4.1581 | Steady Progression | Thermal headroom (MW) | 43.4296 | 45.6186 | 45.3293 | 45.728 | 45.911 | 46.2377 | 46.6276 | 46.9738 | 47.2137 | 47.3719 | 47.3276 | 46.9329 | 46.0761 | 45.3553 | 44.0171 | 43.2613 | 37.3882 | 29.9415 | 26.8627
Abham_Exeter _Landulph | Milehouse 33kV | Milehouse 33kV | Bulk Supply Point | 33 | 50.3835 | -4.1581 | System Transformation | Thermal headroom (MW) | 43.2376 | 45.0982 | 44.5081 | 44.7133 | 44.8678 | 45.0982 | 45.1882 | 45.2181 | 45.0865 | 44.3816 | 43.776 | 42.2497 | 41.208 | 39.9329 | 38.2869 | 36.9695 | 28.5468 | 23.9562 | 23.182
Abham_Exeter _Landulph | Milehouse 33kV | Milehouse 33kV | Bulk Supply Point | 33 | 50.3835 | -4.1581 | WPD Best View | Thermal headroom (MW) | 43.1463 | 44.0209 | 42.422 | 41.6471 | 40.8964 | 40.0025 | 38.1903 | 36.565 | 34.2522 | 32.2454 | 29.3903 | 26.5999 | 23.9713 | 20.8303 | 18.0102 | 13.665 | -2.9172 | -10.4485 | -13.7623
Abham_Exeter _Landulph | Milehouse 33kV | Alma Road | Primary | 11 | 50.3834 | -4.1545 | Consumer Transformation | Thermal headroom (MW) | 6.7131 | 7.092 | 6.7995 | 6.6976 | 6.6047 | 6.4075 | 6.0594 | 5.7423 | 5.0117 | 4.6558 | 4.2265 | 3.6646 | 3.1731 | 2.3163 | 1.9088 | 1.0587 | -3.1814 | -5.3998 | -6.4595
Abham_Exeter _Landulph | Milehouse 33kV | Alma Road | Primary | 11 | 50.3834 | -4.1545 | Leading the Way | Thermal headroom (MW) | 6.6934 | 7.0335 | 6.8047 | 6.7064 | 6.6129 | 6.4078 | 5.6961 | 5.334 | 4.9754 | 4.5853 | 4.114 | 3.4049 | 3.1053 | 2.7978 | 1.8511 | 1.2034 | -1.5612 | -3.1293 | -2.2806
Abham_Exeter _Landulph | Milehouse 33kV | Alma Road | Primary | 11 | 50.3834 | -4.1545 | Steady Progression | Thermal headroom (MW) | 6.7578 | 7.353 | 7.3143 | 7.3837 | 7.4947 | 7.5883 | 7.6693 | 7.7603 | 7.8295 | 7.867 | 7.8716 | 7.7911 | 7.3387 | 7.197 | 7.0643 | 6.9045 | 5.5378 | 3.8414 | 3.175
Abham_Exeter _Landulph | Milehouse 33kV | Alma Road | Primary | 11 | 50.3834 | -4.1545 | System Transformation | Thermal headroom (MW) | 6.7313 | 7.3015 | 7.1899 | 7.2701 | 7.3421 | 7.4062 | 7.4477 | 7.4702 | 7.4646 | 7.0452 | 6.9349 | 6.7649 | 6.5714 | 6.3123 | 5.7036 | 5.4602 | 3.3836 | 2.3931 | 2.1077
Abham_Exeter _Landulph | Milehouse 33kV | Alma Road | Primary | 11 | 50.3834 | -4.1545 | WPD Best View | Thermal headroom (MW) | 6.7131 | 7.092 | 6.7995 | 6.6976 | 6.6047 | 6.4075 | 6.0594 | 5.7423 | 5.0117 | 4.6558 | 4.2265 | 3.6646 | 3.1731 | 2.3163 | 1.886 | 1.0587 | -3.1814 | -5.3998 | -6.4595
Abham_Exeter _Landulph | Milehouse 33kV | Newport Street | Primary | 11 | 50.368 | -4.1644 | Consumer Transformation | Thermal headroom (MW) | 5.5063 | 5.7183 | 5.4279 | 5.1806 | 4.9677 | 4.8083 | 4.4988 | 4.2419 | 3.8455 | 3.3741 | 2.9015 | 2.3094 | 1.6539 | 1.0329 | 0.43843 | -0.18518 | -2.3268 | -2.9522 | -2.8348
Abham_Exeter _Landulph | Milehouse 33kV | Newport Street | Primary | 11 | 50.368 | -4.1644 | Leading the Way | Thermal headroom (MW) | 5.4911 | 5.6368 | 5.2624 | 5.1761 | 4.9342 | 4.732 | 4.4099 | 4.1519 | 3.7334 | 3.2042 | 2.6602 | 2.0922 | 1.5005 | 0.89474 | 0.38859 | -0.061825 | -1.3353 | -1.3474 | -0.45708
Abham_Exeter _Landulph | Milehouse 33kV | Newport Street | Primary | 11 | 50.368 | -4.1644 | Steady Progression | Thermal headroom (MW) | 5.564 | 6.016 | 5.9914 | 6.0563 | 5.9585 | 6.004 | 6.0941 | 6.1788 | 6.1996 | 6.2322 | 6.2193 | 6.1585 | 6.0961 | 5.957 | 5.8427 | 5.7265 | 4.5249 | 3.133 | 2.7195
Abham_Exeter _Landulph | Milehouse 33kV | Newport Street | Primary | 11 | 50.368 | -4.1644 | System Transformation | Thermal headroom (MW) | 5.5287 | 5.935 | 5.8308 | 5.7732 | 5.7446 | 5.7942 | 5.802 | 5.8024 | 5.7737 | 5.6976 | 5.5766 | 5.4223 | 5.201 | 4.9711 | 4.7355 | 4.4293 | 2.9061 | 2.1135 | 2.254
Abham_Exeter _Landulph | Milehouse 33kV | Newport Street | Primary | 11 | 50.368 | -4.1644 | WPD Best View | Thermal headroom (MW) | 5.5063 | 5.7183 | 5.4279 | 5.1806 | 4.9677 | 4.8083 | 4.4988 | 4.2419 | 3.8455 | 3.3741 | 2.9015 | 2.3094 | 1.6539 | 1.0329 | 0.43843 | -0.18518 | -2.3268 | -2.9522 | -2.8348
Abham_Exeter _Landulph | Milehouse 33kV | St Levan Road | Primary | 11 | 50.3839 | -4.1715 | Consumer Transformation | Thermal headroom (MW) | 11.023 | 10.9852 | 10.7947 | 10.7327 | 10.6622 | 10.5294 | 10.2965 | 10.0708 | 9.8214 | 9.5786 | 8.9099 | 8.5401 | 8.2172 | 7.8044 | 7.3513 | 6.3805 | 3.4855 | 2.1444 | 1.1888
Abham_Exeter _Landulph | Milehouse 33kV | St Levan Road | Primary | 11 | 50.3839 | -4.1715 | Leading the Way | Thermal headroom (MW) | 11.0027 | 10.8682 | 10.6749 | 10.6123 | 10.5322 | 10.404 | 10.1302 | 9.913 | 9.3025 | 9.0106 | 8.6675 | 8.3736 | 8.1015 | 7.5422 | 6.6805 | 6.1995 | 4.1218 | 3.2888 | 3.8227
Abham_Exeter _Landulph | Milehouse 33kV | St Levan Road | Primary | 11 | 50.3839 | -4.1715 | Steady Progression | Thermal headroom (MW) | 11.066 | 11.2362 | 11.1877 | 11.2557 | 11.3034 | 11.3293 | 11.3672 | 11.3933 | 11.4166 | 11.4168 | 11.3813 | 11.2873 | 11.178 | 11.0321 | 10.5418 | 10.3872 | 9.4087 | 7.8921 | 7.0659
Abham_Exeter _Landulph | Milehouse 33kV | St Levan Road | Primary | 11 | 50.3839 | -4.1715 | System Transformation | Thermal headroom (MW) | 11.0371 | 11.1075 | 11.0404 | 11.0936 | 11.1181 | 11.1221 | 11.112 | 11.0913 | 11.042 | 10.9744 | 10.8446 | 10.3145 | 10.1169 | 9.8625 | 9.6277 | 9.3877 | 7.6274 | 6.6448 | 6.2296
Abham_Exeter _Landulph | Milehouse 33kV | St Levan Road | Primary | 11 | 50.3839 | -4.1715 | WPD Best View | Thermal headroom (MW) | 11.023 | 10.9852 | 10.7947 | 10.7327 | 10.6622 | 10.5294 | 10.2965 | 10.0708 | 9.8214 | 9.5786 | 8.9099 | 8.5401 | 8.2172 | 7.8044 | 7.3513 | 6.3805 | 3.4855 | 2.1444 | 1.1888
Abham_Exeter _Landulph | Milehouse 33kV | Weston Mill | Primary | 11 | 50.4024 | -4.1713 | Consumer Transformation | Thermal headroom (MW) | 4.9859 | 5.167 | 4.7707 | 4.6133 | 4.4427 | 4.285 | 3.8539 | 3.4741 | 3.0995 | 2.7112 | 2.3544 | 1.8511 | 1.4111 | 0.98848 | 0.57759 | -0.095864 | -2.759 | -4.0483 | -4.427
Abham_Exeter _Landulph | Milehouse 33kV | Weston Mill | Primary | 11 | 50.4024 | -4.1713 | Leading the Way | Thermal headroom (MW) | 4.9502 | 5.111 | 4.7356 | 4.6027 | 4.452 | 4.2973 | 3.8826 | 3.5547 | 3.175 | 2.804 | 2.4504 | 2.1906 | 1.9514 | 1.786 | 1.409 | 0.97697 | -0.76295 | -1.6334 | -1.0285
Abham_Exeter _Landulph | Milehouse 33kV | Weston Mill | Primary | 11 | 50.4024 | -4.1713 | Steady Progression | Thermal headroom (MW) | 5.0422 | 5.4934 | 5.4004 | 5.4803 | 5.5604 | 5.6463 | 5.7266 | 5.788 | 5.8577 | 5.9127 | 5.94 | 5.9062 | 5.8575 | 5.7834 | 5.7021 | 5.6049 | 4.947 | 4.3445 | 4.1845
Abham_Exeter _Landulph | Milehouse 33kV | Weston Mill | Primary | 11 | 50.4024 | -4.1713 | System Transformation | Thermal headroom (MW) | 4.9965 | 5.41 | 5.259 | 5.3319 | 5.3841 | 5.4486 | 5.4889 | 5.5223 | 5.5282 | 5.5219 | 5.4671 | 5.3733 | 5.2587 | 5.1122 | 4.9555 | 4.8227 | 4.2871 | 3.8688 | 3.9728
Abham_Exeter _Landulph | Milehouse 33kV | Weston Mill | Primary | 11 | 50.4024 | -4.1713 | WPD Best View | Thermal headroom (MW) | 4.9859 | 5.167 | 4.7707 | 4.6133 | 4.4427 | 4.285 | 3.8539 | 3.4741 | 3.0995 | 2.7112 | 2.3544 | 1.8511 | 1.4111 | 0.98252 | 0.46827 | -0.095864 | -2.759 | -4.0483 | -4.427
Abham_Exeter _Landulph | Newton Abbot 33kV | Newton Abbot 33kV | Bulk Supply Point | 33 | 50.5315 | -3.5952 | Consumer Transformation | Thermal headroom (MW) | 16.564 | 18.0882 | 14.9682 | 13.3278 | 11.5946 | 9.2337 | 5.6174 | 2.3299 | -1.1304 | -4.6649 | -9.5486 | -13.4252 | -17.1347 | -21.4863 | -25.0331 | -30.538 | -48.4188 | -53.7927 | -53.0906
Abham_Exeter _Landulph | Newton Abbot 33kV | Newton Abbot 33kV | Bulk Supply Point | 33 | 50.5315 | -3.5952 | Leading the Way | Thermal headroom (MW) | 16.3647 | 17.5622 | 14.5095 | 12.9467 | 11.1481 | 8.6384 | 4.8015 | 1.4933 | -3.2097 | -6.9837 | -10.5682 | -13.4326 | -17.0261 | -19.7325 | -24.06 | -26.7897 | -38.0664 | -39.1055 | -31.7418
Abham_Exeter _Landulph | Newton Abbot 33kV | Newton Abbot 33kV | Bulk Supply Point | 33 | 50.5315 | -3.5952 | Steady Progression | Thermal headroom (MW) | 17.1021 | 20.7875 | 20.0647 | 20.431 | 20.7138 | 21.065 | 21.3047 | 21.4152 | 21.2561 | 20.8736 | 20.2285 | 19.0447 | 17.9018 | 16.5699 | 13.8283 | 12.2405 | 2.6017 | -7.5892 | -12.7031
Abham_Exeter _Landulph | Newton Abbot 33kV | Newton Abbot 33kV | Bulk Supply Point | 33 | 50.5315 | -3.5952 | System Transformation | Thermal headroom (MW) | 16.7509 | 19.9503 | 18.5751 | 18.6346 | 18.5841 | 18.383 | 17.654 | 16.94 | 15.8337 | 14.3481 | 12.5941 | 9.2923 | 7.1312 | 4.7381 | 1.7843 | -0.39451 | -11.7807 | -18.4088 | -17.6326
Abham_Exeter _Landulph | Newton Abbot 33kV | Newton Abbot 33kV | Bulk Supply Point | 33 | 50.5315 | -3.5952 | WPD Best View | Thermal headroom (MW) | 16.5658 | 18.0968 | 14.9858 | 13.3559 | 11.645 | 9.3024 | 5.7051 | 2.4388 | -0.99873 | -4.5151 | -9.3758 | -13.2793 | -17.0022 | -21.3961 | -24.9958 | -30.3805 | -48.3092 | -53.7282 | -53.0068
Abham_Exeter _Landulph | Newton Abbot 33kV | Bovey Tracey | Primary | 11 | 50.5921 | -3.6801 | Consumer Transformation | Thermal headroom (MW) | 2.1733 | 2.3086 | 2.0618 | 1.8748 | 1.6655 | 1.4503 | 1.1107 | 0.71549 | 0.31798 | -0.029888 | -0.35201 | -0.68591 | -0.95616 | -1.5622 | -1.7305 | -1.9046 | -3.2564 | -3.8206 | -3.4943
Abham_Exeter _Landulph | Newton Abbot 33kV | Bovey Tracey | Primary | 11 | 50.5921 | -3.6801 | Leading the Way | Thermal headroom (MW) | 2.162 | 2.2982 | 2.0579 | 1.8648 | 1.6456 | 1.3838 | 1.0138 | 0.59572 | 0.18341 | -0.1751 | -0.47233 | -0.65455 | -1.1568 | -1.272 | -1.3311 | -1.4001 | -2.301 | -2.5166 | -1.8943
Abham_Exeter _Landulph | Newton Abbot 33kV | Bovey Tracey | Primary | 11 | 50.5921 | -3.6801 | Steady Progression | Thermal headroom (MW) | 2.2186 | 2.5359 | 2.4933 | 2.5148 | 2.5178 | 2.5136 | 2.5138 | 2.4764 | 2.4055 | 2.3473 | 2.2619 | 2.1106 | 1.9635 | 1.7981 | 1.6073 | 1.4148 | -0.066284 | -0.69266 | -1.1686
Abham_Exeter _Landulph | Newton Abbot 33kV | Bovey Tracey | Primary | 11 | 50.5921 | -3.6801 | System Transformation | Thermal headroom (MW) | 2.1905 | 2.4788 | 2.3965 | 2.37 | 2.3233 | 2.2706 | 2.1741 | 2.0396 | 1.8793 | 1.7041 | 1.5234 | 1.2987 | 1.0407 | 0.76696 | 0.14074 | -0.085698 | -1.1637 | -1.6466 | -1.3867
Abham_Exeter _Landulph | Newton Abbot 33kV | Bovey Tracey | Primary | 11 | 50.5921 | -3.6801 | WPD Best View | Thermal headroom (MW) | 2.1733 | 2.3086 | 2.0618 | 1.8748 | 1.6655 | 1.4503 | 1.1107 | 0.71549 | 0.31798 | -0.029888 | -0.35201 | -0.68591 | -0.95616 | -1.5622 | -1.7305 | -1.9046 | -3.2564 | -3.8206 | -3.4943
Abham_Exeter _Landulph | Newton Abbot 33kV | Bradley Lane | Primary | 11 | 50.5292 | -3.6185 | Consumer Transformation | Thermal headroom (MW) | 2.3003 | 2.5059 | 1.6999 | 1.3999 | 1.0049 | 0.21091 | -0.84198 | -1.7748 | -2.7289 | -3.8448 | -5.3146 | -6.4999 | -7.785 | -8.8378 | -9.9492 | -11.3659 | -14.907 | -15.3557 | -14.8348
Abham_Exeter _Landulph | Newton Abbot 33kV | Bradley Lane | Primary | 11 | 50.5292 | -3.6185 | Leading the Way | Thermal headroom (MW) | 2.2435 | 2.3469 | 1.4683 | 1.1802 | 0.73254 | -0.087581 | -1.1858 | -2.1163 | -3.4137 | -4.614 | -5.7291 | -6.9148 | -7.8054 | -8.6207 | -9.7222 | -10.2648 | -12.0433 | -11.6758 | -10.0322
Abham_Exeter _Landulph | Newton Abbot 33kV | Bradley Lane | Primary | 11 | 50.5292 | -3.6185 | Steady Progression | Thermal headroom (MW) | 2.4146 | 3.0618 | 2.7487 | 2.8327 | 2.8189 | 2.8028 | 2.7661 | 2.7085 | 2.6283 | 2.3994 | 2.1031 | 1.7722 | 1.5414 | 1.2887 | 0.6537 | 0.34816 | -0.93487 | -2.361 | -3.3484
Abham_Exeter _Landulph | Newton Abbot 33kV | Bradley Lane | Primary | 11 | 50.5292 | -3.6185 | System Transformation | Thermal headroom (MW) | 2.3333 | 2.8568 | 2.3744 | 2.3897 | 2.3098 | 2.1857 | 1.9373 | 1.716 | 1.4389 | 0.94029 | 0.3944 | -0.53802 | -0.92835 | -1.3147 | -1.7024 | -2.0423 | -3.6027 | -5.03 | -4.8944
Abham_Exeter _Landulph | Newton Abbot 33kV | Bradley Lane | Primary | 11 | 50.5292 | -3.6185 | WPD Best View | Thermal headroom (MW) | 2.3003 | 2.5059 | 1.6999 | 1.3999 | 1.0049 | 0.21091 | -0.84198 | -1.7748 | -2.7289 | -3.8448 | -5.3146 | -6.5319 | -7.785 | -8.8378 | -9.9492 | -11.3659 | -14.907 | -15.3557 | -14.8348
Abham_Exeter _Landulph | Newton Abbot 33kV | Chudleigh Knighton | Primary | 11 | 50.588 | -3.6256 | Consumer Transformation | Thermal headroom (MW) | 2.5529 | 2.6717 | 2.2419 | 1.974 | 1.7659 | 1.4525 | 1.0147 | 0.70367 | 0.37413 | 0.042833 | -0.67089 | -1.0187 | -1.4865 | -2.0935 | -2.7729 | -3.7648 | -6.3061 | -6.7811 | -6.7594
Abham_Exeter _Landulph | Newton Abbot 33kV | Chudleigh Knighton | Primary | 11 | 50.588 | -3.6256 | Leading the Way | Thermal headroom (MW) | 2.5259 | 2.5767 | 2.1216 | 1.9095 | 1.7046 | 1.3774 | 0.9089 | 0.59036 | -0.089322 | -0.41706 | -0.75282 | -1.0581 | -1.6756 | -2.2939 | -3.2722 | -3.7868 | -5.3872 | -5.2031 | -4.1691
Abham_Exeter _Landulph | Newton Abbot 33kV | Chudleigh Knighton | Primary | 11 | 50.588 | -3.6256 | Steady Progression | Thermal headroom (MW) | 2.6307 | 3.0116 | 2.9023 | 2.9096 | 2.905 | 2.9369 | 2.9367 | 2.9366 | 2.9135 | 2.8909 | 2.8393 | 2.7162 | 2.5622 | 2.4067 | 1.8749 | 1.6786 | 0.60245 | -1.5765 | -2.6685
Abham_Exeter _Landulph | Newton Abbot 33kV | Chudleigh Knighton | Primary | 11 | 50.588 | -3.6256 | System Transformation | Thermal headroom (MW) | 2.5802 | 2.8933 | 2.6732 | 2.6112 | 2.611 | 2.5622 | 2.4158 | 2.3296 | 2.2071 | 2.0589 | 1.8695 | 1.2839 | 1.0116 | 0.71275 | 0.44093 | 0.16036 | -2.175 | -3.6761 | -3.8641
Abham_Exeter _Landulph | Newton Abbot 33kV | Chudleigh Knighton | Primary | 11 | 50.588 | -3.6256 | WPD Best View | Thermal headroom (MW) | 2.5529 | 2.6717 | 2.2419 | 1.974 | 1.7659 | 1.4525 | 1.0147 | 0.70367 | 0.37413 | 0.042833 | -0.67089 | -1.0187 | -1.4865 | -2.0935 | -2.7729 | -3.7648 | -6.3061 | -6.7811 | -6.7594
Abham_Exeter _Landulph | Newton Abbot 33kV | Dawlish | Primary | 11 | 50.5789 | -3.4804 | Consumer Transformation | Thermal headroom (MW) | 5.3868 | 5.4906 | 4.7669 | 4.4125 | 3.9895 | 3.4684 | 2.8566 | 2.3476 | 1.8191 | 1.2877 | 0.42949 | -0.083165 | -0.5255 | -0.88732 | -1.1681 | -2.196 | -4.7857 | -5.3168 | -5.32
Abham_Exeter _Landulph | Newton Abbot 33kV | Dawlish | Primary | 11 | 50.5789 | -3.4804 | Leading the Way | Thermal headroom (MW) | 5.3365 | 5.3146 | 4.595 | 4.1967 | 3.718 | 3.1798 | 2.5483 | 2.0501 | 1.1977 | 0.67217 | 0.23625 | -0.0041196 | -0.20218 | -0.28653 | -1.1558 | -1.6009 | -3.1506 | -3.1303 | -2.0763
Abham_Exeter _Landulph | Newton Abbot 33kV | Dawlish | Primary | 11 | 50.5789 | -3.4804 | Steady Progression | Thermal headroom (MW) | 5.4885 | 5.9918 | 5.7472 | 5.6972 | 5.6593 | 5.6764 | 5.6949 | 5.69 | 5.6565 | 5.5973 | 5.5476 | 5.3896 | 5.2174 | 5.0198 | 4.4518 | 4.2305 | 2.9789 | 1.3831 | 0.64501
Abham_Exeter _Landulph | Newton Abbot 33kV | Dawlish | Primary | 11 | 50.5789 | -3.4804 | System Transformation | Thermal headroom (MW) | 5.4189 | 5.8048 | 5.3726 | 5.2991 | 5.1674 | 5.0889 | 4.9308 | 4.7842 | 4.6147 | 4.3993 | 4.1769 | 3.5332 | 3.2172 | 2.8742 | 2.5516 | 2.2309 | 0.65115 | -0.13271 | -0.092801
Abham_Exeter _Landulph | Newton Abbot 33kV | Dawlish | Primary | 11 | 50.5789 | -3.4804 | WPD Best View | Thermal headroom (MW) | 5.3882 | 5.4969 | 4.7798 | 4.4332 | 4.0303 | 3.5239 | 2.9277 | 2.436 | 1.9261 | 1.4099 | 0.55665 | 0.038186 | -0.42916 | -0.83833 | -1.1841 | -2.0815 | -4.7075 | -5.2718 | -5.2607
Abham_Exeter _Landulph | Newton Abbot 33kV | Higher Woodway | Primary | 11 | 50.5612 | -3.4964 | Consumer Transformation | Thermal headroom (MW) | 11.0362 | 11.2194 | 11.0177 | 10.9035 | 10.794 | 10.6749 | 10.3993 | 10.1327 | 9.8507 | 9.5669 | 9.2588 | 8.8953 | 8.5838 | 8.3048 | 8.0465 | 7.789 | 6.4002 | 5.6984 | 5.6247
Abham_Exeter _Landulph | Newton Abbot 33kV | Higher Woodway | Primary | 11 | 50.5612 | -3.4964 | Leading the Way | Thermal headroom (MW) | 11.0236 | 11.2078 | 11.0379 | 10.926 | 10.8349 | 10.7027 | 10.4204 | 10.1431 | 9.867 | 9.5428 | 9.2349 | 9.0181 | 8.8291 | 8.6286 | 8.5123 | 8.3959 | 7.2831 | 6.9596 | 7.5028
Abham_Exeter _Landulph | Newton Abbot 33kV | Higher Woodway | Primary | 11 | 50.5612 | -3.4964 | Steady Progression | Thermal headroom (MW) | 11.0804 | 11.4319 | 11.4149 | 11.4665 | 11.5279 | 11.5865 | 11.6287 | 11.6665 | 11.6773 | 11.662 | 11.6238 | 11.5184 | 11.4093 | 11.285 | 11.1304 | 10.9869 | 10.0858 | 9.3465 | 9.1306
Abham_Exeter _Landulph | Newton Abbot 33kV | Higher Woodway | Primary | 11 | 50.5612 | -3.4964 | System Transformation | Thermal headroom (MW) | 11.0521 | 11.3847 | 11.333 | 11.3686 | 11.4047 | 11.4194 | 11.4138 | 11.3882 | 11.3213 | 11.2194 | 11.0855 | 10.9151 | 10.7179 | 10.4852 | 10.2628 | 10.0605 | 9.2007 | 8.8764 | 8.9923
Abham_Exeter _Landulph | Newton Abbot 33kV | Higher Woodway | Primary | 11 | 50.5612 | -3.4964 | WPD Best View | Thermal headroom (MW) | 11.0362 | 11.2194 | 11.0177 | 10.9035 | 10.794 | 10.6749 | 10.3993 | 10.1327 | 9.8507 | 9.5669 | 9.2588 | 8.8953 | 8.5838 | 8.3048 | 8.0465 | 7.789 | 6.4002 | 5.6984 | 5.6247
Abham_Exeter _Landulph | Newton Abbot 33kV | Newton Abbot Main | Primary | 11 | 50.5331 | -3.5997 | Consumer Transformation | Thermal headroom (MW) | 6.6304 | 7.2112 | 6.7124 | 6.5808 | 6.4333 | 6.1926 | 5.6727 | 5.2377 | 4.6756 | 4.1109 | 2.9783 | 2.2446 | 1.6386 | 0.62739 | -0.45789 | -1.9374 | -5.9264 | -6.8343 | -6.552
Abham_Exeter _Landulph | Newton Abbot 33kV | Newton Abbot Main | Primary | 11 | 50.5331 | -3.5997 | Leading the Way | Thermal headroom (MW) | 6.5876 | 7.0306 | 6.6077 | 6.5031 | 6.3656 | 6.1329 | 5.5691 | 5.1953 | 4.2263 | 3.5151 | 2.6252 | 1.9514 | 1.003 | 0.14169 | -1.0986 | -1.7624 | -3.8988 | -3.8143 | -1.817
Abham_Exeter _Landulph | Newton Abbot 33kV | Newton Abbot Main | Primary | 11 | 50.5331 | -3.5997 | Steady Progression | Thermal headroom (MW) | 6.7296 | 7.8024 | 7.77 | 8.0006 | 8.2327 | 8.4616 | 8.6473 | 8.8517 | 8.9202 | 8.9428 | 8.8625 | 8.7679 | 8.737 | 8.6131 | 8.1146 | 7.9444 | 6.8988 | 5.0375 | 4.049
Abham_Exeter _Landulph | Newton Abbot 33kV | Newton Abbot Main | Primary | 11 | 50.5331 | -3.5997 | System Transformation | Thermal headroom (MW) | 6.6591 | 7.5916 | 7.4622 | 7.6805 | 7.8549 | 7.9932 | 8.0313 | 8.0746 | 7.9394 | 7.7472 | 7.4132 | 6.782 | 6.5197 | 6.2071 | 5.8961 | 5.5806 | 3.6573 | 2.0907 | 2.37
Abham_Exeter _Landulph | Newton Abbot 33kV | Newton Abbot Main | Primary | 11 | 50.5331 | -3.5997 | WPD Best View | Thermal headroom (MW) | 6.6317 | 7.2176 | 6.7253 | 6.6015 | 6.4635 | 6.2336 | 5.7249 | 5.3023 | 4.7533 | 4.1985 | 3.1055 | 2.3733 | 1.7383 | 0.72674 | -0.34841 | -1.8191 | -5.8413 | -6.7823 | -6.4859
Abham_Exeter _Landulph | Newton Abbot 33kV | Teignmouth Gasworks | Primary | 11 | 50.547 | -3.5158 | Consumer Transformation | Thermal headroom (MW) | 7.7529 | 7.9313 | 7.7437 | 7.6457 | 7.5451 | 7.4152 | 7.1634 | 6.9294 | 6.68 | 6.4066 | 6.1088 | 5.7771 | 5.4872 | 5.2261 | 5.012 | 4.519 | 2.7165 | 1.9359 | 1.7659
Abham_Exeter _Landulph | Newton Abbot 33kV | Teignmouth Gasworks | Primary | 11 | 50.547 | -3.5158 | Leading the Way | Thermal headroom (MW) | 7.743 | 7.9264 | 7.7665 | 7.6856 | 7.5842 | 7.4576 | 7.18 | 6.9512 | 6.6775 | 6.3843 | 6.0948 | 5.8593 | 5.6825 | 5.5141 | 5.1609 | 4.7838 | 3.5971 | 3.2059 | 3.7471
Abham_Exeter _Landulph | Newton Abbot 33kV | Teignmouth Gasworks | Primary | 11 | 50.547 | -3.5158 | Steady Progression | Thermal headroom (MW) | 7.7888 | 8.1459 | 8.1347 | 8.198 | 8.2653 | 8.3277 | 8.381 | 8.4181 | 8.439 | 8.4282 | 8.3882 | 8.2991 | 8.2057 | 8.0848 | 7.9409 | 7.796 | 6.9078 | 5.9492 | 5.5789
Abham_Exeter _Landulph | Newton Abbot 33kV | Teignmouth Gasworks | Primary | 11 | 50.547 | -3.5158 | System Transformation | Thermal headroom (MW) | 7.7693 | 8.0941 | 8.0573 | 8.1052 | 8.1432 | 8.1584 | 8.1264 | 8.0983 | 8.0202 | 7.9213 | 7.7969 | 7.6161 | 7.4263 | 7.1993 | 6.9747 | 6.7487 | 5.8742 | 5.4132 | 5.4707
Abham_Exeter _Landulph | Newton Abbot 33kV | Teignmouth Gasworks | Primary | 11 | 50.547 | -3.5158 | WPD Best View | Thermal headroom (MW) | 7.7529 | 7.9313 | 7.7437 | 7.6457 | 7.5451 | 7.4152 | 7.1634 | 6.9294 | 6.68 | 6.4066 | 6.1088 | 5.7771 | 5.4872 | 5.2261 | 5.012 | 4.519 | 2.7165 | 1.9359 | 1.7659
Abham_Exeter _Landulph | Paignton 132/33kV | Paignton 132/33kV | Bulk Supply Point | 33 | 50.4214 | -3.5901 | Consumer Transformation | Thermal headroom (MW) | 28.5262 | 29.9974 | 27.1295 | 25.4393 | 23.8033 | 21.7742 | 18.9268 | 16.0226 | 12.3534 | 8.901 | 5.4133 | 1.8693 | -1.3898 | -7.7959 | -11.6215 | -15.7618 | -31.2352 | -39.41 | -38.4748
Abham_Exeter _Landulph | Paignton 132/33kV | Paignton 132/33kV | Bulk Supply Point | 33 | 50.4214 | -3.5901 | Leading the Way | Thermal headroom (MW) | 28.3356 | 29.5961 | 26.8836 | 25.0891 | 23.3728 | 21.2393 | 17.7141 | 14.6905 | 11.1446 | 7.4589 | 3.9184 | 0.75944 | -4.9462 | -8.2752 | -12.2715 | -15.2646 | -25.5169 | -28.8205 | -21.6599
Abham_Exeter _Landulph | Paignton 132/33kV | Paignton 132/33kV | Bulk Supply Point | 33 | 50.4214 | -3.5901 | Steady Progression | Thermal headroom (MW) | 29.0848 | 32.3881 | 31.7032 | 31.7471 | 32.0527 | 32.2792 | 32.4245 | 32.4295 | 32.1727 | 31.5933 | 30.7028 | 29.1267 | 27.1933 | 25.351 | 23.3661 | 21.1718 | 5.3896 | -5.7355 | -13.071
Abham_Exeter _Landulph | Paignton 132/33kV | Paignton 132/33kV | Bulk Supply Point | 33 | 50.4214 | -3.5901 | System Transformation | Thermal headroom (MW) | 28.7296 | 31.6786 | 30.3777 | 30.1273 | 29.9512 | 29.7983 | 29.1459 | 28.258 | 26.919 | 24.775 | 22.7216 | 20.2647 | 17.4677 | 14.3032 | 7.816 | 4.7275 | -7.8029 | -16.2992 | -15.5469
Abham_Exeter _Landulph | Paignton 132/33kV | Paignton 132/33kV | Bulk Supply Point | 33 | 50.4214 | -3.5901 | WPD Best View | Thermal headroom (MW) | 28.7296 | 31.6786 | 30.3777 | 30.1273 | 29.9512 | 29.7983 | 29.1459 | 28.247 | 26.919 | 24.775 | 22.7216 | 20.2647 | 17.4677 | 14.3032 | 7.816 | 4.7275 | -7.8029 | -16.2992 | -15.5469
Abham_Exeter _Landulph | Paignton 132/33kV | Blackawton | Primary | 11 | 50.3475 | -3.6824 | Consumer Transformation | Thermal headroom (MW) | 4.6996 | 4.7326 | 4.6583 | 4.6079 | 4.5424 | 4.4659 | 4.3635 | 4.2518 | 4.1272 | 3.9949 | 3.8467 | 3.6803 | 3.5417 | 3.0667 | 2.9654 | 2.8987 | 2.7138 | 2.2554 | 2.3007
Abham_Exeter _Landulph | Paignton 132/33kV | Blackawton | Primary | 11 | 50.3475 | -3.6824 | Leading the Way | Thermal headroom (MW) | 4.6956 | 4.7245 | 4.6583 | 4.5999 | 4.5287 | 4.4418 | 4.3175 | 4.2037 | 4.0531 | 3.9049 | 3.7357 | 3.5733 | 3.0802 | 2.9879 | 2.9458 | 2.9351 | 2.7046 | 2.4212 | 2.6789
Abham_Exeter _Landulph | Paignton 132/33kV | Blackawton | Primary | 11 | 50.3475 | -3.6824 | Steady Progression | Thermal headroom (MW) | 4.7181 | 4.7985 | 4.7847 | 4.7837 | 4.7828 | 4.774 | 4.7553 | 4.7287 | 4.6929 | 4.6397 | 4.572 | 4.4662 | 4.3714 | 4.2633 | 4.1468 | 4.0141 | 2.8952 | 2.5255 | 2.0509
Abham_Exeter _Landulph | Paignton 132/33kV | Blackawton | Primary | 11 | 50.3475 | -3.6824 | System Transformation | Thermal headroom (MW) | 4.7079 | 4.7798 | 4.7534 | 4.7424 | 4.7248 | 4.6978 | 4.6487 | 4.589 | 4.5111 | 4.4059 | 4.2843 | 4.1483 | 3.9952 | 3.8073 | 3.2582 | 3.0692 | 2.4198 | 1.9629 | 2.0106
Abham_Exeter _Landulph | Paignton 132/33kV | Blackawton | Primary | 11 | 50.3475 | -3.6824 | WPD Best View | Thermal headroom (MW) | 4.7079 | 4.7798 | 4.7534 | 4.7424 | 4.7248 | 4.6978 | 4.6487 | 4.589 | 4.5111 | 4.4059 | 4.2843 | 4.1483 | 3.9952 | 3.8073 | 3.2582 | 3.0692 | 2.4198 | 1.9629 | 2.0106
Abham_Exeter _Landulph | Paignton 132/33kV | Churston | Primary | 11 | 50.4025 | -3.5659 | Consumer Transformation | Thermal headroom (MW) | 3.0348 | 3.4112 | 2.8539 | 2.6978 | 2.4167 | 2.1568 | 1.7711 | 1.3856 | 0.96961 | 0.53636 | 0.030247 | -0.48704 | -0.92574 | -1.6317 | -1.9696 | -2.2973 | -3.7656 | -4.7986 | -4.6272
Abham_Exeter _Landulph | Paignton 132/33kV | Churston | Primary | 11 | 50.4025 | -3.5659 | Leading the Way | Thermal headroom (MW) | 3.0044 | 3.3696 | 2.7247 | 2.5536 | 2.2111 | 1.9492 | 1.528 | 1.1354 | 0.72688 | 0.27328 | -0.2031 | -0.50526 | -1.1004 | -1.3025 | -1.4338 | -1.4836 | -2.775 | -3.2217 | -2.1263
Abham_Exeter _Landulph | Paignton 132/33kV | Churston | Primary | 11 | 50.4025 | -3.5659 | Steady Progression | Thermal headroom (MW) | 3.0916 | 3.6747 | 3.4203 | 3.4744 | 3.4552 | 3.4904 | 3.5384 | 3.5798 | 3.5885 | 3.544 | 3.4141 | 3.2479 | 3.0808 | 2.8533 | 2.6186 | 2.3662 | 0.66146 | -0.22393 | -0.64685
Abham_Exeter _Landulph | Paignton 132/33kV | Churston | Primary | 11 | 50.4025 | -3.5659 | System Transformation | Thermal headroom (MW) | 3.0588 | 3.6025 | 3.2382 | 3.2319 | 3.1358 | 3.1446 | 3.123 | 3.0805 | 2.9533 | 2.7881 | 2.5197 | 2.2438 | 1.924 | 1.5487 | 0.8289 | 0.49114 | -0.7265 | -1.2445 | -0.85348
Abham_Exeter _Landulph | Paignton 132/33kV | Churston | Primary | 11 | 50.4025 | -3.5659 | WPD Best View | Thermal headroom (MW) | 3.0588 | 3.6025 | 3.2382 | 3.2319 | 3.1358 | 3.1446 | 3.123 | 3.0805 | 2.9533 | 2.7881 | 2.5197 | 2.2438 | 1.924 | 1.5487 | 0.8289 | 0.49114 | -0.7265 | -1.2445 | -0.85348
Abham_Exeter _Landulph | Paignton 132/33kV | Colley End | Primary | 11 | 50.4385 | -3.5713 | Consumer Transformation | Thermal headroom (MW) | 0.5986 | 0.91657 | 0.30502 | 0.026701 | -0.25826 | -0.65972 | -1.2906 | -2.1146 | -2.976 | -3.8866 | -4.6457 | -5.449 | -6.1622 | -7.5171 | -8.0054 | -9.1741 | -13.3716 | -15.8137 | -16.0229
Abham_Exeter _Landulph | Paignton 132/33kV | Colley End | Primary | 11 | 50.4385 | -3.5713 | Leading the Way | Thermal headroom (MW) | 0.53712 | 0.68799 | 0.23747 | -0.04767 | -0.35559 | -0.78693 | -1.4835 | -2.3154 | -3.2375 | -4.2194 | -4.9668 | -5.5287 | -6.6773 | -7.0312 | -7.95 | -8.8703 | -11.5969 | -12.966 | -11.654
Abham_Exeter _Landulph | Paignton 132/33kV | Colley End | Primary | 11 | 50.4385 | -3.5713 | Steady Progression | Thermal headroom (MW) | 0.72165 | 1.4118 | 1.3079 | 1.2453 | 1.3249 | 1.3902 | 1.4477 | 1.438 | 1.37 | 1.2148 | 1.0738 | 0.79596 | 0.5193 | 0.18646 | -0.18509 | -0.58607 | -3.5355 | -5.7579 | -7.423
Abham_Exeter _Landulph | Paignton 132/33kV | Colley End | Primary | 11 | 50.4385 | -3.5713 | System Transformation | Thermal headroom (MW) | 0.63707 | 1.2395 | 0.93184 | 0.92929 | 0.92832 | 0.9281 | 0.83846 | 0.63657 | 0.33559 | -0.041717 | -0.39713 | -0.85709 | -1.3613 | -1.9131 | -3.1862 | -3.7319 | -5.7288 | -7.504 | -7.3201
Abham_Exeter _Landulph | Paignton 132/33kV | Colley End | Primary | 11 | 50.4385 | -3.5713 | WPD Best View | Thermal headroom (MW) | 0.63707 | 1.2395 | 0.93184 | 0.92929 | 0.92832 | 0.9281 | 0.83846 | 0.63657 | 0.33559 | -0.041717 | -0.39713 | -0.85709 | -1.3613 | -1.9131 | -3.1862 | -3.7319 | -5.7288 | -7.504 | -7.3201
Abham_Exeter _Landulph | Paignton 132/33kV | Dartmouth | Primary | 11 | 50.3478 | -3.6022 | Consumer Transformation | Thermal headroom (MW) | 9.4465 | 9.6554 | 9.3585 | 9.1865 | 8.9994 | 8.6922 | 8.3465 | 8.0419 | 7.7016 | 7.3627 | 7.0162 | 6.71 | 6.4452 | 6.1954 | 5.6627 | 5.1606 | 3.3936 | 3.0034 | 3.3059
Abham_Exeter _Landulph | Paignton 132/33kV | Dartmouth | Primary | 11 | 50.3478 | -3.6022 | Leading the Way | Thermal headroom (MW) | 9.4282 | 9.6117 | 9.3609 | 9.1974 | 9.0192 | 8.6856 | 8.3112 | 8.0024 | 7.6515 | 7.3056 | 6.9551 | 6.7714 | 6.6166 | 6.1391 | 5.6802 | 5.2713 | 4.2707 | 4.3911 | 5.1781
Abham_Exeter _Landulph | Paignton 132/33kV | Dartmouth | Primary | 11 | 50.3478 | -3.6022 | Steady Progression | Thermal headroom (MW) | 9.5157 | 9.9567 | 9.9226 | 9.9635 | 10.0242 | 10.0378 | 10.0803 | 10.0898 | 10.0869 | 10.0721 | 10.0325 | 9.9193 | 9.8 | 9.6642 | 9.5134 | 9.3549 | 8.3701 | 7.2148 | 6.3628
Abham_Exeter _Landulph | Paignton 132/33kV | Dartmouth | Primary | 11 | 50.3478 | -3.6022 | System Transformation | Thermal headroom (MW) | 9.472 | 9.871 | 9.7671 | 9.782 | 9.7975 | 9.7318 | 9.6472 | 9.5438 | 9.4245 | 9.2777 | 9.0976 | 8.8932 | 8.654 | 8.3861 | 8.1429 | 7.8868 | 7.0813 | 6.0051 | 6.0498
Abham_Exeter _Landulph | Paignton 132/33kV | Dartmouth | Primary | 11 | 50.3478 | -3.6022 | WPD Best View | Thermal headroom (MW) | 9.472 | 9.871 | 9.7671 | 9.782 | 9.7975 | 9.7318 | 9.6472 | 9.5438 | 9.4245 | 9.2777 | 9.0976 | 8.8932 | 8.654 | 8.3861 | 8.1429 | 7.8868 | 7.0813 | 6.0051 | 6.0498
Abham_Exeter _Landulph | Paignton 132/33kV | Hollicombe | Primary | 11 | 50.4538 | -3.5578 | Consumer Transformation | Thermal headroom (MW) | 2.2774 | 2.533 | 2.3091 | 2.1969 | 2.0815 | 1.9359 | 1.6558 | 1.3719 | 0.72313 | 0.42232 | 0.074193 | -0.32544 | -0.68683 | -1.3767 | -1.9645 | -2.592 | -5.7415 | -7.1125 | -7.5819
Abham_Exeter _Landulph | Paignton 132/33kV | Hollicombe | Primary | 11 | 50.4538 | -3.5578 | Leading the Way | Thermal headroom (MW) | 2.2656 | 2.5341 | 2.3398 | 2.2528 | 2.1468 | 2.0045 | 1.313 | 1.0113 | 0.71294 | 0.37551 | -0.013249 | -0.63154 | -0.89775 | -1.3674 | -2.2959 | -2.7779 | -4.7295 | -5.5427 | -4.8174
Abham_Exeter _Landulph | Paignton 132/33kV | Hollicombe | Primary | 11 | 50.4538 | -3.5578 | Steady Progression | Thermal headroom (MW) | 2.322 | 2.773 | 2.757 | 2.8372 | 2.9199 | 2.9717 | 3.0448 | 3.0894 | 3.126 | 3.1382 | 3.1036 | 3.0051 | 2.5414 | 2.3964 | 2.2645 | 2.1 | 0.74128 | -1.0081 | -1.7135
Abham_Exeter _Landulph | Paignton 132/33kV | Hollicombe | Primary | 11 | 50.4538 | -3.5578 | System Transformation | Thermal headroom (MW) | 2.2949 | 2.7231 | 2.6835 | 2.7371 | 2.7747 | 2.8147 | 2.8112 | 2.7904 | 2.7409 | 2.2909 | 2.1628 | 1.9861 | 1.7775 | 1.5387 | 0.9349 | 0.69741 | -1.3651 | -2.2749 | -2.6387
Abham_Exeter _Landulph | Paignton 132/33kV | Hollicombe | Primary | 11 | 50.4538 | -3.5578 | WPD Best View | Thermal headroom (MW) | 2.2949 | 2.7231 | 2.6835 | 2.7371 | 2.7747 | 2.8147 | 2.8112 | 2.7904 | 2.7409 | 2.2909 | 2.1628 | 1.9861 | 1.7775 | 1.5387 | 0.9349 | 0.69741 | -1.3651 | -2.2749 | -2.6387
Abham_Exeter _Landulph | Paignton 132/33kV | Laywell Brixham | Primary | 11 | 50.3833 | -3.5244 | Consumer Transformation | Thermal headroom (MW) | 3.004 | 3.2473 | 2.8564 | 2.6242 | 2.3545 | 1.9892 | 1.4257 | 0.90581 | 0.34894 | -0.22668 | -0.82508 | -1.4617 | -2.0181 | -2.868 | -3.8244 | -4.8499 | -8.5775 | -10.2567 | -10.3085
Abham_Exeter _Landulph | Paignton 132/33kV | Laywell Brixham | Primary | 11 | 50.3833 | -3.5244 | Leading the Way | Thermal headroom (MW) | 2.9726 | 3.1938 | 2.8395 | 2.6209 | 2.3386 | 1.9646 | 1.3284 | 0.82395 | 0.24732 | -0.36828 | -0.95452 | -1.3949 | -2.0827 | -2.938 | -3.762 | -4.5803 | -6.9671 | -7.7979 | -6.5483
Abham_Exeter _Landulph | Paignton 132/33kV | Laywell Brixham | Primary | 11 | 50.3833 | -3.5244 | Steady Progression | Thermal headroom (MW) | 3.0924 | 3.6672 | 3.5953 | 3.6764 | 3.7263 | 3.7802 | 3.8306 | 3.8591 | 3.8596 | 3.7949 | 3.6972 | 3.4775 | 3.2453 | 2.9776 | 2.6846 | 2.3504 | 0.08651 | -1.708 | -2.6999
Abham_Exeter _Landulph | Paignton 132/33kV | Laywell Brixham | Primary | 11 | 50.3833 | -3.5244 | System Transformation | Thermal headroom (MW) | 3.0406 | 3.5377 | 3.4181 | 3.4445 | 3.4349 | 3.419 | 3.3125 | 3.2168 | 3.0379 | 2.797 | 2.5135 | 2.1324 | 1.7257 | 1.2574 | 0.43389 | -0.025069 | -1.8561 | -3.4042 | -3.4426
Abham_Exeter _Landulph | Paignton 132/33kV | Laywell Brixham | Primary | 11 | 50.3833 | -3.5244 | WPD Best View | Thermal headroom (MW) | 3.0406 | 3.5377 | 3.4181 | 3.4445 | 3.4349 | 3.419 | 3.3125 | 3.2168 | 3.0379 | 2.797 | 2.5135 | 2.1324 | 1.7257 | 1.2574 | 0.43389 | -0.025069 | -1.8561 | -3.4042 | -3.4426
Abham_Exeter _Landulph | Paignton 132/33kV | Paignton 33/11kv S/S | Primary | 11 | 50.42 | -3.5919 | Consumer Transformation | Thermal headroom (MW) | 7.7045 | 7.9337 | 7.2329 | 6.6613 | 6.4251 | 6.1361 | 5.6895 | 5.1453 | 4.5317 | 3.8963 | 3.3787 | 2.8269 | 2.1275 | 0.9178 | 0.0023626 | -0.84838 | -3.7243 | -4.7804 | -4.3762
Abham_Exeter _Landulph | Paignton 132/33kV | Paignton 33/11kv S/S | Primary | 11 | 50.42 | -3.5919 | Leading the Way | Thermal headroom (MW) | 7.6702 | 7.8449 | 7.0518 | 6.3294 | 6.0822 | 5.7735 | 5.2962 | 4.741 | 4.1164 | 3.4939 | 3.0237 | 2.4983 | 1.3807 | 0.6506 | -0.1795 | -0.78106 | -2.4024 | -2.5714 | -1.1723
Abham_Exeter _Landulph | Paignton 132/33kV | Paignton 33/11kv S/S | Primary | 11 | 50.42 | -3.5919 | Steady Progression | Thermal headroom (MW) | 7.7743 | 8.2484 | 7.9224 | 7.6572 | 7.6736 | 7.6904 | 7.6679 | 7.6309 | 7.5495 | 7.4553 | 7.3201 | 7.0972 | 6.8748 | 6.6146 | 6.3223 | 6.0192 | 4.1705 | 2.3858 | 1.5186
Abham_Exeter _Landulph | Paignton 132/33kV | Paignton 33/11kv S/S | Primary | 11 | 50.42 | -3.5919 | System Transformation | Thermal headroom (MW) | 7.7267 | 8.1451 | 7.6482 | 7.2655 | 7.2035 | 7.2013 | 7.1074 | 6.9494 | 6.7569 | 6.467 | 6.1997 | 5.8699 | 5.4876 | 5.0826 | 4.3145 | 3.9262 | 2.1465 | 0.64262 | 0.95173
Abham_Exeter _Landulph | Paignton 132/33kV | Paignton 33/11kv S/S | Primary | 11 | 50.42 | -3.5919 | WPD Best View | Thermal headroom (MW) | 7.7267 | 8.1451 | 7.6482 | 7.2655 | 7.2035 | 7.2013 | 7.1074 | 6.9494 | 6.7569 | 6.467 | 6.1997 | 5.8699 | 5.4876 | 5.0826 | 4.3145 | 3.9262 | 2.1465 | 0.64262 | 0.95173
Abham_Exeter _Landulph | Paignton 132/33kV | Stokenham | Primary | 11 | 50.2751 | -3.6821 | Consumer Transformation | Thermal headroom (MW) | 0.17042 | 0.19274 | 0.007145 | -0.11471 | -0.2393 | -0.37711 | -0.52988 | -0.63165 | -0.81572 | -1.0085 | -1.209 | -1.3485 | -1.4769 | -1.5981 | -1.7328 | -1.9123 | -2.5282 | -2.5275 | -2.2594
Abham_Exeter _Landulph | Paignton 132/33kV | Stokenham | Primary | 11 | 50.2751 | -3.6821 | Leading the Way | Thermal headroom (MW) | 0.1545 | 0.16993 | 0.011033 | -0.097903 | -0.22064 | -0.3534 | -0.5044 | -0.64242 | -0.84045 | -1.0505 | -1.2409 | -1.374 | -1.5429 | -1.7282 | -1.9816 | -2.1839 | -2.5266 | -2.2463 | -1.8508
Abham_Exeter _Landulph | Paignton 132/33kV | Stokenham | Primary | 11 | 50.2751 | -3.6821 | Steady Progression | Thermal headroom (MW) | 0.22792 | 0.42729 | 0.41983 | 0.45847 | 0.49906 | 0.54129 | 0.56029 | 0.59284 | 0.58685 | 0.55495 | 0.49553 | 0.39039 | 0.26819 | 0.14077 | 0.00052953 | -0.14972 | -1.0293 | -1.8651 | -2.2245
Abham_Exeter _Landulph | Paignton 132/33kV | Stokenham | Primary | 11 | 50.2751 | -3.6821 | System Transformation | Thermal headroom (MW) | 0.18752 | 0.35438 | 0.30289 | 0.31775 | 0.31033 | 0.31667 | 0.26918 | 0.21105 | 0.10053 | -0.034473 | -0.18884 | -0.37747 | -0.59972 | -0.82541 | -1.0442 | -1.2614 | -2.0595 | -2.3259 | -2.2215
Abham_Exeter _Landulph | Paignton 132/33kV | Stokenham | Primary | 11 | 50.2751 | -3.6821 | WPD Best View | Thermal headroom (MW) | 0.18752 | 0.35438 | 0.30289 | 0.31775 | 0.31033 | 0.31667 | 0.26918 | 0.20602 | 0.10053 | -0.034473 | -0.18884 | -0.37747 | -0.59972 | -0.82541 | -1.0442 | -1.2614 | -2.0595 | -2.3259 | -2.2215
Abham_Exeter _Landulph | Plymouth 33kV | Plymouth 33kV | Bulk Supply Point | 33 | 50.3688 | -4.112 | Consumer Transformation | Thermal headroom (MW) | 36.543 | 39.3451 | 36.9442 | 36.2336 | 35.0773 | 32.9209 | 29.1686 | 25.942 | 22.4289 | 19.0425 | 15.0073 | 10.4548 | 6.35 | 0.041314 | -3.6153 | -7.7935 | -30.6636 | -41.7361 | -42.7503
Abham_Exeter _Landulph | Plymouth 33kV | Plymouth 33kV | Bulk Supply Point | 33 | 50.3688 | -4.112 | Leading the Way | Thermal headroom (MW) | 36.3574 | 38.7092 | 36.5458 | 35.7423 | 34.4367 | 31.996 | 28.032 | 24.6735 | 20.713 | 17.1027 | 13.3348 | 10.1473 | 4.7052 | 1.7732 | -0.97001 | -4.6638 | -21.5489 | -27.1923 | -19.2008
Abham_Exeter _Landulph | Plymouth 33kV | Plymouth 33kV | Bulk Supply Point | 33 | 50.3688 | -4.112 | Steady Progression | Thermal headroom (MW) | 36.9677 | 41.3225 | 40.7714 | 41.2756 | 41.7363 | 42.1259 | 42.5107 | 42.7767 | 42.7567 | 42.5751 | 42.0667 | 41.0002 | 39.7271 | 38.2697 | 36.4117 | 34.6419 | 21.3981 | 12.5067 | 7.6274
Abham_Exeter _Landulph | Plymouth 33kV | Plymouth 33kV | Bulk Supply Point | 33 | 50.3688 | -4.112 | System Transformation | Thermal headroom (MW) | 36.6821 | 40.6678 | 39.5421 | 40.0516 | 40.179 | 40.318 | 40.0026 | 39.5987 | 38.8346 | 37.871 | 36.3911 | 34.0942 | 31.7909 | 29.2576 | 24.4621 | 22.0505 | 10.6208 | 3.4047 | 4.7278
Abham_Exeter _Landulph | Plymouth 33kV | Plymouth 33kV | Bulk Supply Point | 33 | 50.3688 | -4.112 | WPD Best View | Thermal headroom (MW) | 36.5567 | 39.4655 | 37.1802 | 36.5854 | 35.5552 | 33.6899 | 30.2856 | 27.3755 | 24.1871 | 21.076 | 17.5155 | 12.8709 | 8.8245 | 2.5181 | -1.3652 | -5.4355 | -26.9116 | -38.6445 | -39.8591
Abham_Exeter _Landulph | Plymouth 33kV | Adelaide Road | Primary | 11 | 50.3694 | -4.1486 | Consumer Transformation | Thermal headroom (MW) | 5.5486 | 5.529 | 5.15 | 5.0207 | 4.7528 | 4.0799 | 3.2144 | 2.6561 | 1.9014 | 1.4536 | 0.98478 | 0.38072 | -0.24925 | -0.98649 | -1.7109 | -2.4043 | -4.8214 | -5.3752 | -5.0139
Abham_Exeter _Landulph | Plymouth 33kV | Adelaide Road | Primary | 11 | 50.3694 | -4.1486 | Leading the Way | Thermal headroom (MW) | 5.5157 | 5.3529 | 4.9812 | 4.8282 | 4.4918 | 3.7784 | 2.8437 | 2.2587 | 1.4445 | 0.97578 | 0.58927 | 0.16775 | -0.48741 | -1.1805 | -1.7908 | -2.3529 | -3.797 | -3.5819 | -2.4399
Abham_Exeter _Landulph | Plymouth 33kV | Adelaide Road | Primary | 11 | 50.3694 | -4.1486 | Steady Progression | Thermal headroom (MW) | 5.6134 | 5.8562 | 5.7328 | 5.7498 | 5.6991 | 5.6048 | 5.4962 | 5.4248 | 5.2781 | 5.1952 | 5.1063 | 4.9258 | 4.7007 | 4.4576 | 4.2232 | 3.9753 | 2.7183 | 1.493 | 0.80025
Abham_Exeter _Landulph | Plymouth 33kV | Adelaide Road | Primary | 11 | 50.3694 | -4.1486 | System Transformation | Thermal headroom (MW) | 5.5677 | 5.6871 | 5.4566 | 5.474 | 5.347 | 5.1799 | 4.9147 | 4.734 | 4.4376 | 4.2897 | 4.1049 | 3.7662 | 3.408 | 3.0649 | 2.7574 | 2.4683 | 1.3661 | 0.27205 | 0.41214
Abham_Exeter _Landulph | Plymouth 33kV | Adelaide Road | Primary | 11 | 50.3694 | -4.1486 | WPD Best View | Thermal headroom (MW) | 5.5486 | 5.529 | 5.15 | 5.0207 | 4.7528 | 4.0799 | 3.2144 | 2.6561 | 1.9014 | 1.4536 | 0.98478 | 0.38072 | -0.24925 | -0.98649 | -1.7109 | -2.4043 | -4.8214 | -5.3752 | -5.0139
Abham_Exeter _Landulph | Plymouth 33kV | Armada Street | Primary | 11 | 50.3767 | -4.1359 | Consumer Transformation | Thermal headroom (MW) | 2.8927 | 3.4305 | 3.2329 | 3.2323 | 3.1484 | 3.0739 | 2.8828 | 2.7146 | 2.4962 | 2.1631 | 1.6982 | 1.2676 | 0.87747 | 0.5315 | 0.23725 | -0.50112 | -3.7898 | -5.3124 | -5.7819
Abham_Exeter _Landulph | Plymouth 33kV | Armada Street | Primary | 11 | 50.3767 | -4.1359 | Leading the Way | Thermal headroom (MW) | 2.8731 | 3.3751 | 3.237 | 3.2243 | 3.1365 | 3.0334 | 2.8225 | 2.6133 | 2.3564 | 1.9799 | 1.4641 | 1.1318 | 0.84678 | 0.64099 | 0.033062 | -0.64409 | -2.8079 | -3.6079 | -2.5819
Abham_Exeter _Landulph | Plymouth 33kV | Armada Street | Primary | 11 | 50.3767 | -4.1359 | Steady Progression | Thermal headroom (MW) | 2.9368 | 3.6373 | 3.6292 | 3.743 | 3.8444 | 3.9604 | 4.1013 | 4.213 | 4.3096 | 4.3673 | 4.3796 | 4.291 | 4.2036 | 4.0827 | 3.9404 | 3.7629 | 2.4209 | 1.0698 | 0.42787
Abham_Exeter _Landulph | Plymouth 33kV | Armada Street | Primary | 11 | 50.3767 | -4.1359 | System Transformation | Thermal headroom (MW) | 2.9097 | 3.5794 | 3.5101 | 3.6362 | 3.6888 | 3.7943 | 3.8551 | 3.8931 | 3.9069 | 3.844 | 3.6927 | 3.4901 | 3.2607 | 3.0105 | 2.7506 | 2.4478 | 1.2894 | 0.43255 | 0.28557
Abham_Exeter _Landulph | Plymouth 33kV | Armada Street | Primary | 11 | 50.3767 | -4.1359 | WPD Best View | Thermal headroom (MW) | 2.8927 | 3.4305 | 3.2329 | 3.2323 | 3.1484 | 3.0739 | 2.8828 | 2.7146 | 2.4962 | 2.1631 | 1.6982 | 1.2676 | 0.87747 | 0.5315 | 0.23725 | -0.50112 | -3.7898 | -5.3124 | -5.7819
Abham_Exeter _Landulph | Plymouth 33kV | Buckwell Street | Primary | 11 | 50.3696 | -4.1379 | Consumer Transformation | Thermal headroom (MW) | 5.7859 | 6.3117 | 5.9902 | 6.0773 | 6.0959 | 5.8894 | 5.5842 | 5.3921 | 5.2998 | 5.2027 | 5.0219 | 4.865 | 4.6871 | 4.5339 | 4.3501 | 4.1914 | 3.7032 | 3.9032 | 4.4652
Abham_Exeter _Landulph | Plymouth 33kV | Buckwell Street | Primary | 11 | 50.3696 | -4.1379 | Leading the Way | Thermal headroom (MW) | 5.7663 | 6.136 | 5.9069 | 5.9691 | 5.9891 | 5.7125 | 5.3717 | 5.1765 | 5.0817 | 5.0085 | 4.8701 | 4.7569 | 4.6328 | 4.48 | 4.3178 | 4.1684 | 4.0813 | 4.6443 | 5.4843
Abham_Exeter _Landulph | Plymouth 33kV | Buckwell Street | Primary | 11 | 50.3696 | -4.1379 | Steady Progression | Thermal headroom (MW) | 5.8227 | 6.4391 | 6.3453 | 6.3858 | 6.506 | 6.5891 | 6.6616 | 6.7839 | 6.888 | 6.9468 | 7.0494 | 7.083 | 7.1015 | 7.0962 | 7.0595 | 6.9944 | 6.654 | 6.4362 | 6.4938
Abham_Exeter _Landulph | Plymouth 33kV | Buckwell Street | Primary | 11 | 50.3696 | -4.1379 | System Transformation | Thermal headroom (MW) | 5.7931 | 6.3671 | 6.1068 | 6.2402 | 6.3407 | 6.408 | 6.4497 | 6.4686 | 6.5543 | 6.5973 | 6.5978 | 6.5552 | 6.4878 | 6.3907 | 6.306 | 6.2184 | 5.9659 | 5.901 | 6.343
Abham_Exeter _Landulph | Plymouth 33kV | Buckwell Street | Primary | 11 | 50.3696 | -4.1379 | WPD Best View | Thermal headroom (MW) | 5.7859 | 6.3117 | 5.9902 | 6.0773 | 6.0959 | 5.8894 | 5.5842 | 5.3921 | 5.2998 | 5.2027 | 5.0219 | 4.865 | 4.6871 | 4.5339 | 4.3501 | 4.1914 | 3.7032 | 3.9032 | 4.4652
Abham_Exeter _Landulph | Plymouth 33kV | Eggbuckland | Primary | 11 | 50.4001 | -4.1132 | Consumer Transformation | Thermal headroom (MW) | 6.8109 | 7.2587 | 7.0682 | 7.0205 | 6.9535 | 6.8819 | 6.6081 | 6.3246 | 6.0184 | 5.7015 | 5.3662 | 4.9164 | 4.5426 | 3.8418 | 3.5782 | 3.2626 | 0.70663 | -0.85397 | -1.1918
Abham_Exeter _Landulph | Plymouth 33kV | Eggbuckland | Primary | 11 | 50.4001 | -4.1132 | Leading the Way | Thermal headroom (MW) | 6.7994 | 7.2599 | 7.0986 | 7.0501 | 7.0046 | 6.915 | 6.6277 | 6.3351 | 5.9982 | 5.6511 | 5.2969 | 5.0156 | 4.4452 | 4.2994 | 4.1423 | 3.6568 | 1.9801 | 0.97589 | 1.7555
Abham_Exeter _Landulph | Plymouth 33kV | Eggbuckland | Primary | 11 | 50.4001 | -4.1132 | Steady Progression | Thermal headroom (MW) | 6.8484 | 7.4639 | 7.4505 | 7.5806 | 7.7003 | 7.8066 | 7.9173 | 7.9946 | 8.0642 | 8.1132 | 8.0978 | 8.0297 | 7.9362 | 7.8379 | 7.7129 | 7.5762 | 6.3227 | 5.5233 | 5.0795
Abham_Exeter _Landulph | Plymouth 33kV | Eggbuckland | Primary | 11 | 50.4001 | -4.1132 | System Transformation | Thermal headroom (MW) | 6.8222 | 7.4204 | 7.3971 | 7.512 | 7.6105 | 7.7037 | 7.7508 | 7.7935 | 7.7943 | 7.741 | 7.6271 | 7.4823 | 7.31 | 7.0999 | 6.5155 | 6.3117 | 5.4259 | 4.7251 | 4.9157
Abham_Exeter _Landulph | Plymouth 33kV | Eggbuckland | Primary | 11 | 50.4001 | -4.1132 | WPD Best View | Thermal headroom (MW) | 6.8122 | 7.265 | 7.0812 | 7.0412 | 6.9837 | 6.9229 | 6.6603 | 6.4129 | 6.1254 | 5.8237 | 5.4934 | 5.0378 | 4.639 | 3.8908 | 3.5623 | 3.2456 | 0.78483 | -0.80894 | -1.1325
Abham_Exeter _Landulph | Plymouth 33kV | Elim Terrace | Primary | 11 | 50.3874 | -4.136 | Consumer Transformation | Thermal headroom (MW) | 4.5205 | 4.8248 | 4.6186 | 4.5652 | 4.5009 | 4.4032 | 4.1246 | 3.8558 | 3.555 | 3.2472 | 2.8815 | 2.4342 | 2.0443 | 1.333 | 0.96242 | 0.59528 | -1.8941 | -3.5365 | -3.9559
Abham_Exeter _Landulph | Plymouth 33kV | Elim Terrace | Primary | 11 | 50.3874 | -4.136 | Leading the Way | Thermal headroom (MW) | 4.5147 | 4.7875 | 4.631 | 4.5756 | 4.5052 | 4.3736 | 4.0831 | 3.8003 | 3.4797 | 3.1307 | 2.7284 | 2.4003 | 1.7746 | 1.4589 | 1.2552 | 0.78032 | -1.0025 | -2.1181 | -1.4473
Abham_Exeter _Landulph | Plymouth 33kV | Elim Terrace | Primary | 11 | 50.3874 | -4.136 | Steady Progression | Thermal headroom (MW) | 4.5479 | 4.9841 | 4.968 | 4.9981 | 5.0749 | 5.1418 | 5.2029 | 5.2407 | 5.262 | 5.236 | 5.1796 | 5.062 | 4.9417 | 4.7808 | 4.618 | 4.4364 | 2.9712 | 2.1184 | 1.523
Abham_Exeter _Landulph | Plymouth 33kV | Elim Terrace | Primary | 11 | 50.3874 | -4.136 | System Transformation | Thermal headroom (MW) | 4.5341 | 4.9582 | 4.8845 | 4.9354 | 4.9896 | 5.0251 | 5.0442 | 5.024 | 4.9571 | 4.8489 | 4.7029 | 4.5045 | 4.2768 | 4.0162 | 3.3838 | 3.1139 | 1.9585 | 1.1636 | 1.2323
Abham_Exeter _Landulph | Plymouth 33kV | Elim Terrace | Primary | 11 | 50.3874 | -4.136 | WPD Best View | Thermal headroom (MW) | 4.5205 | 4.8248 | 4.6186 | 4.5652 | 4.5009 | 4.4032 | 4.1246 | 3.8558 | 3.555 | 3.2472 | 2.8815 | 2.4342 | 2.0443 | 1.333 | 0.96242 | 0.59528 | -1.8941 | -3.5365 | -3.9559
Abham_Exeter _Landulph | Plymouth 33kV | Longbridge | Primary | 11 | 50.3927 | -4.0843 | Consumer Transformation | Thermal headroom (MW) | 6.8249 | 7.253 | 6.9947 | 6.8913 | 6.7929 | 6.5706 | 6.1853 | 5.8903 | 5.5892 | 5.2919 | 4.9824 | 4.6048 | 4.2815 | 3.6823 | 3.5135 | 3.3729 | 1.6777 | 0.69707 | 0.77868
Abham_Exeter _Landulph | Plymouth 33kV | Longbridge | Primary | 11 | 50.3927 | -4.0843 | Leading the Way | Thermal headroom (MW) | 6.8091 | 7.2033 | 6.9444 | 6.8525 | 6.7452 | 6.5033 | 6.1028 | 5.7718 | 5.4794 | 5.1703 | 4.9026 | 4.6987 | 4.2239 | 4.191 | 4.2282 | 3.9399 | 2.9013 | 2.3597 | 3.1901
Abham_Exeter _Landulph | Plymouth 33kV | Longbridge | Primary | 11 | 50.3927 | -4.0843 | Steady Progression | Thermal headroom (MW) | 6.8667 | 7.458 | 7.4084 | 7.4636 | 7.5244 | 7.574 | 7.6345 | 7.6847 | 7.7332 | 7.768 | 7.7705 | 7.7118 | 7.6254 | 7.5351 | 7.4164 | 7.2944 | 6.2212 | 5.6937 | 5.3793
Abham_Exeter _Landulph | Plymouth 33kV | Longbridge | Primary | 11 | 50.3927 | -4.0843 | System Transformation | Thermal headroom (MW) | 6.8379 | 7.4076 | 7.2734 | 7.31 | 7.3515 | 7.3809 | 7.366 | 7.3582 | 7.3433 | 7.305 | 7.1991 | 7.0536 | 6.8796 | 6.7043 | 6.1717 | 5.9966 | 5.476 | 4.9935 | 5.3288
Abham_Exeter _Landulph | Plymouth 33kV | Longbridge | Primary | 11 | 50.3927 | -4.0843 | WPD Best View | Thermal headroom (MW) | 6.8262 | 7.2593 | 7.0076 | 6.912 | 6.8231 | 6.6116 | 6.2375 | 5.9548 | 5.6963 | 5.4141 | 5.1095 | 4.7261 | 4.3779 | 3.7313 | 3.4975 | 3.2918 | 1.7559 | 0.74209 | 0.83794
Abham_Exeter _Landulph | Plymouth 33kV | Old Laira Road | Primary | 11 | 50.3819 | -4.1199 | Consumer Transformation | Thermal headroom (MW) | 11.5449 | 11.7267 | 11.5887 | 11.5394 | 11.479 | 11.3894 | 11.1342 | 10.8864 | 10.6366 | 10.3701 | 10.0573 | 9.6725 | 9.3205 | 8.6281 | 8.3091 | 7.9382 | 5.6623 | 3.9192 | 3.3258
Abham_Exeter _Landulph | Plymouth 33kV | Old Laira Road | Primary | 11 | 50.3819 | -4.1199 | Leading the Way | Thermal headroom (MW) | 11.5265 | 11.6954 | 11.5674 | 11.5119 | 11.4518 | 11.3262 | 11.0581 | 10.8203 | 10.5571 | 10.2611 | 9.8915 | 9.5914 | 8.9723 | 8.6935 | 8.4792 | 8.1458 | 6.3877 | 5.1297 | 5.5889
Abham_Exeter _Landulph | Plymouth 33kV | Old Laira Road | Primary | 11 | 50.3819 | -4.1199 | Steady Progression | Thermal headroom (MW) | 11.5787 | 11.8743 | 11.8491 | 11.905 | 11.9555 | 11.9852 | 12.0336 | 12.0572 | 12.052 | 12.0424 | 11.9844 | 11.8974 | 11.7846 | 11.6702 | 11.5311 | 11.3734 | 10.0443 | 9.1776 | 8.5395
Abham_Exeter _Landulph | Plymouth 33kV | Old Laira Road | Primary | 11 | 50.3819 | -4.1199 | System Transformation | Thermal headroom (MW) | 11.5555 | 11.8231 | 11.7933 | 11.8383 | 11.8624 | 11.9033 | 11.9016 | 11.8813 | 11.8215 | 11.7531 | 11.6304 | 11.471 | 11.2883 | 11.0625 | 10.4857 | 10.2641 | 9.2239 | 8.3434 | 8.3058
Abham_Exeter _Landulph | Plymouth 33kV | Old Laira Road | Primary | 11 | 50.3819 | -4.1199 | WPD Best View | Thermal headroom (MW) | 11.5449 | 11.7267 | 11.5887 | 11.5394 | 11.479 | 11.3894 | 11.1342 | 10.8864 | 10.6366 | 10.3701 | 10.0573 | 9.6725 | 9.3205 | 8.6281 | 8.3091 | 7.9382 | 5.6623 | 3.9192 | 3.3258
Abham_Exeter _Landulph | Plymouth 33kV | Plymstock South | Primary | 11 | 50.3534 | -4.1014 | Consumer Transformation | Thermal headroom (MW) | 12.0322 | 12.1936 | 12.0328 | 11.9569 | 11.8559 | 11.6902 | 11.398 | 11.1081 | 10.7966 | 10.4645 | 10.1287 | 9.677 | 9.3091 | 8.5922 | 8.2857 | 8.0241 | 5.7824 | 4.8108 | 4.8442
Abham_Exeter _Landulph | Plymouth 33kV | Plymstock South | Primary | 11 | 50.3534 | -4.1014 | Leading the Way | Thermal headroom (MW) | 12.0242 | 12.1702 | 12.016 | 11.935 | 11.8127 | 11.6385 | 11.3241 | 11.0179 | 10.6854 | 10.3336 | 9.9926 | 9.6405 | 8.9631 | 8.7311 | 8.5897 | 8.5029 | 5.8774 | 5.4073 | 6.0984
Abham_Exeter _Landulph | Plymouth 33kV | Plymstock South | Primary | 11 | 50.3534 | -4.1014 | Steady Progression | Thermal headroom (MW) | 12.0704 | 12.3412 | 12.2956 | 12.3329 | 12.3623 | 12.3841 | 12.4004 | 12.3864 | 12.3303 | 12.2624 | 12.1573 | 12.0139 | 11.8549 | 11.6782 | 11.4835 | 11.2823 | 9.2962 | 8.5337 | 8.0611
Abham_Exeter _Landulph | Plymouth 33kV | Plymstock South | Primary | 11 | 50.3534 | -4.1014 | System Transformation | Thermal headroom (MW) | 12.0475 | 12.2948 | 12.2352 | 12.2611 | 12.276 | 12.2796 | 12.2249 | 12.152 | 12.0539 | 11.9141 | 11.7264 | 11.4857 | 11.2293 | 10.9494 | 10.3133 | 10.0378 | 8.2948 | 7.6844 | 7.8366
Abham_Exeter _Landulph | Plymouth 33kV | Plymstock South | Primary | 11 | 50.3534 | -4.1014 | WPD Best View | Thermal headroom (MW) | 12.0335 | 12.1999 | 12.0457 | 11.9776 | 11.8899 | 11.7458 | 11.4691 | 11.1964 | 10.9037 | 10.5867 | 10.2559 | 9.7983 | 9.4176 | 8.7072 | 8.3493 | 8.0337 | 5.9047 | 4.8501 | 4.8986
Abham_Exeter _Landulph | Plymouth 33kV | Prince Rock | Primary | 11 | 50.3676 | -4.1133 | Consumer Transformation | Thermal headroom (MW) | 6.7359 | 7.2774 | 7.195 | 7.2698 | 7.1888 | 7.2011 | 7.1406 | 7.069 | 7.004 | 6.9181 | 6.7921 | 6.5901 | 6.4162 | 6.1285 | 5.6136 | 5.0571 | 2.9429 | 2.1114 | 1.9993
Abham_Exeter _Landulph | Plymouth 33kV | Prince Rock | Primary | 11 | 50.3676 | -4.1133 | Leading the Way | Thermal headroom (MW) | 6.7288 | 7.239 | 7.1844 | 7.2442 | 7.1203 | 7.1211 | 7.0593 | 6.9983 | 6.92 | 6.7992 | 6.628 | 6.4979 | 6.2418 | 5.7382 | 5.2816 | 4.8318 | 3.504 | 3.3163 | 4.2939
Abham_Exeter _Landulph | Plymouth 33kV | Prince Rock | Primary | 11 | 50.3676 | -4.1133 | Steady Progression | Thermal headroom (MW) | 6.7531 | 7.3603 | 7.3604 | 7.4854 | 7.5239 | 7.645 | 7.7591 | 7.8606 | 7.9467 | 8.0225 | 8.0782 | 8.1128 | 8.1323 | 8.1294 | 8.0995 | 8.0504 | 7.6432 | 6.49 | 6.2707
Abham_Exeter _Landulph | Plymouth 33kV | Prince Rock | Primary | 11 | 50.3676 | -4.1133 | System Transformation | Thermal headroom (MW) | 6.744 | 7.3322 | 7.3051 | 7.4433 | 7.4349 | 7.5403 | 7.6253 | 7.7075 | 7.7655 | 7.8004 | 7.8144 | 7.794 | 7.7399 | 7.6461 | 7.5422 | 7.4284 | 6.372 | 5.641 | 5.8627
Abham_Exeter _Landulph | Plymouth 33kV | Prince Rock | Primary | 11 | 50.3676 | -4.1133 | WPD Best View | Thermal headroom (MW) | 6.7359 | 7.2774 | 7.195 | 7.2698 | 7.1888 | 7.2011 | 7.1406 | 7.069 | 7.004 | 6.9181 | 6.7921 | 6.5901 | 6.4162 | 6.1285 | 5.6136 | 5.0571 | 2.9429 | 2.1114 | 1.9993
Abham_Exeter _Landulph | Plymouth 33kV | Stentaway | Primary | 11 | 50.3643 | -4.0857 | Consumer Transformation | Thermal headroom (MW) | 2.3766 | 2.4778 | 1.7405 | 1.2911 | 0.84555 | 0.088842 | -1.0122 | -2.0556 | -3.1516 | -4.2578 | -5.7522 | -7.0135 | -8.1576 | -9.4963 | -10.1342 | -11.0678 | -15.1794 | -16.4653 | -16.2882
Abham_Exeter _Landulph | Plymouth 33kV | Stentaway | Primary | 11 | 50.3643 | -4.0857 | Leading the Way | Thermal headroom (MW) | 2.3066 | 2.3395 | 1.5983 | 1.1212 | 0.65519 | -0.14163 | -1.2581 | -2.3295 | -3.777 | -4.8942 | -5.9194 | -6.7221 | -7.7506 | -8.1735 | -8.6842 | -9.2688 | -11.7561 | -12.3829 | -11.101
Abham_Exeter _Landulph | Plymouth 33kV | Stentaway | Primary | 11 | 50.3643 | -4.0857 | Steady Progression | Thermal headroom (MW) | 2.4915 | 3.0114 | 2.7704 | 2.7101 | 2.671 | 2.6291 | 2.5608 | 2.4722 | 2.331 | 2.1193 | 1.8218 | 1.4333 | 1.0013 | 0.53493 | -0.25901 | -0.73323 | -3.2141 | -4.782 | -5.6516
Abham_Exeter _Landulph | Plymouth 33kV | Stentaway | Primary | 11 | 50.3643 | -4.0857 | System Transformation | Thermal headroom (MW) | 2.4064 | 2.8505 | 2.4515 | 2.3323 | 2.2214 | 2.0792 | 1.8784 | 1.6235 | 1.2764 | 0.85163 | 0.33217 | -0.62058 | -1.2794 | -1.9488 | -2.881 | -3.4067 | -5.7814 | -6.8597 | -6.721
Abham_Exeter _Landulph | Plymouth 33kV | Stentaway | Primary | 11 | 50.3643 | -4.0857 | WPD Best View | Thermal headroom (MW) | 2.3895 | 2.6153 | 2.0079 | 1.6834 | 1.3606 | 0.93218 | 0.25057 | -0.44929 | -1.2078 | -2.0025 | -2.8656 | -4.228 | -5.2079 | -6.454 | -7.1456 | -7.7367 | -10.4631 | -12.3982 | -12.5622
Abham_Exeter _Landulph | Plympton 33kV | Plympton 33kV | Bulk Supply Point | 33 | 50.3717 | -4.0121 | Consumer Transformation | Thermal headroom (MW) | 9.8179 | 10.7041 | 8.7579 | 7.4934 | 6.085 | 4.0839 | 1.5365 | -0.87698 | -3.453 | -6.1829 | -10.1342 | -13.1793 | -16.0724 | -18.9726 | -21.5871 | -25.0865 | -36.6431 | -40.0836 | -39.6678
Abham_Exeter _Landulph | Plympton 33kV | Plympton 33kV | Bulk Supply Point | 33 | 50.3717 | -4.0121 | Leading the Way | Thermal headroom (MW) | 9.6887 | 10.4679 | 8.7061 | 7.31 | 5.8424 | 3.6825 | 0.96109 | -1.5179 | -5.4321 | -8.2995 | -11.2479 | -13.6389 | -16.2899 | -18.5311 | -21.2974 | -22.9687 | -31.6661 | -31.4122 | -26.2107
Abham_Exeter _Landulph | Plympton 33kV | Plympton 33kV | Bulk Supply Point | 33 | 50.3717 | -4.0121 | Steady Progression | Thermal headroom (MW) | 10.2095 | 12.3769 | 12.0023 | 12.024 | 12.069 | 12.0332 | 11.9302 | 11.7287 | 11.334 | 10.7302 | 9.8827 | 8.6461 | 7.2383 | 5.6415 | 2.8796 | 1.1321 | -9.1186 | -16.9798 | -20.5788
Abham_Exeter _Landulph | Plympton 33kV | Plympton 33kV | Bulk Supply Point | 33 | 50.3717 | -4.0121 | System Transformation | Thermal headroom (MW) | 9.955 | 11.9184 | 11.1622 | 10.9877 | 10.6891 | 10.3084 | 9.5529 | 8.6958 | 7.589 | 6.2069 | 4.503 | 1.2977 | -1.055 | -3.5379 | -6.3061 | -8.7078 | -20.198 | -24.6277 | -24.4925
Abham_Exeter _Landulph | Plympton 33kV | Plympton 33kV | Bulk Supply Point | 33 | 50.3717 | -4.0121 | WPD Best View | Thermal headroom (MW) | 9.9333 | 11.6648 | 10.6491 | 10.242 | 9.7335 | 9.0958 | 7.9205 | 6.6499 | 5.1455 | 3.433 | 1.1575 | -2.1809 | -4.7983 | -7.6682 | -10.8439 | -13.8763 | -26.5206 | -30.9539 | -31.1317
Abham_Exeter _Landulph | Plympton 33kV | Ivybridge | Primary | 11 | 50.3865 | -3.9256 | Consumer Transformation | Thermal headroom (MW) | 7.5734 | 7.8753 | 7.5645 | 7.2478 | 7.0312 | 6.7648 | 6.3357 | 5.96 | 5.5719 | 5.1817 | 4.3824 | 3.8917 | 3.4472 | 3.0849 | 2.3229 | 1.1737 | -1.981 | -2.8465 | -3.0195
Abham_Exeter _Landulph | Plympton 33kV | Ivybridge | Primary | 11 | 50.3865 | -3.9256 | Leading the Way | Thermal headroom (MW) | 7.5434 | 7.8337 | 7.5531 | 7.1624 | 6.9347 | 6.6649 | 6.2031 | 5.8462 | 5.0816 | 4.6716 | 4.2579 | 3.9501 | 3.6729 | 3.02 | 1.9567 | 1.3578 | -0.65786 | -0.80055 | 0.31916
Abham_Exeter _Landulph | Plympton 33kV | Ivybridge | Primary | 11 | 50.3865 | -3.9256 | Steady Progression | Thermal headroom (MW) | 7.6435 | 8.1637 | 8.1032 | 8.0625 | 8.1043 | 8.156 | 8.1795 | 8.1981 | 8.1809 | 8.1485 | 8.0864 | 7.9607 | 7.7797 | 7.601 | 7.0325 | 6.808 | 5.5803 | 4.1783 | 3.2177
Abham_Exeter _Landulph | Plympton 33kV | Ivybridge | Primary | 11 | 50.3865 | -3.9256 | System Transformation | Thermal headroom (MW) | 7.591 | 8.087 | 7.9779 | 7.8661 | 7.8574 | 7.8391 | 7.7774 | 7.6905 | 7.5841 | 7.4438 | 7.2438 | 6.6289 | 6.3197 | 6.0098 | 5.684 | 5.3784 | 3.5283 | 2.1413 | 1.9566
Abham_Exeter _Landulph | Plympton 33kV | Ivybridge | Primary | 11 | 50.3865 | -3.9256 | WPD Best View | Thermal headroom (MW) | 7.591 | 8.087 | 7.9779 | 7.8661 | 7.8574 | 7.8391 | 7.7774 | 7.6905 | 7.5841 | 7.4438 | 7.2438 | 6.6289 | 6.3197 | 6.0098 | 5.684 | 5.3784 | 3.5283 | 2.1413 | 1.9566
Abham_Exeter _Landulph | Plympton 33kV | Langage | Primary | 11 | 50.3848 | -4.0173 | Consumer Transformation | Thermal headroom (MW) | 9.1383 | 9.4958 | 9.3687 | 9.3539 | 9.2912 | 9.0846 | 8.7559 | 8.4131 | 8.0438 | 7.6504 | 7.219 | 6.7437 | 6.3401 | 6.0439 | 5.8293 | 5.5705 | 4.4997 | 3.8812 | 3.9425
Abham_Exeter _Landulph | Plympton 33kV | Langage | Primary | 11 | 50.3848 | -4.0173 | Leading the Way | Thermal headroom (MW) | 9.1295 | 9.4904 | 9.368 | 9.3563 | 9.2804 | 9.034 | 8.6629 | 8.2999 | 7.896 | 7.4552 | 7.0116 | 6.6508 | 6.409 | 6.2743 | 6.1564 | 6.101 | 5.278 | 5.1634 | 5.8098
Abham_Exeter _Landulph | Plympton 33kV | Langage | Primary | 11 | 50.3848 | -4.0173 | Steady Progression | Thermal headroom (MW) | 9.1659 | 9.6267 | 9.6154 | 9.7135 | 9.778 | 9.8005 | 9.8395 | 9.8601 | 9.8411 | 9.7839 | 9.6846 | 9.5449 | 9.3943 | 9.2286 | 9.0588 | 8.8654 | 7.8684 | 7.1522 | 7.1169
Abham_Exeter _Landulph | Plympton 33kV | Langage | Primary | 11 | 50.3848 | -4.0173 | System Transformation | Thermal headroom (MW) | 9.1502 | 9.5995 | 9.5788 | 9.6627 | 9.6879 | 9.6955 | 9.659 | 9.6202 | 9.5115 | 9.3616 | 9.1676 | 8.9215 | 8.6626 | 8.4102 | 8.1463 | 7.9031 | 7.0374 | 6.842 | 7.094
Abham_Exeter _Landulph | Plympton 33kV | Langage | Primary | 11 | 50.3848 | -4.0173 | WPD Best View | Thermal headroom (MW) | 9.1396 | 9.5022 | 9.3816 | 9.3746 | 9.324 | 9.229 | 9.0185 | 8.7749 | 8.5052 | 8.2102 | 7.8684 | 7.4689 | 7.0952 | 6.7779 | 6.508 | 6.2584 | 5.3021 | 4.7205 | 4.6826
Abham_Exeter _Landulph | Plympton 33kV | Linketty Lane | Primary | 11 | 50.3887 | -4.0651 | Consumer Transformation | Thermal headroom (MW) | 6.4103 | 6.6754 | 6.1519 | 5.9097 | 5.6484 | 5.2255 | 4.5863 | 3.9555 | 3.2766 | 2.5939 | 1.4413 | 0.58594 | -0.50957 | -2.0719 | -3.3288 | -4.8298 | -9.5022 | -11.2218 | -11.3622
Abham_Exeter _Landulph | Plympton 33kV | Linketty Lane | Primary | 11 | 50.3887 | -4.0651 | Leading the Way | Thermal headroom (MW) | 6.3698 | 6.5507 | 6.1329 | 5.8779 | 5.6116 | 5.1844 | 4.5079 | 3.8533 | 2.7952 | 2.0761 | 1.2838 | 0.59901 | -0.85253 | -1.9914 | -3.365 | -4.2289 | -7.3261 | -8.0206 | -6.5611
Abham_Exeter _Landulph | Plympton 33kV | Linketty Lane | Primary | 11 | 50.3887 | -4.0651 | Steady Progression | Thermal headroom (MW) | 6.4855 | 7.0489 | 6.9429 | 6.9213 | 6.9651 | 6.9883 | 7.0166 | 7.0192 | 6.9758 | 6.9061 | 6.749 | 6.5237 | 6.2537 | 5.9634 | 5.3171 | 5.0055 | 2.932 | 0.63014 | -0.91062
Abham_Exeter _Landulph | Plympton 33kV | Linketty Lane | Primary | 11 | 50.3887 | -4.0651 | System Transformation | Thermal headroom (MW) | 6.4302 | 6.9488 | 6.7033 | 6.7095 | 6.6774 | 6.6663 | 6.596 | 6.4901 | 6.3412 | 6.103 | 5.7752 | 5.0422 | 4.622 | 4.1568 | 3.3804 | 2.9887 | 0.24864 | -2.1794 | -2.3947
Abham_Exeter _Landulph | Plympton 33kV | Linketty Lane | Primary | 11 | 50.3887 | -4.0651 | WPD Best View | Thermal headroom (MW) | 6.4116 | 6.6814 | 6.1699 | 5.9407 | 5.6933 | 5.4298 | 4.942 | 4.4727 | 3.93 | 3.3789 | 2.338 | 1.5859 | 0.85289 | -0.22393 | -1.7517 | -3.1985 | -7.9249 | -9.8533 | -10.1743
Abham_Exeter _Landulph | Plympton 33kV | Modbury | Primary | 11 | 50.3482 | -3.8943 | Consumer Transformation | Thermal headroom (MW) | 1.1307 | 1.1417 | 0.86381 | 0.65465 | 0.41864 | 0.060658 | -0.26574 | -0.50848 | -0.76503 | -1.0409 | -1.6652 | -1.8998 | -2.1038 | -2.2707 | -2.4375 | -2.9443 | -4.5147 | -4.5739 | -4.5973
Abham_Exeter _Landulph | Plympton 33kV | Modbury | Primary | 11 | 50.3482 | -3.8943 | Leading the Way | Thermal headroom (MW) | 1.1057 | 1.0863 | 0.84062 | 0.6076 | 0.35547 | -0.01843 | -0.34965 | -0.59159 | -1.2498 | -1.5164 | -1.7577 | -1.9405 | -2.0755 | -2.2163 | -2.6358 | -2.9124 | -3.9008 | -3.6454 | -3.156
Abham_Exeter _Landulph | Plympton 33kV | Modbury | Primary | 11 | 50.3482 | -3.8943 | Steady Progression | Thermal headroom (MW) | 1.196 | 1.3881 | 1.3365 | 1.2983 | 1.2675 | 1.2306 | 1.197 | 1.1649 | 1.1178 | 1.045 | 0.95814 | 0.82102 | 0.68214 | 0.50836 | -0.035443 | -0.21946 | -1.3903 | -2.5222 | -3.1519
Abham_Exeter _Landulph | Plympton 33kV | Modbury | Primary | 11 | 50.3482 | -3.8943 | System Transformation | Thermal headroom (MW) | 1.1512 | 1.3039 | 1.1864 | 1.1263 | 1.0355 | 0.94318 | 0.80257 | 0.68116 | 0.54811 | 0.38595 | 0.19311 | -0.39383 | -0.66074 | -0.92504 | -1.1868 | -1.4399 | -3.3051 | -3.8672 | -4.0409
Abham_Exeter _Landulph | Plympton 33kV | Modbury | Primary | 11 | 50.3482 | -3.8943 | WPD Best View | Thermal headroom (MW) | 1.1512 | 1.3039 | 1.1864 | 1.1263 | 1.0355 | 0.94318 | 0.80257 | 0.68116 | 0.54811 | 0.38595 | 0.19311 | -0.39383 | -0.66074 | -0.92504 | -1.1868 | -1.4399 | -3.3051 | -3.8672 | -4.0409
Abham_Exeter _Landulph | Plympton 33kV | Newton Ferrers | Primary | 11 | 50.3268 | -4.0272 | Consumer Transformation | Thermal headroom (MW) | 3.9242 | 3.9077 | 3.7343 | 3.5982 | 3.4401 | 3.2736 | 3.0356 | 2.7889 | 2.5261 | 2.2431 | 1.9657 | 1.6262 | 1.3198 | 1.0402 | 0.83215 | 0.66881 | -0.028834 | -0.38262 | -0.324
Abham_Exeter _Landulph | Plympton 33kV | Newton Ferrers | Primary | 11 | 50.3268 | -4.0272 | Leading the Way | Thermal headroom (MW) | 3.9161 | 3.9011 | 3.748 | 3.605 | 3.4482 | 3.2615 | 3.005 | 2.7549 | 2.471 | 2.1737 | 1.8361 | 1.5543 | 1.2774 | 1.1083 | 1.0216 | 0.97991 | 0.21133 | 0.20061 | 0.64206
Abham_Exeter _Landulph | Plympton 33kV | Newton Ferrers | Primary | 11 | 50.3268 | -4.0272 | Steady Progression | Thermal headroom (MW) | 3.9591 | 4.0761 | 4.0512 | 4.0495 | 4.0381 | 4.0254 | 3.9917 | 3.9457 | 3.8839 | 3.7974 | 3.6854 | 3.5354 | 3.364 | 3.1615 | 2.961 | 2.7442 | 1.4984 | 0.89459 | 0.67044
Abham_Exeter _Landulph | Plympton 33kV | Newton Ferrers | Primary | 11 | 50.3268 | -4.0272 | System Transformation | Thermal headroom (MW) | 3.9396 | 4.0368 | 3.9879 | 3.9593 | 3.9209 | 3.8689 | 3.7776 | 3.6674 | 3.5246 | 3.3571 | 3.1603 | 2.9138 | 2.6373 | 2.3351 | 1.9987 | 1.6801 | 0.617 | 0.40797 | 0.47066
Abham_Exeter _Landulph | Plympton 33kV | Newton Ferrers | Primary | 11 | 50.3268 | -4.0272 | WPD Best View | Thermal headroom (MW) | 3.9396 | 4.0368 | 3.9879 | 3.9593 | 3.9209 | 3.8689 | 3.7776 | 3.6674 | 3.5246 | 3.3571 | 3.1603 | 2.9138 | 2.6373 | 2.3351 | 1.9987 | 1.6801 | 0.617 | 0.40797 | 0.47066
Abham_Exeter _Landulph | Plympton 33kV | Torycombe | Primary | 11 | 50.4324 | -4.0258 | Consumer Transformation | Thermal headroom (MW) | 8.539 | 8.7803 | 8.4879 | 8.3798 | 8.2225 | 7.9684 | 7.6728 | 7.3581 | 7.0135 | 6.633 | 6.2407 | 5.884 | 5.5847 | 5.2785 | 5.0672 | 4.8993 | 4.1847 | 4.0809 | 4.5192
Abham_Exeter _Landulph | Plympton 33kV | Torycombe | Primary | 11 | 50.4324 | -4.0258 | Leading the Way | Thermal headroom (MW) | 8.5315 | 8.7727 | 8.4574 | 8.3376 | 8.1675 | 7.8805 | 7.5554 | 7.2025 | 6.8207 | 6.4044 | 6.0315 | 5.7377 | 5.4425 | 5.2277 | 5.1558 | 5.0994 | 4.4412 | 4.8981 | 5.6991
Abham_Exeter _Landulph | Plympton 33kV | Torycombe | Primary | 11 | 50.4324 | -4.0258 | Steady Progression | Thermal headroom (MW) | 8.5933 | 8.9764 | 8.885 | 8.9395 | 8.9624 | 8.9603 | 8.9499 | 8.9096 | 8.8356 | 8.7302 | 8.591 | 8.3848 | 8.1494 | 7.9021 | 7.6358 | 7.3667 | 5.8481 | 4.7849 | 4.6222
Abham_Exeter _Landulph | Plympton 33kV | Torycombe | Primary | 11 | 50.4324 | -4.0258 | System Transformation | Thermal headroom (MW) | 8.5597 | 8.9218 | 8.765 | 8.786 | 8.7667 | 8.7163 | 8.597 | 8.4396 | 8.2478 | 8.0189 | 7.7434 | 7.396 | 7.0259 | 6.6206 | 6.2401 | 5.8876 | 4.5588 | 4.3844 | 4.6938
Abham_Exeter _Landulph | Plympton 33kV | Torycombe | Primary | 11 | 50.4324 | -4.0258 | WPD Best View | Thermal headroom (MW) | 8.5584 | 8.9154 | 8.7476 | 8.7581 | 8.7259 | 8.6607 | 8.526 | 8.3513 | 8.1408 | 7.8968 | 7.6162 | 7.2747 | 6.9296 | 6.5716 | 6.2561 | 5.9353 | 4.7636 | 4.5941 | 4.8965
Abham_Exeter _Landulph | Sowton 33kV | Sowton 33kV | Bulk Supply Point | 33 | 50.727 | -3.466 | Consumer Transformation | Thermal headroom (MW) | 26.7292 | 26.8224 | 21.5684 | 17.3866 | 12.8016 | 8.0714 | 2.7477 | -1.9355 | -7.7549 | -13.3526 | -18.9992 | -23.7122 | -27.9267 | -32.9919 | -36.7608 | -40.6479 | -64.3987 | -66.7936 | -62.5976
Abham_Exeter _Landulph | Sowton 33kV | Sowton 33kV | Bulk Supply Point | 33 | 50.727 | -3.466 | Leading the Way | Thermal headroom (MW) | 26.3485 | 25.4537 | 18.9755 | 14.0633 | 8.1964 | 2.6688 | -3.8122 | -8.9942 | -14.9064 | -21.0348 | -26.3893 | -30.0164 | -33.5887 | -36.3319 | -39.6316 | -42.4724 | -58.0429 | -55.0759 | -44.518
Abham_Exeter _Landulph | Sowton 33kV | Sowton 33kV | Bulk Supply Point | 33 | 50.727 | -3.466 | Steady Progression | Thermal headroom (MW) | 27.3593 | 29.4149 | 26.8434 | 25.2693 | 22.8167 | 21.2503 | 20.0155 | 18.8995 | 17.4145 | 15.6146 | 13.7195 | 11.6209 | 8.8056 | 6.2134 | 3.4239 | 0.60346 | -19.5345 | -31.9101 | -33.96
Abham_Exeter _Landulph | Sowton 33kV | Sowton 33kV | Bulk Supply Point | 33 | 50.727 | -3.466 | System Transformation | Thermal headroom (MW) | 26.8995 | 28.1794 | 24.2322 | 21.4084 | 18.164 | 15.8569 | 13.3264 | 11.2161 | 8.3972 | 4.6702 | 1.2815 | -2.1015 | -5.5826 | -9.4208 | -14.4553 | -18.0335 | -40.5876 | -43.4141 | -39.5168
Abham_Exeter _Landulph | Sowton 33kV | Sowton 33kV | Bulk Supply Point | 33 | 50.727 | -3.466 | WPD Best View | Thermal headroom (MW) | 27.0175 | 28.3401 | 24.3452 | 21.7663 | 18.4204 | 16.1285 | 13.7191 | 11.758 | 9.1733 | 6.2933 | 3.3422 | 0.57059 | -2.9845 | -6.2143 | -9.9278 | -13.0703 | -34.469 | -39.1983 | -36.9579
Abham_Exeter _Landulph | Sowton 33kV | Clyst Honiton | Primary | 11 | 50.7289 | -3.4336 | Consumer Transformation | Thermal headroom (MW) | 11.282 | 9.9847 | 7.1521 | 4.4779 | 0.81605 | -2.3741 | -5.2083 | -7.175 | -9.5256 | -11.8196 | -13.749 | -15.2324 | -16.6088 | -17.8117 | -19.0476 | -20.1111 | -22.8412 | -21.3354 | -18.8942
Abham_Exeter _Landulph | Sowton 33kV | Clyst Honiton | Primary | 11 | 50.7289 | -3.4336 | Leading the Way | Thermal headroom (MW) | 11.1957 | 9.3446 | 5.2599 | 1.9753 | -2.9459 | -6.8276 | -10.217 | -12.5903 | -15.1157 | -17.5804 | -19.3832 | -20.1353 | -20.8057 | -21.3652 | -21.8209 | -22.0444 | -21.6617 | -19.1573 | -16.0862
Abham_Exeter _Landulph | Sowton 33kV | Clyst Honiton | Primary | 11 | 50.7289 | -3.4336 | Steady Progression | Thermal headroom (MW) | 11.4057 | 10.7026 | 8.8242 | 7.442 | 4.6553 | 2.834 | 1.5058 | 0.55182 | -0.58786 | -1.7399 | -2.6907 | -3.5053 | -4.2852 | -5.1226 | -5.9152 | -6.7275 | -10.2462 | -14.4411 | -14.44
Abham_Exeter _Landulph | Sowton 33kV | Clyst Honiton | Primary | 11 | 50.7289 | -3.4336 | System Transformation | Thermal headroom (MW) | 11.3074 | 10.1771 | 7.5385 | 5.1234 | 1.6751 | -0.62201 | -2.6805 | -3.9212 | -5.5965 | -7.2803 | -8.6251 | -9.6313 | -10.5765 | -11.5193 | -12.5473 | -13.5351 | -17.343 | -17.2031 | -15.4524
Abham_Exeter _Landulph | Sowton 33kV | Clyst Honiton | Primary | 11 | 50.7289 | -3.4336 | WPD Best View | Thermal headroom (MW) | 11.3101 | 10.145 | 7.3102 | 5.0718 | 1.585 | -0.73354 | -2.7992 | -4.0437 | -5.7162 | -7.3889 | -8.7001 | -9.6756 | -10.5792 | -11.4749 | -12.49 | -13.4636 | -17.221 | -17.1455 | -15.4236
Abham_Exeter _Landulph | Sowton 33kV | Countess Wear | Primary | 11 | 50.7014 | -3.4935 | Consumer Transformation | Thermal headroom (MW) | 3.0812 | 3.2339 | 3.0631 | 2.896 | 2.82 | 2.6475 | 2.3537 | 2.0594 | 1.6595 | 1.0404 | 0.43606 | -0.043158 | -0.36769 | -1.0625 | -1.3759 | -1.6336 | -3.138 | -3.8483 | -3.608
Abham_Exeter _Landulph | Sowton 33kV | Countess Wear | Primary | 11 | 50.7014 | -3.4935 | Leading the Way | Thermal headroom (MW) | 3.0181 | 3.1447 | 2.8858 | 2.8182 | 2.7447 | 2.5523 | 2.2604 | 1.9973 | 1.528 | 0.79592 | 0.047806 | -0.37251 | -1.0257 | -1.251 | -1.4157 | -1.794 | -2.6132 | -2.8133 | -1.9295
Abham_Exeter _Landulph | Sowton 33kV | Countess Wear | Primary | 11 | 50.7014 | -3.4935 | Steady Progression | Thermal headroom (MW) | 3.1446 | 3.4339 | 3.3924 | 3.4383 | 3.3867 | 3.3868 | 3.4105 | 3.4153 | 3.3113 | 3.0741 | 2.7896 | 2.5736 | 2.3859 | 2.1651 | 1.9232 | 1.6657 | -0.11641 | -1.0679 | -1.4819
Abham_Exeter _Landulph | Sowton 33kV | Countess Wear | Primary | 11 | 50.7014 | -3.4935 | System Transformation | Thermal headroom (MW) | 3.0932 | 3.3482 | 3.2889 | 3.2118 | 3.2437 | 3.2333 | 3.2114 | 3.147 | 2.949 | 2.5064 | 2.0341 | 1.693 | 1.4039 | 1.0616 | 0.35052 | 0.0082551 | -1.3372 | -1.7906 | -1.4639
Abham_Exeter _Landulph | Sowton 33kV | Countess Wear | Primary | 11 | 50.7014 | -3.4935 | WPD Best View | Thermal headroom (MW) | 3.138 | 3.4235 | 3.3715 | 3.4066 | 3.3386 | 3.3216 | 3.3027 | 3.249 | 3.108 | 2.8275 | 2.5039 | 2.2452 | 2.0427 | 1.8241 | 1.6056 | 1.3926 | -0.19921 | -0.81304 | -1.157
Abham_Exeter _Landulph | Sowton 33kV | Exeter Science Park | Primary | 11 | 50.7352 | -3.4607 | Consumer Transformation | Thermal headroom (MW) | 6.0028 | 6.1297 | 5.8323 | 5.7801 | 5.8378 | 5.8758 | 5.8823 | 5.7779 | 5.7265 | 5.6403 | 5.5652 | 5.4874 | 5.4304 | 5.3737 | 5.28 | 5.1815 | 4.015 | 4.2122 | 4.5241
Abham_Exeter _Landulph | Sowton 33kV | Exeter Science Park | Primary | 11 | 50.7352 | -3.4607 | Leading the Way | Thermal headroom (MW) | 6.0029 | 6.057 | 5.6763 | 5.5828 | 5.6371 | 5.6715 | 5.6667 | 5.4956 | 5.4531 | 5.388 | 5.32 | 5.2589 | 5.164 | 5.0719 | 4.9837 | 4.9065 | 3.5588 | 3.9697 | 4.5315
Abham_Exeter _Landulph | Sowton 33kV | Exeter Science Park | Primary | 11 | 50.7352 | -3.4607 | Steady Progression | Thermal headroom (MW) | 6.0048 | 6.1749 | 5.9764 | 5.9404 | 5.9956 | 6.0341 | 6.0657 | 6.0449 | 6.0735 | 6.1017 | 6.1265 | 6.0877 | 6.022 | 5.9488 | 5.8731 | 5.7935 | 4.9954 | 4.6875 | 4.8693
Abham_Exeter _Landulph | Sowton 33kV | Exeter Science Park | Primary | 11 | 50.7352 | -3.4607 | System Transformation | Thermal headroom (MW) | 6.0035 | 6.133 | 5.8393 | 5.7916 | 5.8552 | 5.901 | 5.917 | 5.8406 | 5.8553 | 5.861 | 5.8196 | 5.7301 | 5.623 | 5.506 | 5.3953 | 5.2961 | 4.2598 | 4.2908 | 4.6329
Abham_Exeter _Landulph | Sowton 33kV | Exeter Science Park | Primary | 11 | 50.7352 | -3.4607 | WPD Best View | Thermal headroom (MW) | 6.0041 | 6.1336 | 5.8587 | 5.793 | 5.8576 | 5.9043 | 5.9225 | 5.8838 | 5.9018 | 5.9206 | 5.897 | 5.864 | 5.7817 | 5.6894 | 5.5988 | 5.5119 | 4.5308 | 4.4054 | 4.6832
Abham_Exeter _Landulph | Sowton 33kV | Heavitree | Primary | 11 | 50.7206 | -3.4904 | Consumer Transformation | Thermal headroom (MW) | 2.5976 | 2.7727 | 2.4295 | 2.2693 | 2.1153 | 1.9364 | 1.5314 | 1.2106 | 0.86119 | 0.5122 | 0.083883 | -0.34869 | -0.71509 | -1.053 | -1.3556 | -2.0365 | -4.8973 | -5.71 | -5.5693
Abham_Exeter _Landulph | Sowton 33kV | Heavitree | Primary | 11 | 50.7206 | -3.4904 | Leading the Way | Thermal headroom (MW) | 2.5091 | 2.6414 | 2.3486 | 2.2052 | 2.0709 | 1.9147 | 1.5509 | 1.3022 | 0.92445 | 0.56554 | 0.092839 | -0.16515 | -0.39508 | -0.5589 | -1.1158 | -1.6098 | -3.546 | -3.7469 | -2.8143
Abham_Exeter _Landulph | Sowton 33kV | Heavitree | Primary | 11 | 50.7206 | -3.4904 | Steady Progression | Thermal headroom (MW) | 2.7238 | 3.235 | 3.1896 | 3.3072 | 3.4245 | 3.5415 | 3.6169 | 3.7146 | 3.7766 | 3.8311 | 3.8185 | 3.7619 | 3.6709 | 3.5685 | 3.4511 | 3.3004 | 2.1412 | 1.3977 | 1.1543
Abham_Exeter _Landulph | Sowton 33kV | Heavitree | Primary | 11 | 50.7206 | -3.4904 | System Transformation | Thermal headroom (MW) | 2.6248 | 3.0523 | 2.9719 | 3.0531 | 3.1209 | 3.2037 | 3.2091 | 3.1962 | 3.1384 | 3.1105 | 2.9314 | 2.7592 | 2.5606 | 2.3452 | 2.1141 | 1.8852 | 0.94242 | 0.63636 | 0.95227
Abham_Exeter _Landulph | Sowton 33kV | Heavitree | Primary | 11 | 50.7206 | -3.4904 | WPD Best View | Thermal headroom (MW) | 2.7238 | 3.235 | 3.1896 | 3.3072 | 3.4245 | 3.5415 | 3.6169 | 3.7146 | 3.7766 | 3.8311 | 3.8185 | 3.7619 | 3.6709 | 3.5685 | 3.4511 | 3.3004 | 2.1412 | 1.3977 | 1.1543
Abham_Exeter _Landulph | Sowton 33kV | Hill Barton Primary | Primary | 11 | 50.7122 | -3.4112 | Consumer Transformation | Thermal headroom (MW) | 3.216 | 3.4036 | 3.3546 | 3.3088 | 3.35 | 3.3889 | 3.4141 | 3.4354 | 3.4378 | 3.4117 | 3.3858 | 3.3545 | 3.3445 | 3.348 | 3.3289 | 3.2925 | 2.8532 | 2.9581 | 3.1214
Abham_Exeter _Landulph | Sowton 33kV | Hill Barton Primary | Primary | 11 | 50.7122 | -3.4112 | Leading the Way | Thermal headroom (MW) | 3.2161 | 3.3519 | 3.3544 | 3.275 | 3.316 | 3.3541 | 3.385 | 3.4084 | 3.3728 | 3.3452 | 3.3234 | 3.316 | 3.3076 | 3.2655 | 3.2098 | 3.1743 | 3.1775 | 3.3448 | 3.5947
Abham_Exeter _Landulph | Sowton 33kV | Hill Barton Primary | Primary | 11 | 50.7122 | -3.4112 | Steady Progression | Thermal headroom (MW) | 3.217 | 3.4058 | 3.4108 | 3.3404 | 3.3851 | 3.4282 | 3.4656 | 3.5012 | 3.5346 | 3.5677 | 3.5987 | 3.6018 | 3.5866 | 3.5662 | 3.5433 | 3.5159 | 3.2041 | 3.1247 | 3.2297
Abham_Exeter _Landulph | Sowton 33kV | Hill Barton Primary | Primary | 11 | 50.7122 | -3.4112 | System Transformation | Thermal headroom (MW) | 3.2164 | 3.4052 | 3.3581 | 3.3146 | 3.3588 | 3.4015 | 3.4417 | 3.4704 | 3.4989 | 3.5274 | 3.5116 | 3.4828 | 3.4487 | 3.4058 | 3.3554 | 3.3189 | 2.9758 | 2.9975 | 3.1759
Abham_Exeter _Landulph | Sowton 33kV | Hill Barton Primary | Primary | 11 | 50.7122 | -3.4112 | WPD Best View | Thermal headroom (MW) | 3.2164 | 3.4052 | 3.3581 | 3.3146 | 3.3588 | 3.4015 | 3.4417 | 3.4704 | 3.4989 | 3.5166 | 3.5052 | 3.4828 | 3.4487 | 3.4058 | 3.3554 | 3.3189 | 2.9758 | 2.9975 | 3.1759
Abham_Exeter _Landulph | Sowton 33kV | Pinhoe | Primary | 11 | 50.7383 | -3.4792 | Consumer Transformation | Thermal headroom (MW) | 2.5833 | 2.862 | 2.3273 | 2.0947 | 1.7452 | 1.3938 | 0.73027 | 0.092741 | -0.57651 | -1.3221 | -2.3271 | -3.1074 | -3.8021 | -4.5913 | -5.6989 | -7.208 | -11.8578 | -13.6744 | -14.3017
Abham_Exeter _Landulph | Sowton 33kV | Pinhoe | Primary | 11 | 50.7383 | -3.4792 | Leading the Way | Thermal headroom (MW) | 2.5318 | 2.717 | 2.2777 | 2.0481 | 1.6625 | 1.2968 | 0.61303 | -0.023058 | -1.0575 | -1.8889 | -2.5401 | -3.0428 | -3.4434 | -4.6157 | -5.941 | -6.8271 | -9.8732 | -10.6497 | -9.3104
Abham_Exeter _Landulph | Sowton 33kV | Pinhoe | Primary | 11 | 50.7383 | -3.4792 | Steady Progression | Thermal headroom (MW) | 2.6746 | 3.2673 | 3.1542 | 3.1384 | 3.1307 | 3.1695 | 3.2113 | 3.2231 | 3.2043 | 3.0606 | 2.9336 | 2.7154 | 2.468 | 2.075 | 1.3974 | 1.0546 | -0.80511 | -2.5933 | -3.3137
Abham_Exeter _Landulph | Sowton 33kV | Pinhoe | Primary | 11 | 50.7383 | -3.4792 | System Transformation | Thermal headroom (MW) | 2.6137 | 3.1533 | 2.8979 | 2.925 | 2.8272 | 2.834 | 2.7726 | 2.6945 | 2.4917 | 2.171 | 1.8939 | 1.1752 | 0.76279 | 0.12814 | -0.35914 | -0.80039 | -3.3405 | -4.3422 | -4.6127
Abham_Exeter _Landulph | Sowton 33kV | Pinhoe | Primary | 11 | 50.7383 | -3.4792 | WPD Best View | Thermal headroom (MW) | 2.6401 | 3.2027 | 3.0603 | 3.0244 | 2.9685 | 2.99 | 3.0006 | 2.9817 | 2.8976 | 2.7093 | 2.5372 | 2.2622 | 1.9553 | 1.5017 | 0.7833 | 0.43029 | -1.3004 | -2.786 | -3.3791
Abham_Exeter _Landulph | Sowton 33kV | Sowton | Primary | 11 | 50.7266 | -3.4648 | Consumer Transformation | Thermal headroom (MW) | 4.3131 | 5.0522 | 4.9289 | 4.9077 | 4.8902 | 4.9602 | 4.9656 | 4.9361 | 4.8222 | 4.6903 | 4.539 | 4.3863 | 4.1192 | 3.5454 | 3.5067 | 3.4359 | 2.3731 | 1.9269 | 2.4848
Abham_Exeter _Landulph | Sowton 33kV | Sowton | Primary | 11 | 50.7266 | -3.4648 | Leading the Way | Thermal headroom (MW) | 4.312 | 4.9902 | 4.8015 | 4.8902 | 4.8266 | 4.877 | 4.8691 | 4.7825 | 4.6348 | 4.4683 | 4.3167 | 4.2174 | 3.5936 | 3.3745 | 3.2993 | 2.9584 | 2.3663 | 2.6246 | 3.8667
Abham_Exeter _Landulph | Sowton 33kV | Sowton | Primary | 11 | 50.7266 | -3.4648 | Steady Progression | Thermal headroom (MW) | 4.3294 | 5.116 | 5.1173 | 5.2219 | 5.1844 | 5.3359 | 5.4709 | 5.5858 | 5.6681 | 5.7351 | 5.7728 | 5.7429 | 5.5961 | 5.4193 | 5.315 | 5.1786 | 4.1048 | 3.9281 | 3.8805
Abham_Exeter _Landulph | Sowton 33kV | Sowton | Primary | 11 | 50.7266 | -3.4648 | System Transformation | Thermal headroom (MW) | 4.3244 | 5.1089 | 5.0333 | 5.0691 | 5.1132 | 5.2461 | 5.3383 | 5.4224 | 5.4713 | 5.4616 | 5.3764 | 5.2625 | 4.9584 | 4.6116 | 4.0566 | 3.8672 | 3.1938 | 3.1258 | 3.7656
Abham_Exeter _Landulph | Sowton 33kV | Sowton | Primary | 11 | 50.7266 | -3.4648 | WPD Best View | Thermal headroom (MW) | 4.3268 | 5.114 | 5.1133 | 5.2164 | 5.1754 | 5.3238 | 5.4509 | 5.5569 | 5.6326 | 5.6892 | 5.6935 | 5.6393 | 5.4727 | 5.2733 | 5.1482 | 5.0015 | 4.0202 | 3.9507 | 3.9416
Abham_Exeter _Landulph | Sowton 33kV | Sowton B | Primary | 11 | 50.7264 | -3.465 | Consumer Transformation | Thermal headroom (MW) | 12.2221 | 12.5344 | 12.5415 | 12.6167 | 12.689 | 12.7584 | 12.8239 | 12.8848 | 12.941 | 12.9876 | 12.991 | 12.9938 | 13.0102 | 13.0408 | 13.0532 | 13.0433 | 13.0753 | 13.2508 | 13.4773
Abham_Exeter _Landulph | Sowton 33kV | Sowton B | Primary | 11 | 50.7264 | -3.465 | Leading the Way | Thermal headroom (MW) | 12.2221 | 12.5345 | 12.5413 | 12.6153 | 12.6869 | 12.7551 | 12.8185 | 12.877 | 12.9292 | 12.9477 | 12.9512 | 12.9686 | 12.9937 | 12.9765 | 12.9589 | 12.9464 | 13.0598 | 13.3247 | 13.6602
Abham_Exeter _Landulph | Sowton 33kV | Sowton B | Primary | 11 | 50.7264 | -3.465 | Steady Progression | Thermal headroom (MW) | 12.2231 | 12.5366 | 12.546 | 12.6239 | 12.7001 | 12.7743 | 12.8468 | 12.9167 | 12.9838 | 13.0485 | 13.1104 | 13.17 | 13.2226 | 13.2358 | 13.2388 | 13.2369 | 13.1995 | 13.2736 | 13.4564
Abham_Exeter _Landulph | Sowton 33kV | Sowton B | Primary | 11 | 50.7264 | -3.465 | System Transformation | Thermal headroom (MW) | 12.2224 | 12.5361 | 12.545 | 12.6225 | 12.6978 | 12.771 | 12.8413 | 12.9086 | 12.9734 | 13.0345 | 13.0915 | 13.1151 | 13.1066 | 13.0898 | 13.072 | 13.0598 | 13.1307 | 13.2901 | 13.5175
Abham_Exeter _Landulph | Sowton 33kV | Sowton B | Primary | 11 | 50.7264 | -3.465 | WPD Best View | Thermal headroom (MW) | 12.2231 | 12.5366 | 12.546 | 12.6239 | 12.7001 | 12.7743 | 12.8468 | 12.9167 | 12.9838 | 13.0485 | 13.1104 | 13.17 | 13.2063 | 13.2291 | 13.2388 | 13.2369 | 13.1995 | 13.2736 | 13.4564
Abham_Exeter _Landulph | Sowton 33kV | Topsham | Primary | 11 | 50.6845 | -3.4648 | Consumer Transformation | Thermal headroom (MW) | 1.1785 | 1.2525 | 1.0578 | 0.89557 | 0.68405 | 0.43215 | 0.045474 | -0.36978 | -1.1974 | -1.6938 | -2.3091 | -2.9903 | -3.5981 | -4.4882 | -4.9232 | -5.2917 | -8.3029 | -9.6557 | -10.1204
Abham_Exeter _Landulph | Sowton 33kV | Topsham | Primary | 11 | 50.6845 | -3.4648 | Leading the Way | Thermal headroom (MW) | 1.1043 | 1.1833 | 0.98975 | 0.80162 | 0.57103 | 0.28011 | -0.48183 | -0.9268 | -1.4443 | -2.0682 | -2.7078 | -3.6663 | -4.1748 | -4.539 | -5.1763 | -5.7305 | -7.8836 | -8.4678 | -7.5229
Abham_Exeter _Landulph | Sowton 33kV | Topsham | Primary | 11 | 50.6845 | -3.4648 | Steady Progression | Thermal headroom (MW) | 1.2666 | 1.4443 | 1.3929 | 1.375 | 1.3631 | 1.3074 | 1.2272 | 1.1059 | 0.96232 | 0.77394 | 0.52047 | 0.2184 | -0.48951 | -0.85167 | -1.2497 | -1.7103 | -4.6083 | -6.6242 | -7.3092
Abham_Exeter _Landulph | Sowton 33kV | Topsham | Primary | 11 | 50.6845 | -3.4648 | System Transformation | Thermal headroom (MW) | 1.1982 | 1.3661 | 1.2839 | 1.2612 | 1.2139 | 1.1185 | 0.96562 | 0.77962 | 0.53519 | -0.11951 | -0.51935 | -0.96717 | -1.5008 | -2.1047 | -3.112 | -3.7343 | -7.0621 | -7.8994 | -8.1935
Abham_Exeter _Landulph | Sowton 33kV | Topsham | Primary | 11 | 50.6845 | -3.4648 | WPD Best View | Thermal headroom (MW) | 1.2115 | 1.3794 | 1.3008 | 1.2779 | 1.2325 | 1.1436 | 1.0189 | 0.84054 | 0.6369 | 0.38475 | 0.050047 | -0.31203 | -1.1285 | -1.5914 | -2.0817 | -2.5648 | -5.0591 | -6.6043 | -7.1127
Abham_Exeter _Landulph | St Germans 33kV | St Germans 33kV | Bulk Supply Point | 33 | 50.418 | -4.3731 | Consumer Transformation | Thermal headroom (MW) | 6.0449 | 6.6376 | 3.8173 | 1.9026 | -0.026804 | -2.0748 | -4.5446 | -6.6271 | -9.1894 | -11.6583 | -14.6269 | -17.1881 | -20.1389 | -24.4386 | -28.5271 | -32.6304 | -46.5896 | -49.5219 | -46.2123
Abham_Exeter _Landulph | St Germans 33kV | St Germans 33kV | Bulk Supply Point | 33 | 50.418 | -4.3731 | Leading the Way | Thermal headroom (MW) | 5.8455 | 6.2431 | 3.9093 | 2.0659 | 0.20267 | -1.9758 | -4.9517 | -6.9499 | -9.4237 | -12.3956 | -15.5615 | -18.6504 | -23.2734 | -27.5624 | -32.3248 | -36.0698 | -43.6203 | -41.5184 | -34.9699
Abham_Exeter _Landulph | St Germans 33kV | St Germans 33kV | Bulk Supply Point | 33 | 50.418 | -4.3731 | Steady Progression | Thermal headroom (MW) | 6.7896 | 9.6556 | 9.4682 | 9.6185 | 9.9788 | 10.2874 | 10.4602 | 10.5886 | 10.5203 | 10.2625 | 9.8401 | 8.6264 | 7.1729 | 5.7906 | 4.315 | 2.7153 | -9.522 | -24.7656 | -33.3591
Abham_Exeter _Landulph | St Germans 33kV | St Germans 33kV | Bulk Supply Point | 33 | 50.418 | -4.3731 | System Transformation | Thermal headroom (MW) | 6.2921 | 8.7331 | 7.8741 | 7.7842 | 7.6591 | 7.4195 | 6.4209 | 5.4292 | 4.1045 | 2.5032 | 0.80319 | -1.3309 | -3.728 | -6.3374 | -10.1317 | -12.9489 | -26.8621 | -37.4288 | -37.1189
Abham_Exeter _Landulph | St Germans 33kV | St Germans 33kV | Bulk Supply Point | 33 | 50.418 | -4.3731 | WPD Best View | Thermal headroom (MW) | 5.8455 | 6.2431 | 3.9093 | 2.0659 | 0.20267 | -1.9758 | -4.9517 | -6.9499 | -9.4237 | -12.3956 | -15.5615 | -18.6504 | -23.2734 | -27.5624 | -32.3248 | -36.0698 | -43.6203 | -41.5184 | -34.9699
Abham_Exeter _Landulph | St Germans 33kV | Lanreath | Primary | 11 | 50.3784 | -4.5851 | Consumer Transformation | Thermal headroom (MW) | 2.9496 | 2.9667 | 2.769 | 2.6347 | 2.4972 | 2.3471 | 2.1806 | 2.0332 | 1.8679 | 1.7017 | 1.517 | 1.3921 | 1.2731 | 1.18 | 0.94755 | 0.71376 | -0.1032 | -0.15759 | 0.094102
Abham_Exeter _Landulph | St Germans 33kV | Lanreath | Primary | 11 | 50.3784 | -4.5851 | Leading the Way | Thermal headroom (MW) | 2.9324 | 2.9393 | 2.7761 | 2.6487 | 2.5179 | 2.3605 | 2.164 | 2.0275 | 1.8504 | 1.6698 | 1.477 | 1.3493 | 1.1993 | 0.93215 | 0.6186 | 0.4017 | 0.0019096 | 0.25666 | 0.64378
Abham_Exeter _Landulph | St Germans 33kV | Lanreath | Primary | 11 | 50.3784 | -4.5851 | Steady Progression | Thermal headroom (MW) | 3.0022 | 3.1788 | 3.161 | 3.168 | 3.1856 | 3.2014 | 3.2121 | 3.2116 | 3.2012 | 3.1778 | 3.141 | 3.0352 | 2.9299 | 2.8181 | 2.6955 | 2.5597 | 1.7515 | 0.8865 | 0.3716
Abham_Exeter _Landulph | St Germans 33kV | Lanreath | Primary | 11 | 50.3784 | -4.5851 | System Transformation | Thermal headroom (MW) | 2.9671 | 3.1148 | 3.0589 | 3.0487 | 3.0352 | 3.0091 | 2.9318 | 2.8424 | 2.7376 | 2.6236 | 2.4835 | 2.3149 | 2.1197 | 1.9132 | 1.7172 | 1.518 | 0.7767 | 0.16116 | 0.17067
Abham_Exeter _Landulph | St Germans 33kV | Lanreath | Primary | 11 | 50.3784 | -4.5851 | WPD Best View | Thermal headroom (MW) | 2.9324 | 2.9393 | 2.7761 | 2.6487 | 2.5179 | 2.3605 | 2.164 | 2.0275 | 1.8504 | 1.6698 | 1.477 | 1.3493 | 1.1993 | 0.93215 | 0.6186 | 0.4017 | 0.0019096 | 0.25666 | 0.64378
Abham_Exeter _Landulph | St Germans 33kV | Liskeard | Primary | 11 | 50.4486 | -4.4519 | Consumer Transformation | Thermal headroom (MW) | 3.3203 | 3.5501 | 2.8825 | 2.4877 | 2.026 | 1.5073 | 0.73302 | 0.22643 | -0.73981 | -1.3731 | -2.6125 | -3.9283 | -5.2656 | -6.9153 | -8.2169 | -9.5056 | -14.5763 | -15.8292 | -15.3541
Abham_Exeter _Landulph | St Germans 33kV | Liskeard | Primary | 11 | 50.4486 | -4.4519 | Leading the Way | Thermal headroom (MW) | 3.261 | 3.431 | 2.8627 | 2.4903 | 2.0036 | 1.4632 | 0.21095 | -0.269 | -0.93074 | -2.0466 | -3.4529 | -5.0611 | -6.3956 | -7.7307 | -9.338 | -10.3912 | -13.1562 | -12.947 | -10.8643
Abham_Exeter _Landulph | St Germans 33kV | Liskeard | Primary | 11 | 50.4486 | -4.4519 | Steady Progression | Thermal headroom (MW) | 3.4804 | 4.2257 | 4.1543 | 4.1914 | 4.243 | 4.2944 | 4.2669 | 4.3346 | 4.3231 | 4.3118 | 4.2166 | 4.0236 | 3.4665 | 3.2001 | 2.9624 | 2.7003 | -1.381 | -6.8295 | -8.9764
Abham_Exeter _Landulph | St Germans 33kV | Liskeard | Primary | 11 | 50.4486 | -4.4519 | System Transformation | Thermal headroom (MW) | 3.363 | 4.0144 | 3.781 | 3.7701 | 3.7084 | 3.631 | 3.3372 | 3.1956 | 2.9211 | 2.3301 | 1.9874 | 1.5974 | 1.1692 | 0.58647 | -0.71027 | -1.6762 | -7.5366 | -10.417 | -10.4856
Abham_Exeter _Landulph | St Germans 33kV | Liskeard | Primary | 11 | 50.4486 | -4.4519 | WPD Best View | Thermal headroom (MW) | 3.261 | 3.431 | 2.8627 | 2.4903 | 2.0036 | 1.4632 | 0.21095 | -0.269 | -0.93074 | -2.0466 | -3.4529 | -5.0611 | -6.3956 | -7.7307 | -9.338 | -10.3912 | -13.1562 | -12.947 | -10.8643
Abham_Exeter _Landulph | St Germans 33kV | Looe | Primary | 11 | 50.3466 | -4.4823 | Consumer Transformation | Thermal headroom (MW) | 1.8074 | 1.9942 | 1.6528 | 1.4425 | 1.2379 | 1.0085 | 0.70424 | 0.44069 | 0.15218 | -0.14256 | -0.48175 | -0.85432 | -1.4981 | -2.4576 | -3.1004 | -3.7525 | -5.9649 | -6.8536 | -6.4827
Abham_Exeter _Landulph | St Germans 33kV | Looe | Primary | 11 | 50.3466 | -4.4823 | Leading the Way | Thermal headroom (MW) | 1.7823 | 1.9685 | 1.6685 | 1.45 | 1.2595 | 1.0039 | 0.68511 | 0.44412 | 0.1409 | -0.1708 | -0.52013 | -1.1419 | -2.1078 | -2.7505 | -3.3982 | -3.9869 | -5.2901 | -5.4422 | -4.422
Abham_Exeter _Landulph | St Germans 33kV | Looe | Primary | 11 | 50.3466 | -4.4823 | Steady Progression | Thermal headroom (MW) | 1.8987 | 2.3839 | 2.3566 | 2.4368 | 2.5284 | 2.6175 | 2.6764 | 2.7168 | 2.7399 | 2.7425 | 2.7113 | 2.6219 | 2.4989 | 2.3664 | 2.2186 | 2.0434 | 0.40357 | -2.2285 | -3.7182
Abham_Exeter _Landulph | St Germans 33kV | Looe | Primary | 11 | 50.3466 | -4.4823 | System Transformation | Thermal headroom (MW) | 1.8359 | 2.2672 | 2.1764 | 2.2023 | 2.2264 | 2.2328 | 2.1634 | 2.0776 | 1.9519 | 1.8299 | 1.6629 | 1.426 | 1.1713 | 0.8913 | 0.25378 | -0.033683 | -2.3142 | -4.1039 | -4.0562
Abham_Exeter _Landulph | St Germans 33kV | Looe | Primary | 11 | 50.3466 | -4.4823 | WPD Best View | Thermal headroom (MW) | 1.7823 | 1.9685 | 1.6685 | 1.45 | 1.2595 | 1.0039 | 0.68511 | 0.44412 | 0.1409 | -0.1708 | -0.52013 | -1.1419 | -2.1078 | -2.7505 | -3.3982 | -3.9869 | -5.2901 | -5.4422 | -4.422
Abham_Exeter _Landulph | St Germans 33kV | Pensilva | Primary | 11 | 50.5075 | -4.4122 | Consumer Transformation | Thermal headroom (MW) | 2.6559 | 2.6574 | 2.4207 | 2.2481 | 2.0688 | 1.8815 | 1.6704 | 1.4787 | 1.263 | 1.0204 | 0.78751 | 0.59795 | 0.41084 | 0.098488 | -0.24343 | -0.59325 | -1.6906 | -1.88 | -1.6066
Abham_Exeter _Landulph | St Germans 33kV | Pensilva | Primary | 11 | 50.5075 | -4.4122 | Leading the Way | Thermal headroom (MW) | 2.6435 | 2.6353 | 2.4356 | 2.275 | 2.1073 | 1.9135 | 1.6859 | 1.4849 | 1.2657 | 0.98957 | 0.74627 | 0.57119 | 0.17967 | -0.1669 | -0.54122 | -0.87343 | -1.4907 | -1.249 | -0.75838
Abham_Exeter _Landulph | St Germans 33kV | Pensilva | Primary | 11 | 50.5075 | -4.4122 | Steady Progression | Thermal headroom (MW) | 2.723 | 2.9131 | 2.903 | 2.9152 | 2.9361 | 2.9474 | 2.9513 | 2.947 | 2.9265 | 2.8796 | 2.8272 | 2.6981 | 2.568 | 2.4264 | 2.2679 | 2.1075 | 1.117 | 0.078885 | -0.56011
Abham_Exeter _Landulph | St Germans 33kV | Pensilva | Primary | 11 | 50.5075 | -4.4122 | System Transformation | Thermal headroom (MW) | 2.6803 | 2.8346 | 2.7729 | 2.7596 | 2.7381 | 2.7098 | 2.6171 | 2.5182 | 2.3835 | 2.2308 | 2.0624 | 1.8523 | 1.6167 | 1.3719 | 1.1254 | 0.88342 | -0.1021 | -0.91503 | -0.89811
Abham_Exeter _Landulph | St Germans 33kV | Pensilva | Primary | 11 | 50.5075 | -4.4122 | WPD Best View | Thermal headroom (MW) | 2.6435 | 2.6353 | 2.4356 | 2.275 | 2.1073 | 1.9135 | 1.6859 | 1.4849 | 1.2657 | 0.98957 | 0.74627 | 0.57119 | 0.17967 | -0.1669 | -0.54122 | -0.87343 | -1.4907 | -1.249 | -0.75838
Abham_Exeter _Landulph | St Germans 33kV | St Neot | Primary | 11 | 50.4775 | -4.551 | Consumer Transformation | Thermal headroom (MW) | 1.8229 | 1.8629 | 1.5827 | 1.3824 | 1.2075 | 1.0497 | 0.85303 | 0.67356 | 0.47414 | 0.26407 | 0.051322 | -0.11749 | -0.36719 | -0.70153 | -1.0373 | -1.3818 | -2.5133 | -2.6562 | -2.342
Abham_Exeter _Landulph | St Germans 33kV | St Neot | Primary | 11 | 50.4775 | -4.551 | Leading the Way | Thermal headroom (MW) | 1.807 | 1.7912 | 1.5913 | 1.3873 | 1.2195 | 1.0507 | 0.83004 | 0.6663 | 0.44727 | 0.22057 | -0.0010939 | -0.24123 | -0.60707 | -0.96017 | -1.3579 | -1.6736 | -2.2896 | -2.0111 | -1.4399
Abham_Exeter _Landulph | St Germans 33kV | St Neot | Primary | 11 | 50.4775 | -4.551 | Steady Progression | Thermal headroom (MW) | 1.8858 | 2.124 | 2.1067 | 2.0586 | 2.0822 | 2.1099 | 2.1246 | 2.1327 | 2.123 | 2.0963 | 2.0589 | 1.9451 | 1.8374 | 1.7182 | 1.5878 | 1.45 | 0.63403 | -0.57967 | -1.1008
Abham_Exeter _Landulph | St Germans 33kV | St Neot | Primary | 11 | 50.4775 | -4.551 | System Transformation | Thermal headroom (MW) | 1.8446 | 2.0461 | 1.9272 | 1.8904 | 1.8745 | 1.8586 | 1.7749 | 1.6857 | 1.5754 | 1.4589 | 1.313 | 1.1344 | 0.93063 | 0.71299 | 0.49397 | 0.28438 | -0.8248 | -1.5571 | -1.4653
Abham_Exeter _Landulph | St Germans 33kV | St Neot | Primary | 11 | 50.4775 | -4.551 | WPD Best View | Thermal headroom (MW) | 1.807 | 1.7912 | 1.5913 | 1.3873 | 1.2195 | 1.0507 | 0.83004 | 0.6663 | 0.44727 | 0.22057 | -0.0010939 | -0.24123 | -0.60707 | -0.96017 | -1.3579 | -1.6736 | -2.2896 | -2.0111 | -1.4399
Abham_Exeter _Landulph | St Germans 33kV | Torpoint Antony | Primary | 11 | 50.3659 | -4.2587 | Consumer Transformation | Thermal headroom (MW) | 2.8382 | 2.9554 | 2.6139 | 2.3748 | 2.1324 | 1.8568 | 1.5747 | 1.3327 | 1.073 | 0.79657 | 0.48109 | 0.28238 | 0.11234 | -0.43637 | -0.87165 | -1.2832 | -2.5319 | -2.8508 | -2.2672
Abham_Exeter _Landulph | St Germans 33kV | Torpoint Antony | Primary | 11 | 50.3659 | -4.2587 | Leading the Way | Thermal headroom (MW) | 2.813 | 2.9341 | 2.6278 | 2.4103 | 2.174 | 1.8689 | 1.5666 | 1.3312 | 1.0643 | 0.76222 | 0.43132 | 0.24754 | -0.39123 | -0.86162 | -1.3458 | -1.7561 | -2.3675 | -2.1158 | -1.3792
Abham_Exeter _Landulph | St Germans 33kV | Torpoint Antony | Primary | 11 | 50.3659 | -4.2587 | Steady Progression | Thermal headroom (MW) | 2.9444 | 3.381 | 3.3736 | 3.4552 | 3.535 | 3.5893 | 3.645 | 3.6816 | 3.6938 | 3.6749 | 3.6495 | 3.4968 | 3.3533 | 3.1814 | 3.0069 | 2.8093 | 1.2274 | -0.44426 | -1.9908
Abham_Exeter _Landulph | St Germans 33kV | Torpoint Antony | Primary | 11 | 50.3659 | -4.2587 | System Transformation | Thermal headroom (MW) | 2.8749 | 3.2467 | 3.1732 | 3.1945 | 3.2038 | 3.1808 | 3.0562 | 2.9201 | 2.7503 | 2.5799 | 2.373 | 2.0867 | 1.7684 | 1.4417 | 0.76191 | 0.43256 | -0.74258 | -2.3731 | -2.324
Abham_Exeter _Landulph | St Germans 33kV | Torpoint Antony | Primary | 11 | 50.3659 | -4.2587 | WPD Best View | Thermal headroom (MW) | 2.813 | 2.9341 | 2.6278 | 2.4103 | 2.174 | 1.8689 | 1.5666 | 1.3312 | 1.0643 | 0.76222 | 0.43132 | 0.24754 | -0.39123 | -0.86162 | -1.3458 | -1.7561 | -2.3675 | -2.1158 | -1.3792
Abham_Exeter _Landulph | Tiverton 33kV | Tiverton 33kV | Bulk Supply Point | 33 | 50.8958 | -3.3813 | Consumer Transformation | Thermal headroom (MW) | -10.808 | -9.6897 | -12.3009 | -14.2567 | -16.4318 | -19.0873 | -22.7632 | -26.2124 | -30.4294 | -34.9118 | -40.1644 | -45.456 | -51.3093 | -57.9555 | -64.2667 | -70.8228 | -93.58 | -99.7099 | -96.9748
Abham_Exeter _Landulph | Tiverton 33kV | Tiverton 33kV | Bulk Supply Point | 33 | 50.8958 | -3.3813 | Leading the Way | Thermal headroom (MW) | -10.986 | -9.9195 | -12.4413 | -14.6559 | -16.8731 | -19.8353 | -23.6447 | -27.4174 | -32.6038 | -37.747 | -43.0408 | -48.7402 | -55.6837 | -62.3212 | -68.4399 | -73.9234 | -88.3659 | -86.3602 | -76.3341
Abham_Exeter _Landulph | Tiverton 33kV | Tiverton 33kV | Bulk Supply Point | 33 | 50.8958 | -3.3813 | Steady Progression | Thermal headroom (MW) | -10.2323 | -7.158 | -7.5656 | -7.4836 | -7.3308 | -7.3889 | -7.497 | -7.8413 | -8.6242 | -9.7421 | -11.2387 | -13.5517 | -15.9396 | -18.5752 | -21.7388 | -24.9915 | -46.0911 | -66.6185 | -74.3372
Abham_Exeter _Landulph | Tiverton 33kV | Tiverton 33kV | Bulk Supply Point | 33 | 50.8958 | -3.3813 | System Transformation | Thermal headroom (MW) | -10.6078 | -7.9692 | -8.8675 | -9.2069 | -9.5664 | -10.1259 | -11.3109 | -12.9088 | -15.247 | -17.6625 | -20.4528 | -24.2813 | -28.5592 | -33.1023 | -38.1787 | -43.3384 | -68.1917 | -79.8448 | -79.2699
Abham_Exeter _Landulph | Tiverton 33kV | Tiverton 33kV | Bulk Supply Point | 33 | 50.8958 | -3.3813 | WPD Best View | Thermal headroom (MW) | -10.6078 | -7.9692 | -8.8675 | -9.2069 | -9.5664 | -10.1259 | -11.3109 | -12.9088 | -15.247 | -17.6625 | -20.4528 | -24.2813 | -28.5592 | -33.1023 | -38.1787 | -43.3384 | -68.1917 | -79.8448 | -79.2699
Abham_Exeter _Landulph | Tiverton 33kV | Bridge Mills | Primary | 11 | 50.8015 | -3.4541 | Consumer Transformation | Thermal headroom (MW) | 3.7542 | 3.9535 | 3.7192 | 3.5759 | 3.4091 | 3.2132 | 2.9441 | 2.6663 | 2.3574 | 2.0214 | 1.6782 | 1.33 | 1.0613 | 0.38069 | 0.11682 | -0.10402 | -1.3955 | -2.1842 | -1.9528
Abham_Exeter _Landulph | Tiverton 33kV | Bridge Mills | Primary | 11 | 50.8015 | -3.4541 | Leading the Way | Thermal headroom (MW) | 3.7425 | 3.9466 | 3.733 | 3.5879 | 3.4239 | 3.2088 | 2.9018 | 2.6133 | 2.2658 | 1.897 | 1.5425 | 1.2608 | 0.58374 | 0.3626 | 0.23043 | -0.02255 | -0.98552 | -1.1904 | -0.43134
Abham_Exeter _Landulph | Tiverton 33kV | Bridge Mills | Primary | 11 | 50.8015 | -3.4541 | Steady Progression | Thermal headroom (MW) | 3.8104 | 4.1917 | 4.1766 | 4.232 | 4.2811 | 4.3103 | 4.3223 | 4.3163 | 4.2776 | 4.2128 | 4.1131 | 3.9291 | 3.7362 | 3.4985 | 3.2538 | 3.0164 | 1.124 | 0.050846 | -0.60879
Abham_Exeter _Landulph | Tiverton 33kV | Bridge Mills | Primary | 11 | 50.8015 | -3.4541 | System Transformation | Thermal headroom (MW) | 3.7794 | 4.1305 | 4.0784 | 4.0953 | 4.0918 | 4.0793 | 3.9959 | 3.8826 | 3.7255 | 3.5316 | 3.288 | 3.0008 | 2.6496 | 2.2781 | 1.5463 | 1.1866 | -0.25619 | -0.91858 | -0.71817
Abham_Exeter _Landulph | Tiverton 33kV | Bridge Mills | Primary | 11 | 50.8015 | -3.4541 | WPD Best View | Thermal headroom (MW) | 3.7794 | 4.1305 | 4.0784 | 4.0953 | 4.0918 | 4.0793 | 3.9959 | 3.8826 | 3.7255 | 3.5316 | 3.288 | 3.0008 | 2.6496 | 2.2781 | 1.5463 | 1.1866 | -0.25619 | -0.91858 | -0.71817
Abham_Exeter _Landulph | Tiverton 33kV | Burlescombe | Primary | 11 | 50.9469 | -3.3271 | Consumer Transformation | Thermal headroom (MW) | 2.4928 | 2.6316 | 2.5277 | 2.4843 | 2.4251 | 2.3597 | 2.2327 | 2.0727 | 1.8833 | 1.6748 | 1.4546 | 1.2393 | 1.0193 | 0.82462 | 0.5562 | 0.24068 | -0.74015 | -0.93157 | -0.72314
Abham_Exeter _Landulph | Tiverton 33kV | Burlescombe | Primary | 11 | 50.9469 | -3.3271 | Leading the Way | Thermal headroom (MW) | 2.4877 | 2.6244 | 2.5324 | 2.4827 | 2.4259 | 2.3401 | 2.182 | 2.0078 | 1.7782 | 1.5527 | 1.3239 | 1.0746 | 0.78785 | 0.46332 | 0.14055 | -0.15051 | -0.69967 | -0.47162 | 0.092333
Abham_Exeter _Landulph | Tiverton 33kV | Burlescombe | Primary | 11 | 50.9469 | -3.3271 | Steady Progression | Thermal headroom (MW) | 2.5177 | 2.7415 | 2.7413 | 2.7741 | 2.8199 | 2.8436 | 2.8677 | 2.883 | 2.8545 | 2.7856 | 2.6975 | 2.5665 | 2.4175 | 2.2532 | 2.0698 | 1.8804 | 0.6867 | -0.098477 | -0.28947
Abham_Exeter _Landulph | Tiverton 33kV | Burlescombe | Primary | 11 | 50.9469 | -3.3271 | System Transformation | Thermal headroom (MW) | 2.5008 | 2.7094 | 2.675 | 2.7104 | 2.723 | 2.7327 | 2.7141 | 2.6448 | 2.5351 | 2.3975 | 2.2152 | 2.0009 | 1.753 | 1.4849 | 1.2186 | 0.90751 | -0.15683 | -0.53446 | -0.41698
Abham_Exeter _Landulph | Tiverton 33kV | Burlescombe | Primary | 11 | 50.9469 | -3.3271 | WPD Best View | Thermal headroom (MW) | 2.5008 | 2.7094 | 2.675 | 2.7104 | 2.723 | 2.7327 | 2.7141 | 2.6448 | 2.5351 | 2.3975 | 2.2152 | 2.0009 | 1.753 | 1.4849 | 1.2186 | 0.90751 | -0.15683 | -0.53446 | -0.41698
Abham_Exeter _Landulph | Tiverton 33kV | Cullompton | Primary | 11 | 50.8588 | -3.4035 | Consumer Transformation | Thermal headroom (MW) | 9.2371 | 9.4073 | 9.0565 | 8.6444 | 8.3504 | 7.7284 | 6.9295 | 6.1401 | 5.018 | 4.1427 | 2.8601 | 1.84 | 0.77747 | -0.49127 | -1.7792 | -3.4068 | -8.1431 | -8.6531 | -8.1047
Abham_Exeter _Landulph | Tiverton 33kV | Cullompton | Primary | 11 | 50.8588 | -3.4035 | Leading the Way | Thermal headroom (MW) | 9.2104 | 9.3573 | 8.908 | 8.5799 | 8.2565 | 7.5793 | 6.7174 | 5.8721 | 4.2161 | 3.2615 | 2.361 | 1.5459 | 0.39784 | -0.79506 | -2.2662 | -3.2296 | -6.2247 | -5.6699 | -4.0908
Abham_Exeter _Landulph | Tiverton 33kV | Cullompton | Primary | 11 | 50.8588 | -3.4035 | Steady Progression | Thermal headroom (MW) | 9.3037 | 9.7084 | 9.6401 | 9.6184 | 9.4705 | 9.3683 | 9.2706 | 9.144 | 8.7638 | 8.5064 | 8.2084 | 7.805 | 7.3503 | 6.9029 | 6.0612 | 5.5411 | 3.0319 | 0.90155 | -0.1579
Abham_Exeter _Landulph | Tiverton 33kV | Cullompton | Primary | 11 | 50.8588 | -3.4035 | System Transformation | Thermal headroom (MW) | 9.2598 | 9.6205 | 9.4885 | 9.2814 | 9.1973 | 8.9654 | 8.722 | 8.4466 | 7.8189 | 7.3872 | 6.8842 | 5.9016 | 5.2228 | 4.5576 | 3.9172 | 3.3003 | 0.23136 | -1.5287 | -1.4934
Abham_Exeter _Landulph | Tiverton 33kV | Cullompton | Primary | 11 | 50.8588 | -3.4035 | WPD Best View | Thermal headroom (MW) | 9.2598 | 9.6205 | 9.4885 | 9.2814 | 9.1973 | 8.9654 | 8.722 | 8.4466 | 7.8189 | 7.3872 | 6.8842 | 5.9016 | 5.2228 | 4.5576 | 3.9172 | 3.3003 | 0.23136 | -1.5287 | -1.4934
Abham_Exeter _Landulph | Tiverton 33kV | Dunkeswell 33/11kv | Primary | 11 | 50.8564 | -3.2163 | Consumer Transformation | Thermal headroom (MW) | 3.6791 | 3.6373 | 3.4227 | 3.2636 | 3.0614 | 2.8359 | 2.5451 | 2.2646 | 1.8938 | 1.4131 | 0.8434 | 0.26043 | -0.39419 | -1.0904 | -1.7901 | -2.5134 | -5.0226 | -5.6758 | -5.4195
Abham_Exeter _Landulph | Tiverton 33kV | Dunkeswell 33/11kv | Primary | 11 | 50.8564 | -3.2163 | Leading the Way | Thermal headroom (MW) | 3.6594 | 3.633 | 3.4129 | 3.2331 | 3.0207 | 2.7563 | 2.4443 | 2.1021 | 1.6226 | 1.0699 | 0.39324 | -0.32031 | -1.1123 | -1.8881 | -2.6793 | -3.3505 | -4.8917 | -4.6003 | -3.4998
Abham_Exeter _Landulph | Tiverton 33kV | Dunkeswell 33/11kv | Primary | 11 | 50.8564 | -3.2163 | Steady Progression | Thermal headroom (MW) | 3.722 | 3.8496 | 3.7921 | 3.7824 | 3.7863 | 3.7494 | 3.7092 | 3.6439 | 3.5752 | 3.4371 | 3.2924 | 3.0593 | 2.8113 | 2.5224 | 2.1836 | 1.8043 | -0.8833 | -3.7456 | -4.6734
Abham_Exeter _Landulph | Tiverton 33kV | Dunkeswell 33/11kv | Primary | 11 | 50.8564 | -3.2163 | System Transformation | Thermal headroom (MW) | 3.6943 | 3.7595 | 3.6824 | 3.6484 | 3.5674 | 3.5037 | 3.364 | 3.228 | 3.0294 | 2.7721 | 2.465 | 2.0948 | 1.6465 | 1.1291 | 0.52999 | -0.12392 | -3.4823 | -4.9824 | -4.9027
Abham_Exeter _Landulph | Tiverton 33kV | Dunkeswell 33/11kv | Primary | 11 | 50.8564 | -3.2163 | WPD Best View | Thermal headroom (MW) | 3.6943 | 3.7595 | 3.6824 | 3.6484 | 3.5674 | 3.5037 | 3.364 | 3.228 | 3.0294 | 2.7721 | 2.465 | 2.0948 | 1.6465 | 1.1291 | 0.52999 | -0.12392 | -3.4823 | -4.9824 | -4.9027
Abham_Exeter _Landulph | Tiverton 33kV | Hemyock | Primary | 11 | 50.9186 | -3.2516 | Consumer Transformation | Thermal headroom (MW) | 1.4856 | 1.5225 | 1.238 | 1.0207 | 0.77669 | 0.50734 | 0.20366 | -0.11576 | -0.47766 | -0.85858 | -1.247 | -1.6049 | -1.9728 | -2.2908 | -2.5457 | -2.7448 | -3.5009 | -3.8092 | -3.5763
Abham_Exeter _Landulph | Tiverton 33kV | Hemyock | Primary | 11 | 50.9186 | -3.2516 | Leading the Way | Thermal headroom (MW) | 1.4713 | 1.5122 | 1.2491 | 1.021 | 0.78119 | 0.48788 | 0.14585 | -0.19466 | -0.57246 | -0.9996 | -1.3872 | -1.8143 | -2.1559 | -2.3889 | -2.5178 | -2.5743 | -3.4922 | -3.213 | -2.5191
Abham_Exeter _Landulph | Tiverton 33kV | Hemyock | Primary | 11 | 50.9186 | -3.2516 | Steady Progression | Thermal headroom (MW) | 1.5635 | 1.8229 | 1.7863 | 1.8012 | 1.8104 | 1.8005 | 1.7767 | 1.7255 | 1.642 | 1.528 | 1.3821 | 1.1475 | 0.88298 | 0.58168 | 0.28158 | -0.035924 | -2.026 | -3.4801 | -3.9526
Abham_Exeter _Landulph | Tiverton 33kV | Hemyock | Primary | 11 | 50.9186 | -3.2516 | System Transformation | Thermal headroom (MW) | 1.5155 | 1.7366 | 1.6528 | 1.6202 | 1.5738 | 1.5011 | 1.3511 | 1.1699 | 0.9516 | 0.68077 | 0.37664 | -0.022534 | -0.45046 | -0.90622 | -1.3749 | -1.8689 | -3.6231 | -4.0745 | -3.9318
Abham_Exeter _Landulph | Tiverton 33kV | Hemyock | Primary | 11 | 50.9186 | -3.2516 | WPD Best View | Thermal headroom (MW) | 1.5155 | 1.7366 | 1.6528 | 1.6202 | 1.5738 | 1.5011 | 1.3511 | 1.1699 | 0.9516 | 0.68077 | 0.37664 | -0.022534 | -0.45046 | -0.90622 | -1.3749 | -1.8689 | -3.6231 | -4.0745 | -3.9318
Abham_Exeter _Landulph | Tiverton 33kV | Tiverton Junction | Primary | 11 | 50.8962 | -3.3816 | Consumer Transformation | Thermal headroom (MW) | 2.529 | 2.998 | 2.5836 | 2.4315 | 2.2419 | 1.8661 | 1.0768 | 0.6066 | 0.084635 | -0.55816 | -1.1546 | -2.5602 | -3.8149 | -4.9826 | -6.4103 | -7.4124 | -11.3602 | -12.4874 | -11.9116
Abham_Exeter _Landulph | Tiverton 33kV | Tiverton Junction | Primary | 11 | 50.8962 | -3.3816 | Leading the Way | Thermal headroom (MW) | 2.5148 | 2.897 | 2.5604 | 2.4021 | 1.8348 | 1.4013 | 0.94075 | 0.41727 | -0.15884 | -0.86777 | -1.9672 | -3.2354 | -4.4218 | -6.0142 | -6.9679 | -8.0843 | -10.0674 | -9.6984 | -8.2036
Abham_Exeter _Landulph | Tiverton 33kV | Tiverton Junction | Primary | 11 | 50.8962 | -3.3816 | Steady Progression | Thermal headroom (MW) | 2.5937 | 3.3227 | 3.2612 | 3.2836 | 3.3627 | 3.3976 | 3.4737 | 3.4799 | 3.4717 | 3.3571 | 3.2749 | 2.7025 | 2.467 | 2.1974 | 1.9815 | 1.7556 | -1.0379 | -4.8049 | -5.9815
Abham_Exeter _Landulph | Tiverton 33kV | Tiverton Junction | Primary | 11 | 50.8962 | -3.3816 | System Transformation | Thermal headroom (MW) | 2.5515 | 3.2249 | 3.0136 | 3.0624 | 3.0747 | 3.034 | 2.9824 | 2.821 | 2.2995 | 1.9987 | 1.7529 | 1.3564 | 0.9181 | 0.10937 | -0.22659 | -0.97151 | -5.5855 | -7.7726 | -7.9536
Abham_Exeter _Landulph | Tiverton 33kV | Tiverton Junction | Primary | 11 | 50.8962 | -3.3816 | WPD Best View | Thermal headroom (MW) | 2.5515 | 3.2249 | 3.0136 | 3.0624 | 3.0747 | 3.034 | 2.9824 | 2.821 | 2.2995 | 1.9987 | 1.7529 | 1.3564 | 0.9181 | 0.10937 | -0.22659 | -0.97151 | -5.5855 | -7.7726 | -7.9536
Abham_Exeter _Landulph | Tiverton 33kV | Tiverton Moorhayes | Primary | 11 | 50.9163 | -3.4792 | Consumer Transformation | Thermal headroom (MW) | 3.9084 | 3.9912 | 3.6446 | 3.4032 | 3.1517 | 2.8949 | 2.5164 | 2.1585 | 1.779 | 1.3856 | 1.0004 | 0.5901 | 0.085409 | -0.55685 | -1.2519 | -1.9162 | -4.4346 | -5.1417 | -4.9449
Abham_Exeter _Landulph | Tiverton 33kV | Tiverton Moorhayes | Primary | 11 | 50.9163 | -3.4792 | Leading the Way | Thermal headroom (MW) | 3.8921 | 3.9736 | 3.6836 | 3.456 | 3.2206 | 2.9526 | 2.559 | 2.1988 | 1.8089 | 1.3965 | 0.98886 | 0.61451 | -0.044436 | -0.70032 | -1.3439 | -1.9363 | -3.4458 | -3.4657 | -2.5794
Abham_Exeter _Landulph | Tiverton 33kV | Tiverton Moorhayes | Primary | 11 | 50.9163 | -3.4792 | Steady Progression | Thermal headroom (MW) | 3.9915 | 4.366 | 4.3461 | 4.4012 | 4.4517 | 4.488 | 4.5158 | 4.5222 | 4.4911 | 4.4424 | 4.3671 | 4.2172 | 4.0403 | 3.8483 | 3.6359 | 3.4082 | 1.9899 | 0.24559 | -0.61519
Abham_Exeter _Landulph | Tiverton 33kV | Tiverton Moorhayes | Primary | 11 | 50.9163 | -3.4792 | System Transformation | Thermal headroom (MW) | 3.9366 | 4.2678 | 4.1907 | 4.2015 | 4.1955 | 4.1728 | 4.0631 | 3.9448 | 3.789 | 3.5991 | 3.3868 | 3.1045 | 2.8018 | 2.4626 | 2.1268 | 1.7962 | 0.093465 | -1.2125 | -1.1942
Abham_Exeter _Landulph | Tiverton 33kV | Tiverton Moorhayes | Primary | 11 | 50.9163 | -3.4792 | WPD Best View | Thermal headroom (MW) | 3.9366 | 4.2678 | 4.1907 | 4.2015 | 4.1955 | 4.1728 | 4.0631 | 3.9448 | 3.789 | 3.5991 | 3.3868 | 3.1045 | 2.8018 | 2.4626 | 2.1268 | 1.7962 | 0.093465 | -1.2125 | -1.1942
Abham_Exeter _Landulph | Tiverton 33kV | Tiverton South | Primary | 11 | 50.899 | -3.4864 | Consumer Transformation | Thermal headroom (MW) | 4.5865 | 4.9828 | 4.5438 | 4.089 | 3.4936 | 3.0107 | 2.3792 | 1.9039 | 1.3968 | 0.88456 | 0.097239 | -0.35558 | -1.463 | -2.7255 | -3.678 | -4.9587 | -9.2268 | -10.7389 | -10.6824
Abham_Exeter _Landulph | Tiverton 33kV | Tiverton South | Primary | 11 | 50.899 | -3.4864 | Leading the Way | Thermal headroom (MW) | 4.5302 | 4.8682 | 4.454 | 3.5367 | 3.2801 | 2.7763 | 2.095 | 1.6194 | 1.092 | 0.22282 | -0.12107 | -1.0066 | -2.0967 | -3.2673 | -4.0805 | -5.1799 | -7.6669 | -7.8632 | -6.2303
Abham_Exeter _Landulph | Tiverton 33kV | Tiverton South | Primary | 11 | 50.899 | -3.4864 | Steady Progression | Thermal headroom (MW) | 4.6814 | 5.3342 | 5.225 | 5.0748 | 5.1216 | 5.155 | 5.1513 | 5.141 | 5.1437 | 5.1017 | 4.7098 | 4.6268 | 4.4426 | 4.3031 | 4.1562 | 3.631 | 1.5479 | -1.9654 | -3.534
Abham_Exeter _Landulph | Tiverton 33kV | Tiverton South | Primary | 11 | 50.899 | -3.4864 | System Transformation | Thermal headroom (MW) | 4.6044 | 5.2062 | 4.9808 | 4.7401 | 4.7233 | 4.6756 | 4.5156 | 4.0778 | 3.9296 | 3.7754 | 3.6335 | 3.4307 | 2.7176 | 2.4704 | 1.8659 | 1.2658 | -2.8505 | -5.0612 | -5.4905
Abham_Exeter _Landulph | Tiverton 33kV | Tiverton South | Primary | 11 | 50.899 | -3.4864 | WPD Best View | Thermal headroom (MW) | 4.6044 | 5.2062 | 4.9808 | 4.7401 | 4.7233 | 4.6756 | 4.5156 | 4.0778 | 3.9296 | 3.7754 | 3.6335 | 3.4307 | 2.7176 | 2.4704 | 1.8659 | 1.2658 | -2.8505 | -5.0612 | -5.4905
Abham_Exeter _Landulph | Torquay 33kV | Torquay 33kV | Bulk Supply Point | 33 | 50.4878 | -3.5451 | Consumer Transformation | Thermal headroom (MW) | 42.165 | 43.5368 | 42.1661 | 41.0711 | 39.894 | 38.8533 | 37.1707 | 35.4083 | 33.4964 | 31.4386 | 28.1441 | 25.5764 | 22.99 | 20.3367 | 17.7428 | 13.74 | 0.25828 | -4.9864 | -6.9784
Abham_Exeter _Landulph | Torquay 33kV | Torquay 33kV | Bulk Supply Point | 33 | 50.4878 | -3.5451 | Leading the Way | Thermal headroom (MW) | 42.0358 | 43.2319 | 42.0028 | 40.6459 | 39.2182 | 38.11 | 36.3589 | 34.6099 | 31.2842 | 29.047 | 26.7568 | 24.5761 | 22.3501 | 20.238 | 17.1195 | 14.9114 | 5.5147 | 3.4471 | 7.8238
Abham_Exeter _Landulph | Torquay 33kV | Torquay 33kV | Bulk Supply Point | 33 | 50.4878 | -3.5451 | Steady Progression | Thermal headroom (MW) | 42.4389 | 44.7431 | 44.4692 | 44.3051 | 44.2108 | 44.5057 | 44.7103 | 44.785 | 44.754 | 44.5683 | 44.3867 | 43.8435 | 43.1894 | 42.3644 | 40.2084 | 39.2513 | 32.7181 | 24.0687 | 19.6442
Abham_Exeter _Landulph | Torquay 33kV | Torquay 33kV | Bulk Supply Point | 33 | 50.4878 | -3.5451 | System Transformation | Thermal headroom (MW) | 42.2585 | 44.3616 | 43.7707 | 43.4204 | 42.9674 | 43.0321 | 42.8906 | 42.5107 | 41.9172 | 41.2484 | 40.4403 | 38.0515 | 36.8057 | 35.3911 | 34.0002 | 32.3759 | 22.6012 | 16.8324 | 15.9066
Abham_Exeter _Landulph | Torquay 33kV | Torquay 33kV | Bulk Supply Point | 33 | 50.4878 | -3.5451 | WPD Best View | Thermal headroom (MW) | 42.2445 | 44.2695 | 43.5906 | 43.1689 | 42.6115 | 42.5616 | 42.2193 | 41.6767 | 40.9289 | 40.1251 | 38.9288 | 36.7608 | 35.5721 | 34.2948 | 33.042 | 31.2558 | 21.3141 | 15.7402 | 14.8129
Abham_Exeter _Landulph | Torquay 33kV | Barton. | Primary | 11 | 50.4886 | -3.5364 | Consumer Transformation | Thermal headroom (MW) | 5.8519 | 6.176 | 5.8152 | 5.6493 | 5.4583 | 5.2043 | 4.689 | 4.1908 | 3.6776 | 3.1351 | 2.1681 | 1.4778 | 0.88201 | 0.31671 | -0.22848 | -1.1424 | -4.9751 | -6.7799 | -7.7298
Abham_Exeter _Landulph | Torquay 33kV | Barton. | Primary | 11 | 50.4886 | -3.5364 | Leading the Way | Thermal headroom (MW) | 5.8169 | 6.111 | 5.835 | 5.6693 | 5.4949 | 5.1908 | 4.6711 | 4.1677 | 3.2693 | 2.6794 | 2.0657 | 1.5601 | 1.0937 | 0.6651 | 0.04738 | -0.52052 | -3.3821 | -4.3965 | -3.4669
Abham_Exeter _Landulph | Torquay 33kV | Barton. | Primary | 11 | 50.4886 | -3.5364 | Steady Progression | Thermal headroom (MW) | 5.9366 | 6.53 | 6.4915 | 6.5617 | 6.6614 | 6.7415 | 6.8132 | 6.843 | 6.8333 | 6.7511 | 6.6401 | 6.4261 | 6.1991 | 5.9107 | 5.2394 | 4.9163 | 2.9106 | 0.86387 | -0.13749
Abham_Exeter _Landulph | Torquay 33kV | Barton. | Primary | 11 | 50.4886 | -3.5364 | System Transformation | Thermal headroom (MW) | 5.8818 | 6.4311 | 6.3222 | 6.3966 | 6.4459 | 6.4718 | 6.4294 | 6.3237 | 6.1366 | 5.9323 | 5.6422 | 4.9068 | 4.4843 | 4.0155 | 3.544 | 3.0814 | 0.36419 | -0.8643 | -1.1815
Abham_Exeter _Landulph | Torquay 33kV | Barton. | Primary | 11 | 50.4886 | -3.5364 | WPD Best View | Thermal headroom (MW) | 5.8745 | 6.4027 | 6.27 | 6.3181 | 6.3395 | 6.3298 | 6.1996 | 6.0326 | 5.7904 | 5.5337 | 5.223 | 4.5093 | 4.1678 | 3.8314 | 3.4635 | 3.0713 | 0.82578 | -0.47117 | -0.78659
Abham_Exeter _Landulph | Torquay 33kV | Lawes Bridge | Primary | 11 | 50.4844 | -3.5519 | Consumer Transformation | Thermal headroom (MW) | 7.8379 | 8.1563 | 7.5546 | 6.632 | 5.6497 | 5.3538 | 4.8027 | 4.1996 | 3.5104 | 2.7992 | 1.4193 | 0.66677 | -0.21565 | -1.2965 | -2.3678 | -4.2193 | -8.8921 | -10.3001 | -10.9485
Abham_Exeter _Landulph | Torquay 33kV | Lawes Bridge | Primary | 11 | 50.4844 | -3.5519 | Leading the Way | Thermal headroom (MW) | 7.807 | 7.9812 | 7.4256 | 6.2316 | 4.9659 | 4.6778 | 4.0758 | 3.4918 | 2.0739 | 1.2813 | 0.7276 | 0.016681 | -0.78883 | -1.6555 | -3.2466 | -3.9568 | -6.9502 | -7.4447 | -5.8315
Abham_Exeter _Landulph | Torquay 33kV | Lawes Bridge | Primary | 11 | 50.4844 | -3.5519 | Steady Progression | Thermal headroom (MW) | 7.9022 | 8.5541 | 8.3852 | 7.8842 | 7.4048 | 7.4767 | 7.5069 | 7.4859 | 7.44 | 7.3653 | 7.3017 | 7.1575 | 6.9367 | 6.6712 | 5.6695 | 5.3791 | 3.8995 | 1.8632 | 0.61155
Abham_Exeter _Landulph | Torquay 33kV | Lawes Bridge | Primary | 11 | 50.4844 | -3.5519 | System Transformation | Thermal headroom (MW) | 7.8619 | 8.4259 | 8.0933 | 7.4101 | 6.6874 | 6.7303 | 6.6965 | 6.5703 | 6.3448 | 6.1194 | 5.9034 | 4.8713 | 4.5249 | 4.1087 | 3.6893 | 3.3109 | 0.6283 | -1.3825 | -1.7748
Abham_Exeter _Landulph | Torquay 33kV | Lawes Bridge | Primary | 11 | 50.4844 | -3.5519 | WPD Best View | Thermal headroom (MW) | 7.8536 | 8.3451 | 7.9309 | 7.1907 | 6.3706 | 6.3132 | 6.1376 | 5.8834 | 5.5323 | 5.2028 | 4.5148 | 3.738 | 3.3578 | 2.9427 | 2.5637 | 1.8836 | -1.6385 | -3.3079 | -3.7046
Abham_Exeter _Landulph | Torquay 33kV | Torwood | Primary | 11 | 50.4607 | -3.5199 | Consumer Transformation | Thermal headroom (MW) | 6.8159 | 7.1319 | 6.8802 | 6.7723 | 6.6534 | 6.3067 | 5.9018 | 5.424 | 4.9073 | 4.3505 | 3.9481 | 3.5581 | 3.2151 | 2.9245 | 2.7177 | 2.5289 | 1.1616 | 0.62269 | 0.77968
Abham_Exeter _Landulph | Torquay 33kV | Torwood | Primary | 11 | 50.4607 | -3.5199 | Leading the Way | Thermal headroom (MW) | 6.763 | 7.0505 | 6.7923 | 6.6482 | 6.5021 | 6.1492 | 5.7404 | 5.2562 | 4.676 | 4.1099 | 3.7471 | 3.5223 | 3.3849 | 3.3344 | 3.3488 | 3.2238 | 2.2231 | 2.1876 | 2.9274
Abham_Exeter _Landulph | Torquay 33kV | Torwood | Primary | 11 | 50.4607 | -3.5199 | Steady Progression | Thermal headroom (MW) | 6.8858 | 7.3597 | 7.2761 | 7.3191 | 7.3625 | 7.396 | 7.4091 | 7.3914 | 7.348 | 7.268 | 7.2316 | 7.1197 | 7.001 | 6.8472 | 6.6779 | 6.4952 | 5.5317 | 4.629 | 4.2543
Abham_Exeter _Landulph | Torquay 33kV | Torwood | Primary | 11 | 50.4607 | -3.5199 | System Transformation | Thermal headroom (MW) | 6.831 | 7.2587 | 7.1284 | 7.1319 | 7.1124 | 7.0937 | 7.0246 | 6.8876 | 6.723 | 6.539 | 6.363 | 6.1377 | 5.8935 | 5.6369 | 5.4029 | 5.1566 | 4.5035 | 4.2141 | 4.4485
Abham_Exeter _Landulph | Torquay 33kV | Torwood | Primary | 11 | 50.4607 | -3.5199 | WPD Best View | Thermal headroom (MW) | 6.831 | 7.2587 | 7.1284 | 7.1319 | 7.1124 | 7.0937 | 7.0246 | 6.8876 | 6.723 | 6.539 | 6.363 | 6.1377 | 5.8935 | 5.6369 | 5.4029 | 5.1566 | 4.5035 | 4.2141 | 4.4485
Abham_Exeter _Landulph | Torquay 33kV | Upton Valley | Primary | 11 | 50.4693 | -3.5323 | Consumer Transformation | Thermal headroom (MW) | 4.7999 | 5.2624 | 4.9997 | 4.9098 | 4.8225 | 4.6572 | 4.3759 | 4.1225 | 3.8447 | 3.51 | 2.6858 | 1.7971 | 0.83462 | -0.132 | -1.1674 | -2.679 | -7.3453 | -9.1471 | -9.8867
Abham_Exeter _Landulph | Torquay 33kV | Upton Valley | Primary | 11 | 50.4693 | -3.5323 | Leading the Way | Thermal headroom (MW) | 4.7905 | 5.2525 | 5.0178 | 4.9171 | 4.8125 | 4.6312 | 4.3283 | 4.087 | 3.4031 | 3.0073 | 2.1324 | 1.2182 | 0.1836 | -0.82568 | -2.1812 | -3.179 | -6.3826 | -7.025 | -5.6046
Abham_Exeter _Landulph | Torquay 33kV | Upton Valley | Primary | 11 | 50.4693 | -3.5323 | Steady Progression | Thermal headroom (MW) | 4.8611 | 5.5553 | 5.5471 | 5.6591 | 5.7948 | 5.922 | 6.0212 | 6.1077 | 6.1766 | 6.2283 | 6.254 | 6.1645 | 6.0429 | 5.8857 | 5.3563 | 5.1517 | 2.7675 | -1.4549 | -3.5963
Abham_Exeter _Landulph | Torquay 33kV | Upton Valley | Primary | 11 | 50.4693 | -3.5323 | System Transformation | Thermal headroom (MW) | 4.8287 | 5.4857 | 5.4087 | 5.5165 | 5.6029 | 5.6308 | 5.6386 | 5.6206 | 5.5799 | 5.501 | 5.3498 | 4.7351 | 4.4525 | 4.1133 | 3.7776 | 3.162 | -1.2932 | -4.0981 | -4.701
Abham_Exeter _Landulph | Torquay 33kV | Upton Valley | Primary | 11 | 50.4693 | -3.5323 | WPD Best View | Thermal headroom (MW) | 4.8287 | 5.4857 | 5.4087 | 5.5165 | 5.6029 | 5.6308 | 5.6386 | 5.6206 | 5.5799 | 5.501 | 5.3498 | 4.7351 | 4.4525 | 4.1133 | 3.7776 | 3.162 | -1.2932 | -4.0981 | -4.701
Abham_Exeter _Landulph | Totnes 33kV | Totnes 33kV | Bulk Supply Point | 33 | 50.4439 | -3.7273 | Consumer Transformation | Thermal headroom (MW) | 9.6454 | 10.2594 | 7.9711 | 6.0814 | 4.335 | 2.1784 | -0.61909 | -3.4771 | -6.9202 | -10.4621 | -14.4325 | -18.4843 | -22.527 | -27.2277 | -30.6861 | -34.0001 | -45.9076 | -51.2405 | -50.391
Abham_Exeter _Landulph | Totnes 33kV | Totnes 33kV | Bulk Supply Point | 33 | 50.4439 | -3.7273 | Leading the Way | Thermal headroom (MW) | 9.5317 | 10.059 | 7.7518 | 5.9451 | 4.1536 | 1.8113 | -1.4719 | -4.5404 | -8.289 | -12.2312 | -16.3994 | -20.4296 | -24.9355 | -28.1787 | -30.974 | -33.2384 | -42.7344 | -42.9597 | -36.56
Abham_Exeter _Landulph | Totnes 33kV | Totnes 33kV | Bulk Supply Point | 33 | 50.4439 | -3.7273 | Steady Progression | Thermal headroom (MW) | 10.125 | 12.1914 | 11.7709 | 11.682 | 11.4809 | 11.344 | 11.1001 | 10.6674 | 9.8972 | 8.8702 | 7.5306 | 5.6702 | 3.3265 | 0.88604 | -1.8328 | -4.6129 | -21.8563 | -35.1858 | -40.7152
Abham_Exeter _Landulph | Totnes 33kV | Totnes 33kV | Bulk Supply Point | 33 | 50.4439 | -3.7273 | System Transformation | Thermal headroom (MW) | 9.824 | 11.6862 | 10.7668 | 10.2011 | 9.8344 | 9.3059 | 8.2026 | 6.867 | 5.1623 | 2.9083 | 0.43949 | -2.8888 | -6.3802 | -10.184 | -15.1218 | -19.1757 | -35.5857 | -42.4 | -42.1262
Abham_Exeter _Landulph | Totnes 33kV | Totnes 33kV | Bulk Supply Point | 33 | 50.4439 | -3.7273 | WPD Best View | Thermal headroom (MW) | 9.7915 | 11.4134 | 10.2262 | 9.3851 | 8.7379 | 7.7903 | 6.2147 | 4.4799 | 2.3889 | -0.19935 | -3.0144 | -6.5217 | -10.0216 | -14.1293 | -18.4894 | -22.1959 | -37.27 | -43.9613 | -43.4335
Abham_Exeter _Landulph | Totnes 33kV | Ashburton | Primary | 11 | 50.5195 | -3.7448 | Consumer Transformation | Thermal headroom (MW) | 3.2967 | 3.4732 | 3.095 | 2.7807 | 2.658 | 2.4156 | 2.0229 | 1.7115 | 1.337 | 0.91103 | 0.47902 | 0.038146 | -0.37998 | -1.2113 | -1.6474 | -2.0282 | -3.2632 | -3.7274 | -3.3265
Abham_Exeter _Landulph | Totnes 33kV | Ashburton | Primary | 11 | 50.5195 | -3.7448 | Leading the Way | Thermal headroom (MW) | 3.2715 | 3.4531 | 3.0267 | 2.6434 | 2.5291 | 2.2895 | 1.8515 | 1.5139 | 1.1015 | 0.6887 | 0.29034 | -0.0085582 | -0.80669 | -1.2039 | -1.5529 | -1.8652 | -2.4591 | -2.5428 | -1.8257
Abham_Exeter _Landulph | Totnes 33kV | Ashburton | Primary | 11 | 50.5195 | -3.7448 | Steady Progression | Thermal headroom (MW) | 3.3438 | 3.6844 | 3.5214 | 3.4261 | 3.4767 | 3.5145 | 3.5125 | 3.5332 | 3.4807 | 3.3844 | 3.2435 | 3.0463 | 2.8334 | 2.5869 | 2.345 | 2.101 | 0.50085 | -0.41027 | -0.91462
Abham_Exeter _Landulph | Totnes 33kV | Ashburton | Primary | 11 | 50.5195 | -3.7448 | System Transformation | Thermal headroom (MW) | 3.3078 | 3.623 | 3.3755 | 3.1996 | 3.2039 | 3.2227 | 3.1268 | 3.0337 | 2.8854 | 2.6561 | 2.4055 | 2.1057 | 1.756 | 1.4052 | 0.71011 | 0.40198 | -0.6314 | -1.1742 | -0.90658
Abham_Exeter _Landulph | Totnes 33kV | Ashburton | Primary | 11 | 50.5195 | -3.7448 | WPD Best View | Thermal headroom (MW) | 3.2971 | 3.4748 | 3.0984 | 2.7864 | 2.6668 | 2.4282 | 2.0403 | 1.7353 | 1.3992 | 1.0276 | 0.60618 | 0.1595 | -0.29526 | -1.1136 | -1.5407 | -1.9137 | -3.1983 | -3.6962 | -3.2806
Abham_Exeter _Landulph | Totnes 33kV | Buckfastleigh | Primary | 11 | 50.4804 | -3.7687 | Consumer Transformation | Thermal headroom (MW) | 6.8119 | 6.8906 | 6.6166 | 6.4096 | 6.1731 | 5.8962 | 5.5366 | 5.1578 | 4.7213 | 4.2603 | 3.7822 | 3.252 | 2.7581 | 2.321 | 1.9783 | 1.6773 | 0.64442 | 0.02576 | 0.097202
Abham_Exeter _Landulph | Totnes 33kV | Buckfastleigh | Primary | 11 | 50.4804 | -3.7687 | Leading the Way | Thermal headroom (MW) | 6.8 | 6.8758 | 6.6274 | 6.407 | 6.1664 | 5.8569 | 5.4624 | 5.0484 | 4.582 | 4.0688 | 3.5411 | 3.0054 | 2.5486 | 2.2454 | 2.0522 | 1.9703 | 0.76061 | 0.83356 | 1.655
Abham_Exeter _Landulph | Totnes 33kV | Buckfastleigh | Primary | 11 | 50.4804 | -3.7687 | Steady Progression | Thermal headroom (MW) | 6.8745 | 7.1527 | 7.1086 | 7.1199 | 7.121 | 7.0986 | 7.0551 | 6.9829 | 6.8695 | 6.7218 | 6.5314 | 6.2524 | 5.9536 | 5.5914 | 5.22 | 4.8318 | 2.4629 | 1.0784 | 0.62179
Abham_Exeter _Landulph | Totnes 33kV | Buckfastleigh | Primary | 11 | 50.4804 | -3.7687 | System Transformation | Thermal headroom (MW) | 6.844 | 7.088 | 6.9937 | 6.9644 | 6.9127 | 6.8339 | 6.6768 | 6.4826 | 6.2391 | 5.9376 | 5.5871 | 5.1387 | 4.6308 | 4.0968 | 3.5003 | 2.8897 | 0.82606 | 0.37153 | 0.48147
Abham_Exeter _Landulph | Totnes 33kV | Buckfastleigh | Primary | 11 | 50.4804 | -3.7687 | WPD Best View | Thermal headroom (MW) | 6.8301 | 6.9965 | 6.8184 | 6.706 | 6.5716 | 6.4021 | 6.1379 | 5.8474 | 5.5073 | 5.1311 | 4.7023 | 4.2232 | 3.7109 | 3.1322 | 2.5799 | 2.0343 | 0.36228 | 0.060017 | 0.33956
Abham_Exeter _Landulph | Totnes 33kV | Kingsbridge | Primary | 11 | 50.2842 | -3.7811 | Consumer Transformation | Thermal headroom (MW) | 4.8113 | 4.9839 | 4.4064 | 4.0366 | 3.6495 | 3.1903 | 2.665 | 2.1935 | 1.7279 | 1.2472 | 0.1652 | -0.72276 | -1.6679 | -2.5514 | -3.5289 | -4.8305 | -8.3992 | -8.9104 | -8.494
Abham_Exeter _Landulph | Totnes 33kV | Kingsbridge | Primary | 11 | 50.2842 | -3.7811 | Leading the Way | Thermal headroom (MW) | 4.7651 | 4.9288 | 4.4294 | 4.0827 | 3.6808 | 3.1917 | 2.6355 | 2.1707 | 1.3416 | 0.73317 | -0.2673 | -1.1874 | -2.1768 | -3.1631 | -4.5025 | -5.3466 | -7.4829 | -6.8445 | -5.2888
Abham_Exeter _Landulph | Totnes 33kV | Kingsbridge | Primary | 11 | 50.2842 | -3.7811 | Steady Progression | Thermal headroom (MW) | 4.9691 | 5.635 | 5.5876 | 5.6865 | 5.7702 | 5.8401 | 5.9029 | 5.9437 | 5.9548 | 5.9451 | 5.9289 | 5.7476 | 5.5632 | 5.3432 | 4.7624 | 4.5088 | 1.8894 | -2.697 | -4.9673
Abham_Exeter _Landulph | Totnes 33kV | Kingsbridge | Primary | 11 | 50.2842 | -3.7811 | System Transformation | Thermal headroom (MW) | 4.8593 | 5.4319 | 5.2669 | 5.2839 | 5.2633 | 5.2129 | 5.0301 | 4.8497 | 4.6251 | 4.3972 | 4.1338 | 3.4011 | 3.0023 | 2.5772 | 2.1704 | 1.3613 | -3.2884 | -5.9487 | -6.2436
Abham_Exeter _Landulph | Totnes 33kV | Kingsbridge | Primary | 11 | 50.2842 | -3.7811 | WPD Best View | Thermal headroom (MW) | 4.8593 | 5.4319 | 5.2669 | 5.2839 | 5.2633 | 5.2129 | 5.0301 | 4.8497 | 4.6251 | 4.3972 | 4.1338 | 3.4011 | 3.0023 | 2.5772 | 2.1704 | 1.3613 | -3.2884 | -5.9487 | -6.2436
Abham_Exeter _Landulph | Totnes 33kV | Marldon | Primary | 11 | 50.4525 | -3.5957 | Consumer Transformation | Thermal headroom (MW) | 3.4494 | 3.4488 | 3.3314 | 3.1767 | 3.0441 | 2.8875 | 2.6779 | 2.4366 | 2.1491 | 1.8241 | 1.4836 | 1.1262 | 0.79572 | 0.52958 | 0.3207 | 0.14756 | -0.42311 | -0.86019 | -0.91453
Abham_Exeter _Landulph | Totnes 33kV | Marldon | Primary | 11 | 50.4525 | -3.5957 | Leading the Way | Thermal headroom (MW) | 3.4475 | 3.4442 | 3.281 | 3.1584 | 3.0153 | 2.8379 | 2.6033 | 2.3367 | 2.0022 | 1.6395 | 1.2613 | 0.93235 | 0.66695 | 0.49098 | 0.39807 | 0.35815 | -0.37491 | -0.41314 | 0.020479
Abham_Exeter _Landulph | Totnes 33kV | Marldon | Primary | 11 | 50.4525 | -3.5957 | Steady Progression | Thermal headroom (MW) | 3.4721 | 3.5261 | 3.5009 | 3.4795 | 3.3958 | 3.3502 | 3.2941 | 3.2167 | 3.1106 | 2.9831 | 2.8183 | 2.6369 | 2.405 | 2.1498 | 1.882 | 1.5807 | -0.03278 | -0.93447 | -1.1444
Abham_Exeter _Landulph | Totnes 33kV | Marldon | Primary | 11 | 50.4525 | -3.5957 | System Transformation | Thermal headroom (MW) | 3.4587 | 3.5116 | 3.4654 | 3.3766 | 3.3233 | 3.2521 | 3.1484 | 3.014 | 2.8489 | 2.653 | 2.4053 | 2.0919 | 1.7462 | 1.3638 | 0.96246 | 0.57979 | -0.77968 | -1.091 | -1.0872
Abham_Exeter _Landulph | Totnes 33kV | Marldon | Primary | 11 | 50.4525 | -3.5957 | WPD Best View | Thermal headroom (MW) | 3.4573 | 3.5053 | 3.448 | 3.3487 | 3.2825 | 3.1965 | 3.0773 | 2.9257 | 2.7419 | 2.5227 | 2.2516 | 1.9325 | 1.5983 | 1.2488 | 0.89887 | 0.57026 | -0.56837 | -0.90382 | -0.9104
Abham_Exeter _Landulph | Totnes 33kV | Salcombe 340038 | Primary | 11 | 50.2338 | -3.7779 | Consumer Transformation | Thermal headroom (MW) | 0.44172 | 0.54557 | 0.29941 | 0.16616 | 0.018825 | -0.14681 | -0.35628 | -0.5454 | -0.76063 | -0.97431 | -1.2349 | -1.4673 | -1.6603 | -1.912 | -2.2892 | -2.7039 | -4.0774 | -4.4467 | -4.292
Abham_Exeter _Landulph | Totnes 33kV | Salcombe 340038 | Primary | 11 | 50.2338 | -3.7779 | Leading the Way | Thermal headroom (MW) | 0.42693 | 0.48276 | 0.31112 | 0.19153 | 0.055489 | -0.12508 | -0.3627 | -0.56612 | -0.77516 | -1.0291 | -1.2997 | -1.4712 | -1.6913 | -2.1192 | -2.4799 | -2.8319 | -3.6566 | -3.613 | -3.0622
Abham_Exeter _Landulph | Totnes 33kV | Salcombe 340038 | Primary | 11 | 50.2338 | -3.7779 | Steady Progression | Thermal headroom (MW) | 0.49737 | 0.77164 | 0.76459 | 0.75926 | 0.79951 | 0.82796 | 0.85479 | 0.86755 | 0.85425 | 0.82492 | 0.78186 | 0.68167 | 0.5632 | 0.44187 | 0.30373 | 0.15128 | -0.73537 | -1.762 | -2.4679
Abham_Exeter _Landulph | Totnes 33kV | Salcombe 340038 | Primary | 11 | 50.2338 | -3.7779 | System Transformation | Thermal headroom (MW) | 0.46321 | 0.70953 | 0.61623 | 0.63225 | 0.63556 | 0.62374 | 0.55101 | 0.48442 | 0.38308 | 0.26395 | 0.12362 | -0.070078 | -0.28452 | -0.51611 | -0.74256 | -0.96577 | -1.799 | -2.7042 | -2.7282
Abham_Exeter _Landulph | Totnes 33kV | Salcombe 340038 | Primary | 11 | 50.2338 | -3.7779 | WPD Best View | Thermal headroom (MW) | 0.46321 | 0.70953 | 0.61623 | 0.63225 | 0.63556 | 0.62374 | 0.55101 | 0.48442 | 0.38308 | 0.26395 | 0.12362 | -0.070078 | -0.28452 | -0.51611 | -0.74256 | -0.96577 | -1.799 | -2.7042 | -2.7282
Abham_Exeter _Landulph | Totnes 33kV | South Brent | Primary | 11 | 50.4273 | -3.8259 | Consumer Transformation | Thermal headroom (MW) | 0.37978 | 0.40254 | 0.1111 | -0.089492 | -0.32308 | -0.60113 | -0.92275 | -1.2576 | -1.625 | -2.0123 | -2.4139 | -2.8486 | -3.2561 | -3.9783 | -4.2719 | -4.5198 | -5.9415 | -6.787 | -6.6313
Abham_Exeter _Landulph | Totnes 33kV | South Brent | Primary | 11 | 50.4273 | -3.8259 | Leading the Way | Thermal headroom (MW) | 0.36702 | 0.37558 | 0.11599 | -0.088494 | -0.32631 | -0.62671 | -0.99365 | -1.3485 | -1.7383 | -2.1696 | -2.6071 | -3.0181 | -3.7291 | -3.9909 | -4.1314 | -4.5032 | -5.5643 | -5.8317 | -5.1653
Abham_Exeter _Landulph | Totnes 33kV | South Brent | Primary | 11 | 50.4273 | -3.8259 | Steady Progression | Thermal headroom (MW) | 0.44223 | 0.65605 | 0.6018 | 0.59359 | 0.58197 | 0.55215 | 0.51888 | 0.45937 | 0.36921 | 0.24724 | 0.092356 | -0.14386 | -0.39613 | -0.67714 | -0.97605 | -1.2987 | -3.6362 | -5.0123 | -5.7898
Abham_Exeter _Landulph | Totnes 33kV | South Brent | Primary | 11 | 50.4273 | -3.8259 | System Transformation | Thermal headroom (MW) | 0.40293 | 0.58863 | 0.46923 | 0.44225 | 0.38276 | 0.30408 | 0.16431 | -0.0071776 | -0.21023 | -0.47302 | -0.76267 | -1.1347 | -1.5299 | -1.98 | -2.8143 | -3.3009 | -5.0225 | -5.8539 | -5.7447
Abham_Exeter _Landulph | Totnes 33kV | South Brent | Primary | 11 | 50.4273 | -3.8259 | WPD Best View | Thermal headroom (MW) | 0.40161 | 0.58011 | 0.45183 | 0.41435 | 0.34196 | 0.24852 | 0.093256 | -0.095511 | -0.31729 | -0.5952 | -0.88983 | -1.256 | -1.6262 | -2.0726 | -2.8778 | -3.3104 | -4.8177 | -5.6442 | -5.542
Abham_Exeter _Landulph | Totnes 33kV | Totnes | Primary | 11 | 50.434 | -3.6895 | Consumer Transformation | Thermal headroom (MW) | 0.62699 | 0.92355 | 0.49021 | 0.21755 | -0.10315 | -0.51118 | -1.0274 | -1.5648 | -2.5167 | -3.1269 | -3.7022 | -4.329 | -5.41 | -6.7981 | -7.8909 | -8.9186 | -13.2694 | -14.496 | -14.3799
Abham_Exeter _Landulph | Totnes 33kV | Totnes | Primary | 11 | 50.434 | -3.6895 | Leading the Way | Thermal headroom (MW) | 0.59728 | 0.89678 | 0.51834 | 0.25196 | -0.077183 | -0.49331 | -1.4118 | -1.9527 | -2.5855 | -3.2606 | -3.8243 | -5.0897 | -6.1015 | -7.1591 | -8.5069 | -9.3795 | -11.8312 | -11.9331 | -10.323
Abham_Exeter _Landulph | Totnes 33kV | Totnes | Primary | 11 | 50.434 | -3.6895 | Steady Progression | Thermal headroom (MW) | 0.73388 | 1.392 | 1.3617 | 1.458 | 1.5348 | 1.5785 | 1.634 | 1.6346 | 1.592 | 1.5109 | 1.4186 | 1.2181 | 0.6235 | 0.35803 | 0.079731 | -0.20854 | -2.3251 | -6.5078 | -8.0994
Abham_Exeter _Landulph | Totnes 33kV | Totnes | Primary | 11 | 50.434 | -3.6895 | System Transformation | Thermal headroom (MW) | 0.66138 | 1.2649 | 1.1549 | 1.1781 | 1.172 | 1.1386 | 1.0322 | 0.86222 | 0.62308 | 0.0097097 | -0.28708 | -0.66498 | -1.0844 | -1.5478 | -2.3533 | -2.786 | -7.0309 | -9.3287 | -9.5043
Abham_Exeter _Landulph | Totnes 33kV | Totnes | Primary | 11 | 50.434 | -3.6895 | WPD Best View | Thermal headroom (MW) | 0.66006 | 1.2586 | 1.1419 | 1.1546 | 1.1312 | 1.0831 | 0.96118 | 0.77389 | 0.51602 | -0.11248 | -0.41424 | -0.78633 | -1.1883 | -1.6047 | -2.3455 | -2.7069 | -7.116 | -9.3807 | -9.5704
Alverdiscott_Indian Queens | Barnstaple 33kV | Barnstaple 33kV | Bulk Supply Point | 33 | 51.0678 | -4.0541 | Consumer Transformation | Thermal headroom (MW) | 2.4509 | 2.7089 | -0.76817 | -3.7471 | -6.6832 | -10.6527 | -14.8998 | -19.2311 | -24.4135 | -29.8368 | -37.3264 | -43.9232 | -50.2551 | -58.4673 | -64.242 | -71.7478 | -95.8008 | -103.2699 | -101.278
Alverdiscott_Indian Queens | Barnstaple 33kV | Barnstaple 33kV | Bulk Supply Point | 33 | 51.0678 | -4.0541 | Leading the Way | Thermal headroom (MW) | 2.1888 | 2.2279 | -1.0499 | -4.2755 | -7.4561 | -11.8701 | -16.7425 | -21.1862 | -28.4994 | -34.3745 | -41.0233 | -48.266 | -56.1167 | -62.7189 | -70.5582 | -76.2538 | -91.4236 | -90.1055 | -79.4825
Alverdiscott_Indian Queens | Barnstaple 33kV | Barnstaple 33kV | Bulk Supply Point | 33 | 51.0678 | -4.0541 | Steady Progression | Thermal headroom (MW) | 3.2668 | 6.0748 | 5.4645 | 5.1304 | 4.9601 | 4.6868 | 4.2914 | 3.4671 | 2.1207 | 0.41338 | -1.5435 | -4.5155 | -7.6216 | -11.142 | -16.3073 | -20.2718 | -47.1177 | -72.4263 | -83.7293
Alverdiscott_Indian Queens | Barnstaple 33kV | Barnstaple 33kV | Bulk Supply Point | 33 | 51.0678 | -4.0541 | System Transformation | Thermal headroom (MW) | 2.7366 | 4.9867 | 3.6373 | 2.7987 | 1.7926 | 0.83733 | -1.2061 | -3.4424 | -6.2742 | -9.6646 | -13.4241 | -19.8885 | -24.9172 | -30.8206 | -38.6286 | -44.7438 | -74.3083 | -88.5749 | -88.6457
Alverdiscott_Indian Queens | Barnstaple 33kV | Barnstaple 33kV | Bulk Supply Point | 33 | 51.0678 | -4.0541 | WPD Best View | Thermal headroom (MW) | 2.9171 | 5.4061 | 4.2624 | 3.6263 | 2.9056 | 2.0979 | 0.5066 | -1.4027 | -3.8631 | -6.7756 | -10.023 | -15.076 | -19.6107 | -25.0091 | -32.2088 | -37.9384 | -67.5136 | -83.1346 | -86.3076
Alverdiscott_Indian Queens | Barnstaple 33kV | Bratton Fleming | Primary | 11 | 51.1244 | -3.9366 | Consumer Transformation | Thermal headroom (MW) | 2.4121 | 2.4374 | 2.3205 | 2.2252 | 2.1281 | 1.9856 | 1.7935 | 1.605 | 1.3994 | 1.1754 | 0.94924 | 0.70635 | 0.49236 | -0.054377 | -0.20489 | -0.32603 | -1.1724 | -1.7022 | -1.5453
Alverdiscott_Indian Queens | Barnstaple 33kV | Bratton Fleming | Primary | 11 | 51.1244 | -3.9366 | Leading the Way | Thermal headroom (MW) | 2.4044 | 2.4347 | 2.3371 | 2.254 | 2.159 | 1.9783 | 1.7388 | 1.5555 | 1.3249 | 1.0857 | 0.82613 | 0.58332 | 0.027109 | -0.12381 | -0.3738 | -0.65085 | -1.1813 | -1.3515 | -0.90626
Alverdiscott_Indian Queens | Barnstaple 33kV | Bratton Fleming | Primary | 11 | 51.1244 | -3.9366 | Steady Progression | Thermal headroom (MW) | 2.4454 | 2.5964 | 2.597 | 2.6212 | 2.6508 | 2.6731 | 2.6533 | 2.621 | 2.5615 | 2.4821 | 2.389 | 2.2421 | 2.0857 | 1.9145 | 1.7317 | 1.542 | -0.037998 | -0.91838 | -1.5555
Alverdiscott_Indian Queens | Barnstaple 33kV | Bratton Fleming | Primary | 11 | 51.1244 | -3.9366 | System Transformation | Thermal headroom (MW) | 2.423 | 2.555 | 2.5221 | 2.5342 | 2.5247 | 2.5197 | 2.4101 | 2.3042 | 2.171 | 1.999 | 1.8285 | 1.5931 | 1.346 | 1.0707 | 0.42698 | 0.12997 | -0.9323 | -1.5785 | -1.5012
Alverdiscott_Indian Queens | Barnstaple 33kV | Bratton Fleming | Primary | 11 | 51.1244 | -3.9366 | WPD Best View | Thermal headroom (MW) | 2.423 | 2.555 | 2.5221 | 2.5342 | 2.5247 | 2.5141 | 2.4101 | 2.3042 | 2.171 | 1.999 | 1.8285 | 1.5931 | 1.346 | 1.0707 | 0.42698 | 0.12997 | -0.9323 | -1.5785 | -1.5012
Alverdiscott_Indian Queens | Barnstaple 33kV | Great Torrington | Primary | 11 | 50.9566 | -4.1329 | Consumer Transformation | Thermal headroom (MW) | 3.9917 | 3.9953 | 3.634 | 3.3752 | 2.91 | 2.5443 | 2.1722 | 1.8453 | 1.4933 | 0.97528 | 0.32356 | -0.10524 | -0.47679 | -1.2909 | -1.9438 | -2.5825 | -4.577 | -5.4047 | -5.0872
Alverdiscott_Indian Queens | Barnstaple 33kV | Great Torrington | Primary | 11 | 50.9566 | -4.1329 | Leading the Way | Thermal headroom (MW) | 3.9512 | 3.908 | 3.527 | 3.2439 | 2.6961 | 2.3262 | 1.9296 | 1.6269 | 1.2953 | 0.76776 | 0.12561 | -0.14638 | -0.70862 | -1.3544 | -1.9052 | -2.3594 | -3.4645 | -3.7128 | -2.8183
Alverdiscott_Indian Queens | Barnstaple 33kV | Great Torrington | Primary | 11 | 50.9566 | -4.1329 | Steady Progression | Thermal headroom (MW) | 4.0718 | 4.3007 | 4.1803 | 4.1541 | 3.9726 | 3.9665 | 3.9579 | 3.9174 | 3.8591 | 3.7499 | 3.5636 | 3.3879 | 3.213 | 2.9642 | 2.7566 | 2.5157 | 0.93873 | -0.10253 | -0.87762
Alverdiscott_Indian Queens | Barnstaple 33kV | Great Torrington | Primary | 11 | 50.9566 | -4.1329 | System Transformation | Thermal headroom (MW) | 4.0116 | 4.1743 | 3.9871 | 3.9023 | 3.6155 | 3.5373 | 3.4372 | 3.347 | 3.2003 | 2.9616 | 2.6109 | 2.3408 | 2.0494 | 1.6531 | 0.97862 | 0.6638 | -0.27271 | -1.4582 | -1.3206
Alverdiscott_Indian Queens | Barnstaple 33kV | Great Torrington | Primary | 11 | 50.9566 | -4.1329 | WPD Best View | Thermal headroom (MW) | 4.0692 | 4.2987 | 4.1764 | 4.1486 | 3.9637 | 3.9525 | 3.9309 | 3.8784 | 3.8111 | 3.6878 | 3.4843 | 3.2843 | 3.0896 | 2.8182 | 2.5898 | 2.3387 | 0.87144 | -0.079929 | -0.90641
Alverdiscott_Indian Queens | Barnstaple 33kV | Heddon Cross | Primary | 11 | 51.0366 | -3.9291 | Consumer Transformation | Thermal headroom (MW) | 1.452 | 1.4522 | 1.2916 | 1.1457 | 0.99189 | 0.81574 | 0.61102 | 0.39072 | 0.14154 | -0.12256 | -0.40593 | -0.75416 | -1.2548 | -1.7522 | -2.2422 | -2.7501 | -4.5768 | -5.0443 | -4.886
Alverdiscott_Indian Queens | Barnstaple 33kV | Heddon Cross | Primary | 11 | 51.0366 | -3.9291 | Leading the Way | Thermal headroom (MW) | 1.4427 | 1.4462 | 1.2946 | 1.1429 | 0.98134 | 0.7937 | 0.56506 | 0.32337 | 0.055394 | -0.24728 | -0.61155 | -1.1406 | -1.7004 | -2.2784 | -2.8356 | -3.3225 | -4.4349 | -4.2603 | -3.5183
Alverdiscott_Indian Queens | Barnstaple 33kV | Heddon Cross | Primary | 11 | 51.0366 | -3.9291 | Steady Progression | Thermal headroom (MW) | 1.4877 | 1.6183 | 1.5928 | 1.591 | 1.58 | 1.5581 | 1.5341 | 1.4881 | 1.4205 | 1.3281 | 1.2195 | 1.0502 | 0.86422 | 0.6566 | 0.43927 | 0.21017 | -1.2871 | -3.3645 | -4.0645
Alverdiscott_Indian Queens | Barnstaple 33kV | Heddon Cross | Primary | 11 | 51.0366 | -3.9291 | System Transformation | Thermal headroom (MW) | 1.4649 | 1.5696 | 1.5168 | 1.4872 | 1.4387 | 1.3872 | 1.2822 | 1.1554 | 1.0095 | 0.81959 | 0.61121 | 0.33432 | 0.042788 | -0.2849 | -0.64226 | -0.99776 | -3.1899 | -4.3208 | -4.3132
Alverdiscott_Indian Queens | Barnstaple 33kV | Heddon Cross | Primary | 11 | 51.0366 | -3.9291 | WPD Best View | Thermal headroom (MW) | 1.4676 | 1.5716 | 1.5221 | 1.4946 | 1.4508 | 1.4035 | 1.3092 | 1.1944 | 1.0575 | 0.88178 | 0.69044 | 0.43787 | 0.16618 | -0.13891 | -0.45134 | -0.78794 | -3.0679 | -4.2632 | -4.2844
Alverdiscott_Indian Queens | Barnstaple 33kV | Lynton | Primary | 11 | 51.2216 | -3.8483 | Consumer Transformation | Thermal headroom (MW) | 3.279 | 3.3191 | 3.1782 | 3.0638 | 2.9342 | 2.7862 | 2.6216 | 2.4375 | 2.2359 | 2.0026 | 1.7681 | 1.5557 | 1.3408 | 1.1256 | 0.9668 | 0.81975 | -0.1214 | -0.32816 | -0.18857
Alverdiscott_Indian Queens | Barnstaple 33kV | Lynton | Primary | 11 | 51.2216 | -3.8483 | Leading the Way | Thermal headroom (MW) | 3.2687 | 3.3234 | 3.1949 | 3.0717 | 2.9238 | 2.7564 | 2.5747 | 2.3739 | 2.1518 | 1.8916 | 1.6489 | 1.4222 | 1.2009 | 1.0345 | 0.82896 | 0.53416 | -0.069027 | 0.11443 | 0.56724
Alverdiscott_Indian Queens | Barnstaple 33kV | Lynton | Primary | 11 | 51.2216 | -3.8483 | Steady Progression | Thermal headroom (MW) | 3.3162 | 3.48 | 3.4644 | 3.4825 | 3.4926 | 3.4949 | 3.4722 | 3.4405 | 3.3778 | 3.3064 | 3.22 | 3.0838 | 2.9313 | 2.7559 | 2.5764 | 2.3784 | 1.1121 | -0.0081264 | -0.4239
Alverdiscott_Indian Queens | Barnstaple 33kV | Lynton | Primary | 11 | 51.2216 | -3.8483 | System Transformation | Thermal headroom (MW) | 3.2937 | 3.4359 | 3.3976 | 3.3884 | 3.3469 | 3.304 | 3.2246 | 3.1151 | 2.9818 | 2.8306 | 2.6529 | 2.427 | 2.1672 | 1.894 | 1.6132 | 1.3123 | 0.15092 | -0.26057 | -0.21009
Alverdiscott_Indian Queens | Barnstaple 33kV | Lynton | Primary | 11 | 51.2216 | -3.8483 | WPD Best View | Thermal headroom (MW) | 3.2937 | 3.4359 | 3.3976 | 3.3884 | 3.3469 | 3.304 | 3.2246 | 3.1151 | 2.9818 | 2.8306 | 2.6529 | 2.427 | 2.1672 | 1.894 | 1.6132 | 1.3123 | 0.15092 | -0.26057 | -0.21009
Alverdiscott_Indian Queens | Barnstaple 33kV | Middle Barlington | Primary | 11 | 50.9292 | -4.0569 | Consumer Transformation | Thermal headroom (MW) | 1.7768 | 1.6789 | 1.4373 | 1.2305 | 1.041 | 0.82749 | 0.57884 | 0.32055 | 0.023671 | -0.30302 | -0.99034 | -1.3405 | -1.6336 | -1.8918 | -2.0715 | -2.608 | -3.4094 | -3.6718 | -3.9086
Alverdiscott_Indian Queens | Barnstaple 33kV | Middle Barlington | Primary | 11 | 50.9292 | -4.0569 | Leading the Way | Thermal headroom (MW) | 1.7617 | 1.6414 | 1.3912 | 1.1493 | 0.95656 | 0.72473 | 0.45271 | 0.19409 | -0.48546 | -0.81153 | -1.1925 | -1.495 | -1.7544 | -1.919 | -2.3582 | -2.4017 | -3.3468 | -3.1869 | -2.7264
Alverdiscott_Indian Queens | Barnstaple 33kV | Middle Barlington | Primary | 11 | 50.9292 | -4.0569 | Steady Progression | Thermal headroom (MW) | 1.8274 | 1.8773 | 1.7932 | 1.7481 | 1.7169 | 1.6753 | 1.6231 | 1.5492 | 1.4503 | 1.3213 | 1.1713 | 0.97572 | 0.76702 | 0.51899 | -0.08404 | -0.36251 | -1.9929 | -3.5024 | -4.1858
Alverdiscott_Indian Queens | Barnstaple 33kV | Middle Barlington | Primary | 11 | 50.9292 | -4.0569 | System Transformation | Thermal headroom (MW) | 1.7937 | 1.8024 | 1.6784 | 1.5887 | 1.5151 | 1.4425 | 1.2997 | 1.1467 | 0.96889 | 0.73805 | 0.47851 | -0.18698 | -0.5158 | -0.88372 | -1.2843 | -1.6783 | -3.7461 | -4.4792 | -4.7674
Alverdiscott_Indian Queens | Barnstaple 33kV | Middle Barlington | Primary | 11 | 50.9292 | -4.0569 | WPD Best View | Thermal headroom (MW) | 1.8221 | 1.8719 | 1.7825 | 1.7333 | 1.6928 | 1.6427 | 1.5692 | 1.4712 | 1.3541 | 1.1969 | 1.0128 | 0.76862 | 0.52023 | 0.22701 | -0.44219 | -0.78215 | -2.2804 | -3.4572 | -4.0636
Alverdiscott_Indian Queens | Barnstaple 33kV | Rock Park | Primary | 11 | 51.0679 | -4.0539 | Consumer Transformation | Thermal headroom (MW) | 5.8465 | 6.2197 | 5.8768 | 5.6384 | 5.358 | 4.5831 | 3.7927 | 2.8302 | 1.7635 | 0.992 | 0.1635 | -1.2565 | -2.4792 | -4.3186 | -5.4455 | -6.5656 | -10.875 | -12.1366 | -11.9402
Alverdiscott_Indian Queens | Barnstaple 33kV | Rock Park | Primary | 11 | 51.0679 | -4.0539 | Leading the Way | Thermal headroom (MW) | 5.8182 | 6.1861 | 5.8633 | 5.5971 | 5.2835 | 4.4152 | 3.2299 | 2.1041 | 1.3076 | 0.50819 | -0.63369 | -2.1877 | -3.0927 | -4.5531 | -5.7332 | -6.4623 | -8.7272 | -8.9355 | -7.2832
Alverdiscott_Indian Queens | Barnstaple 33kV | Rock Park | Primary | 11 | 51.0679 | -4.0539 | Steady Progression | Thermal headroom (MW) | 5.9133 | 6.5495 | 6.4864 | 6.5346 | 6.5412 | 6.4429 | 6.4048 | 6.179 | 6.0796 | 5.9548 | 5.7722 | 5.5345 | 5.0037 | 4.5844 | 4.3355 | 4.0624 | 2.0563 | -1.4435 | -2.638
Alverdiscott_Indian Queens | Barnstaple 33kV | Rock Park | Primary | 11 | 51.0679 | -4.0539 | System Transformation | Thermal headroom (MW) | 5.8634 | 6.461 | 6.3318 | 6.3201 | 6.2417 | 6.0271 | 5.8397 | 5.358 | 5.1215 | 4.4877 | 4.1563 | 3.7503 | 3.4179 | 2.7142 | 2.0114 | 1.6765 | -2.2136 | -4.0441 | -4.0451
Alverdiscott_Indian Queens | Barnstaple 33kV | Rock Park | Primary | 11 | 51.0679 | -4.0539 | WPD Best View | Thermal headroom (MW) | 5.8634 | 6.461 | 6.3318 | 6.3201 | 6.2417 | 6.0271 | 5.8397 | 5.358 | 5.1215 | 4.4877 | 4.1563 | 3.7503 | 3.4179 | 2.7142 | 2.0114 | 1.6765 | -2.2136 | -4.0441 | -4.0451
Alverdiscott_Indian Queens | Barnstaple 33kV | Roundswell | Primary | 11 | 51.0635 | -4.0811 | Consumer Transformation | Thermal headroom (MW) | -2.4058 | -1.8745 | -2.7165 | -2.8242 | -3.0784 | -3.4486 | -3.7964 | -4.0577 | -4.3606 | -4.6948 | -5.43 | -5.8214 | -6.6356 | -7.4265 | -8.1589 | -9.2058 | -12.6928 | -13.927 | -13.7024
Alverdiscott_Indian Queens | Barnstaple 33kV | Roundswell | Primary | 11 | 51.0635 | -4.0811 | Leading the Way | Thermal headroom (MW) | -2.4398 | -2.1404 | -2.7417 | -2.8695 | -3.1804 | -3.6515 | -4.0249 | -4.2759 | -4.9772 | -5.3225 | -5.7073 | -6.2877 | -7.0998 | -7.9344 | -8.9576 | -9.8394 | -11.8165 | -11.8471 | -10.7733
Alverdiscott_Indian Queens | Barnstaple 33kV | Roundswell | Primary | 11 | 51.0635 | -4.0811 | Steady Progression | Thermal headroom (MW) | -2.3437 | -1.6118 | -1.6546 | -1.7696 | -1.7608 | -1.8099 | -1.723 | -1.6509 | -1.6223 | -1.9832 | -2.0117 | -2.0913 | -2.2549 | -2.4208 | -2.9176 | -3.0812 | -4.7308 | -6.9314 | -8.0142
Alverdiscott_Indian Queens | Barnstaple 33kV | Roundswell | Primary | 11 | 51.0635 | -4.0811 | System Transformation | Thermal headroom (MW) | -2.3882 | -1.6965 | -2.0024 | -1.9308 | -1.9994 | -2.1622 | -2.5346 | -2.534 | -2.5885 | -2.6949 | -2.8609 | -3.4099 | -3.734 | -4.4083 | -4.6559 | -5.2519 | -8.1872 | -10.5096 | -10.3497
Alverdiscott_Indian Queens | Barnstaple 33kV | Roundswell | Primary | 11 | 51.0635 | -4.0811 | WPD Best View | Thermal headroom (MW) | -2.3856 | -1.6945 | -1.9985 | -1.9252 | -1.9905 | -2.1501 | -2.5133 | -2.4951 | -2.5404 | -2.6327 | -2.7816 | -3.3064 | -3.6106 | -4.2623 | -4.4891 | -5.0748 | -8.0652 | -10.452 | -10.3209
Alverdiscott_Indian Queens | Barnstaple 33kV | South Molton | Primary | 11 | 51.0264 | -3.8281 | Consumer Transformation | Thermal headroom (MW) | 4.9134 | 4.8622 | 4.462 | 3.7638 | 3.4055 | 2.8688 | 2.3046 | 1.7817 | 0.82852 | -0.057057 | -1.5398 | -3.0794 | -4.1891 | -5.2749 | -6.3815 | -7.8186 | -12.0006 | -12.7264 | -12.4762
Alverdiscott_Indian Queens | Barnstaple 33kV | South Molton | Primary | 11 | 51.0264 | -3.8281 | Leading the Way | Thermal headroom (MW) | 4.8628 | 4.7835 | 4.4293 | 3.5652 | 3.1897 | 2.6239 | 2.0229 | 1.5219 | -0.20055 | -1.203 | -2.4434 | -4.2198 | -5.3918 | -6.4618 | -7.8681 | -8.8027 | -11.0442 | -10.5544 | -8.8783
Alverdiscott_Indian Queens | Barnstaple 33kV | South Molton | Primary | 11 | 51.0264 | -3.8281 | Steady Progression | Thermal headroom (MW) | 5.0093 | 5.2581 | 5.1804 | 4.8603 | 4.8196 | 4.7637 | 4.6811 | 4.5912 | 4.2947 | 4.1309 | 3.9276 | 3.4794 | 3.2112 | 2.8754 | 2.0213 | 1.4763 | -2.1022 | -6.4517 | -8.1392
Alverdiscott_Indian Queens | Barnstaple 33kV | South Molton | Primary | 11 | 51.0264 | -3.8281 | System Transformation | Thermal headroom (MW) | 4.9395 | 5.1203 | 4.9586 | 4.5075 | 4.3923 | 4.2351 | 4.0091 | 3.7788 | 3.2238 | 2.9289 | 2.5056 | 1.2788 | 0.61869 | -0.13675 | -0.98524 | -1.8483 | -6.9904 | -9.2719 | -9.369
Alverdiscott_Indian Queens | Barnstaple 33kV | South Molton | Primary | 11 | 51.0264 | -3.8281 | WPD Best View | Thermal headroom (MW) | 4.9395 | 5.1203 | 4.9586 | 4.5075 | 4.3923 | 4.2351 | 4.0091 | 3.7788 | 3.2238 | 2.9289 | 2.5056 | 1.2788 | 0.61869 | -0.13675 | -0.98524 | -1.8483 | -6.9904 | -9.2719 | -9.369
Alverdiscott_Indian Queens | Barnstaple 33kV | Tinkers Cross | Primary | 11 | 50.8812 | -3.9265 | Consumer Transformation | Thermal headroom (MW) | 0.24648 | 0.26015 | -0.058431 | -0.31739 | -0.59784 | -1.0765 | -1.5227 | -1.9827 | -2.4739 | -3.0052 | -3.5689 | -4.0757 | -4.5866 | -5.3989 | -5.842 | -6.4497 | -8.5151 | -9.2385 | -8.7614
Alverdiscott_Indian Queens | Barnstaple 33kV | Tinkers Cross | Primary | 11 | 50.8812 | -3.9265 | Leading the Way | Thermal headroom (MW) | 0.22408 | 0.22307 | -0.10143 | -0.32271 | -0.63057 | -1.1713 | -1.6677 | -2.1316 | -2.6745 | -3.2719 | -3.83 | -4.3707 | -5.2074 | -5.8999 | -6.601 | -7.1756 | -8.3401 | -8.1793 | -7.2031
Alverdiscott_Indian Queens | Barnstaple 33kV | Tinkers Cross | Primary | 11 | 50.8812 | -3.9265 | Steady Progression | Thermal headroom (MW) | 0.35707 | 0.67198 | 0.64661 | 0.69461 | 0.72274 | 0.7097 | 0.69371 | 0.60748 | 0.47279 | 0.30296 | 0.080791 | -0.26212 | -0.61139 | -1.0097 | -1.4262 | -1.8692 | -4.9604 | -6.9813 | -8.0225
Alverdiscott_Indian Queens | Barnstaple 33kV | Tinkers Cross | Primary | 11 | 50.8812 | -3.9265 | System Transformation | Thermal headroom (MW) | 0.29556 | 0.54203 | 0.43919 | 0.43617 | 0.36312 | 0.29831 | 0.080491 | -0.18106 | -0.48532 | -0.87116 | -1.3028 | -1.8392 | -2.4197 | -3.0312 | -4.0351 | -4.7248 | -7.1072 | -8.1203 | -7.9366
Alverdiscott_Indian Queens | Barnstaple 33kV | Tinkers Cross | Primary | 11 | 50.8812 | -3.9265 | WPD Best View | Thermal headroom (MW) | 0.31795 | 0.59929 | 0.51887 | 0.53345 | 0.50745 | 0.45642 | 0.31562 | 0.10857 | -0.14021 | -0.45774 | -0.82504 | -1.3041 | -1.8174 | -2.3648 | -2.9297 | -3.5518 | -6.398 | -7.4888 | -7.9717
Alverdiscott_Indian Queens | CAMBORNE 33kV | CAMBORNE 33kV | Bulk Supply Point | 33 | 50.2291 | -5.2797 | Consumer Transformation | Thermal headroom (MW) | 45.1691 | 46.1763 | 44.3234 | 43.3912 | 42.2009 | 41.148 | 39.7365 | 38.4645 | 37.0545 | 35.139 | 32.2035 | 28.9123 | 25.1484 | 19.7129 | 15.7438 | 11.6665 | -2.7313 | -8.205 | -6.7219
Alverdiscott_Indian Queens | CAMBORNE 33kV | CAMBORNE 33kV | Bulk Supply Point | 33 | 50.2291 | -5.2797 | Leading the Way | Thermal headroom (MW) | 44.8901 | 45.6702 | 44.1595 | 42.9885 | 42.0721 | 40.9878 | 39.512 | 38.3673 | 36.5769 | 33.8557 | 30.616 | 26.9692 | 21.7305 | 17.5097 | 13.8081 | 10.2246 | 1.6916 | 0.85346 | 7.1999
Alverdiscott_Indian Queens | CAMBORNE 33kV | CAMBORNE 33kV | Bulk Supply Point | 33 | 50.2291 | -5.2797 | Steady Progression | Thermal headroom (MW) | 45.681 | 48.0597 | 47.8264 | 47.9977 | 48.3567 | 48.7192 | 49.0414 | 49.2645 | 49.4555 | 49.568 | 49.2747 | 48.8793 | 48.4517 | 47.6896 | 46.7472 | 45.3318 | 33.5541 | 19.8567 | 13.1387
Alverdiscott_Indian Queens | CAMBORNE 33kV | CAMBORNE 33kV | Bulk Supply Point | 33 | 50.2291 | -5.2797 | System Transformation | Thermal headroom (MW) | 45.2945 | 47.3929 | 46.6883 | 46.8305 | 46.9579 | 47.0316 | 46.8346 | 46.3526 | 45.9906 | 45.5387 | 44.925 | 43.8228 | 42.1279 | 40.1718 | 36.3495 | 33.7285 | 19.0207 | 9.8195 | 10.0914
Alverdiscott_Indian Queens | CAMBORNE 33kV | CAMBORNE 33kV | Bulk Supply Point | 33 | 50.2291 | -5.2797 | WPD Best View | Thermal headroom (MW) | 44.8901 | 45.6702 | 44.1595 | 42.9885 | 42.0721 | 40.9878 | 39.512 | 38.3673 | 36.5769 | 33.8557 | 30.616 | 26.9692 | 21.7305 | 17.5097 | 13.8081 | 10.2246 | 1.6916 | 0.85346 | 7.1999
Alverdiscott_Indian Queens | CAMBORNE 33kV | Camborne Carn Brea | Primary | 11 | 50.2284 | -5.2803 | Consumer Transformation | Thermal headroom (MW) | 3.0556 | 3.4696 | 2.8435 | 2.6329 | 2.3703 | 2.067 | 1.6719 | 1.3674 | 1.0528 | 0.65425 | -0.26085 | -1.2728 | -2.3792 | -3.7778 | -4.8836 | -5.9745 | -9.756 | -10.9008 | -10.2039
Alverdiscott_Indian Queens | CAMBORNE 33kV | Camborne Carn Brea | Primary | 11 | 50.2284 | -5.2803 | Leading the Way | Thermal headroom (MW) | 2.9079 | 3.1906 | 2.7284 | 2.5383 | 2.2571 | 1.9539 | 1.5534 | 1.294 | 0.97735 | 0.17438 | -0.8477 | -1.8646 | -3.3416 | -4.4244 | -5.5021 | -6.4224 | -8.5784 | -8.4183 | -6.4219
Alverdiscott_Indian Queens | CAMBORNE 33kV | Camborne Carn Brea | Primary | 11 | 50.2284 | -5.2803 | Steady Progression | Thermal headroom (MW) | 3.258 | 4.0487 | 3.9808 | 3.9809 | 4.0946 | 4.1992 | 4.2977 | 4.3833 | 4.4496 | 4.4894 | 4.5148 | 4.4505 | 4.3691 | 4.2733 | 4.1574 | 3.9136 | 0.1603 | -3.7825 | -5.4602
Alverdiscott_Indian Queens | CAMBORNE 33kV | Camborne Carn Brea | Primary | 11 | 50.2284 | -5.2803 | System Transformation | Thermal headroom (MW) | 3.0906 | 3.8155 | 3.5129 | 3.6014 | 3.6458 | 3.6765 | 3.6279 | 3.5657 | 3.5084 | 3.4097 | 3.2899 | 3.081 | 2.857 | 2.2874 | 1.1654 | 0.31433 | -3.934 | -6.3548 | -5.991
Alverdiscott_Indian Queens | CAMBORNE 33kV | Camborne Carn Brea | Primary | 11 | 50.2284 | -5.2803 | WPD Best View | Thermal headroom (MW) | 2.9079 | 3.1906 | 2.7284 | 2.5383 | 2.2571 | 1.9539 | 1.5534 | 1.294 | 0.97735 | 0.17438 | -0.8477 | -1.8646 | -3.3416 | -4.4244 | -5.5021 | -6.4224 | -8.5784 | -8.4183 | -6.4219
Alverdiscott_Indian Queens | CAMBORNE 33kV | Camborne Holmans | Primary | 11 | 50.2133 | -5.2911 | Consumer Transformation | Thermal headroom (MW) | 6.8648 | 7.0683 | 6.6753 | 6.4269 | 6.2391 | 6.015 | 5.6652 | 5.3728 | 5.076 | 4.7784 | 4.4335 | 4.054 | 3.3656 | 2.3345 | 1.6319 | 0.88664 | -1.7389 | -2.9829 | -2.8934
Alverdiscott_Indian Queens | CAMBORNE 33kV | Camborne Holmans | Primary | 11 | 50.2133 | -5.2911 | Leading the Way | Thermal headroom (MW) | 6.8229 | 7.0025 | 6.6368 | 6.3704 | 6.1913 | 5.9761 | 5.6196 | 5.376 | 5.1047 | 4.7959 | 4.4733 | 4.0643 | 3.0607 | 2.4524 | 1.8446 | 1.2723 | -0.3209 | -0.89564 | 0.14143
Alverdiscott_Indian Queens | CAMBORNE 33kV | Camborne Holmans | Primary | 11 | 50.2133 | -5.2911 | Steady Progression | Thermal headroom (MW) | 6.9611 | 7.4828 | 7.4095 | 7.4681 | 7.5615 | 7.6526 | 7.7322 | 7.8012 | 7.8679 | 7.9127 | 7.9462 | 7.9035 | 7.8499 | 7.753 | 7.6412 | 7.5191 | 6.2864 | 4.3937 | 3.1869
Alverdiscott_Indian Queens | CAMBORNE 33kV | Camborne Holmans | Primary | 11 | 50.2133 | -5.2911 | System Transformation | Thermal headroom (MW) | 6.8902 | 7.3458 | 7.2115 | 7.2105 | 7.2581 | 7.2866 | 7.2621 | 7.247 | 7.195 | 7.1487 | 7.0704 | 6.9282 | 6.7292 | 6.5312 | 5.9671 | 5.7422 | 4.2436 | 2.6022 | 2.6537
Alverdiscott_Indian Queens | CAMBORNE 33kV | Camborne Holmans | Primary | 11 | 50.2133 | -5.2911 | WPD Best View | Thermal headroom (MW) | 6.8229 | 7.0025 | 6.6368 | 6.3704 | 6.1913 | 5.9761 | 5.6196 | 5.376 | 5.1047 | 4.7959 | 4.4733 | 4.0643 | 3.0607 | 2.4524 | 1.8446 | 1.2723 | -0.3209 | -0.89564 | 0.14143
Alverdiscott_Indian Queens | CAMBORNE 33kV | Camborne Treswithian | Primary | 11 | 50.2233 | -5.3225 | Consumer Transformation | Thermal headroom (MW) | -0.07976 | 0.0043034 | -0.25192 | -0.39713 | -0.54888 | -0.70077 | -0.91197 | -1.1272 | -1.348 | -1.5892 | -1.8992 | -2.3697 | -2.8626 | -3.6902 | -4.24 | -4.7152 | -6.4814 | -7.3199 | -7.0974
Alverdiscott_Indian Queens | CAMBORNE 33kV | Camborne Treswithian | Primary | 11 | 50.2233 | -5.3225 | Leading the Way | Thermal headroom (MW) | -0.097891 | -0.032922 | -0.22732 | -0.35715 | -0.49195 | -0.65914 | -0.89247 | -1.0981 | -1.3366 | -1.6167 | -2.083 | -2.5705 | -3.4124 | -3.9529 | -4.4444 | -4.9003 | -5.962 | -6.224 | -5.4841
Alverdiscott_Indian Queens | CAMBORNE 33kV | Camborne Treswithian | Primary | 11 | 50.2233 | -5.3225 | Steady Progression | Thermal headroom (MW) | -0.015563 | 0.27729 | 0.26312 | 0.28873 | 0.33717 | 0.38401 | 0.41992 | 0.43473 | 0.44495 | 0.44167 | 0.39681 | 0.29583 | 0.18993 | 0.073454 | -0.05775 | -0.21365 | -1.7207 | -3.5496 | -4.6115
Alverdiscott_Indian Queens | CAMBORNE 33kV | Camborne Treswithian | Primary | 11 | 50.2233 | -5.3225 | System Transformation | Thermal headroom (MW) | -0.05665 | 0.19809 | 0.12143 | 0.14283 | 0.15675 | 0.1529 | 0.10544 | 0.049763 | -0.034972 | -0.14701 | -0.2912 | -0.46476 | -0.66741 | -0.89322 | -1.4763 | -1.7294 | -3.6285 | -4.9857 | -4.939
Alverdiscott_Indian Queens | CAMBORNE 33kV | Camborne Treswithian | Primary | 11 | 50.2233 | -5.3225 | WPD Best View | Thermal headroom (MW) | -0.097891 | -0.032922 | -0.22732 | -0.35715 | -0.49195 | -0.65914 | -0.89247 | -1.0981 | -1.3366 | -1.6167 | -2.083 | -2.5705 | -3.4124 | -3.9529 | -4.4444 | -4.9003 | -5.962 | -6.224 | -5.4841
Alverdiscott_Indian Queens | CAMBORNE 33kV | Redruth | Primary | 11 | 50.2472 | -5.2304 | Consumer Transformation | Thermal headroom (MW) | 1.175 | 1.5759 | 1.031 | 0.76638 | 0.11549 | -0.23369 | -0.61472 | -0.9743 | -1.4972 | -2.5889 | -4.2716 | -5.799 | -7.3528 | -9.4044 | -11.0549 | -13.0474 | -19.8971 | -21.9325 | -21.4283
Alverdiscott_Indian Queens | CAMBORNE 33kV | Redruth | Primary | 11 | 50.2472 | -5.2304 | Leading the Way | Thermal headroom (MW) | 1.0634 | 1.3839 | 0.90849 | 0.25466 | -0.045889 | -0.40605 | -0.79377 | -1.1268 | -2.181 | -3.8326 | -5.3748 | -7.3111 | -8.9858 | -11.2014 | -12.827 | -14.63 | -18.6831 | -18.3664 | -15.4186
Alverdiscott_Indian Queens | CAMBORNE 33kV | Redruth | Primary | 11 | 50.2472 | -5.2304 | Steady Progression | Thermal headroom (MW) | 1.3315 | 2.1332 | 2.0319 | 2.1082 | 2.1998 | 2.3153 | 2.4317 | 2.5026 | 2.5673 | 2.6252 | 2.2613 | 2.1475 | 2.0389 | 1.5638 | 0.92029 | -0.16614 | -6.2284 | -12.8155 | -15.3914
Alverdiscott_Indian Queens | CAMBORNE 33kV | Redruth | Primary | 11 | 50.2472 | -5.2304 | System Transformation | Thermal headroom (MW) | 1.204 | 1.8984 | 1.6764 | 1.7145 | 1.7304 | 1.7695 | 1.728 | 1.3012 | 1.1908 | 1.0751 | 0.90043 | 0.31313 | -0.93426 | -2.0903 | -3.6188 | -5.2853 | -13.3695 | -17.0796 | -17.3316
Alverdiscott_Indian Queens | CAMBORNE 33kV | Redruth | Primary | 11 | 50.2472 | -5.2304 | WPD Best View | Thermal headroom (MW) | 1.0634 | 1.3839 | 0.90849 | 0.25466 | -0.045889 | -0.40605 | -0.79377 | -1.1268 | -2.181 | -3.8326 | -5.3748 | -7.3111 | -8.9858 | -11.2014 | -12.827 | -14.63 | -18.6831 | -18.3664 | -15.4186
Alverdiscott_Indian Queens | EAST YELLAND 33KV | EAST YELLAND 33KV | Bulk Supply Point | 33 | 51.0684 | -4.1713 | Consumer Transformation | Thermal headroom (MW) | -3.9032 | -3.5559 | -7.0492 | -9.7652 | -12.3568 | -16.4032 | -21.9444 | -26.6654 | -31.2695 | -36.4312 | -42.8554 | -49.1259 | -55.0876 | -62.0973 | -68.5194 | -75.7986 | -101.0011 | -108.4728 | -106.7418
Alverdiscott_Indian Queens | EAST YELLAND 33KV | EAST YELLAND 33KV | Bulk Supply Point | 33 | 51.0684 | -4.1713 | Leading the Way | Thermal headroom (MW) | -4.3562 | -4.442 | -8.1083 | -11.3547 | -14.136 | -18.4947 | -24.0625 | -28.805 | -34.2013 | -40.0127 | -45.8696 | -50.7768 | -56.421 | -62.4495 | -68.7011 | -74.2487 | -89.6114 | -90.0478 | -80.293
Alverdiscott_Indian Queens | EAST YELLAND 33KV | EAST YELLAND 33KV | Bulk Supply Point | 33 | 51.0684 | -4.1713 | Steady Progression | Thermal headroom (MW) | -3.1406 | -0.61675 | -1.789 | -2.1989 | -2.4671 | -2.8542 | -3.5111 | -4.1382 | -4.8995 | -6.04 | -7.6379 | -9.7594 | -11.7101 | -13.93 | -16.884 | -19.6936 | -37.3029 | -55.2223 | -62.5019
Alverdiscott_Indian Queens | EAST YELLAND 33KV | EAST YELLAND 33KV | Bulk Supply Point | 33 | 51.0684 | -4.1713 | System Transformation | Thermal headroom (MW) | -3.7084 | -1.7798 | -3.5936 | -4.6787 | -5.3768 | -6.529 | -8.115 | -10.0606 | -12.0954 | -14.3475 | -16.8728 | -20.4501 | -23.9641 | -28.0347 | -32.7543 | -36.9448 | -57.6727 | -68.5849 | -68.4381
Alverdiscott_Indian Queens | EAST YELLAND 33KV | EAST YELLAND 33KV | Bulk Supply Point | 33 | 51.0684 | -4.1713 | WPD Best View | Thermal headroom (MW) | -3.4053 | -1.0927 | -2.494 | -3.2219 | -3.6784 | -4.4468 | -5.6791 | -7.2521 | -8.9124 | -10.7133 | -12.7945 | -15.5395 | -18.5763 | -22.2621 | -26.89 | -31.0127 | -51.0372 | -63.9789 | -66.6683
Alverdiscott_Indian Queens | EAST YELLAND 33KV | Barnstaple Quay | Primary | 11 | 51.0797 | -4.0628 | Consumer Transformation | Thermal headroom (MW) | 4.7577 | 5.1486 | 4.7971 | 4.6292 | 4.4478 | 4.1853 | 3.703 | 3.2416 | 2.7123 | 2.0221 | 0.87479 | -0.10227 | -1.1149 | -2.1337 | -3.1851 | -4.6402 | -8.8118 | -9.8451 | -9.8626
Alverdiscott_Indian Queens | EAST YELLAND 33KV | Barnstaple Quay | Primary | 11 | 51.0797 | -4.0628 | Leading the Way | Thermal headroom (MW) | 4.7409 | 5.0845 | 4.7738 | 4.553 | 4.3641 | 4.0443 | 3.4908 | 2.9928 | 2.013 | 1.2366 | 0.31689 | -0.64868 | -1.7028 | -2.7493 | -4.1568 | -5.0699 | -7.699 | -7.4933 | -5.4857
Alverdiscott_Indian Queens | EAST YELLAND 33KV | Barnstaple Quay | Primary | 11 | 51.0797 | -4.0628 | Steady Progression | Thermal headroom (MW) | 4.8608 | 5.5225 | 5.459 | 5.5708 | 5.6972 | 5.7972 | 5.7863 | 5.8259 | 5.7853 | 5.7558 | 5.6737 | 5.4505 | 5.2407 | 4.9477 | 4.2436 | 3.8078 | 0.61108 | -3.3078 | -4.6985
Alverdiscott_Indian Queens | EAST YELLAND 33KV | Barnstaple Quay | Primary | 11 | 51.0797 | -4.0628 | System Transformation | Thermal headroom (MW) | 4.7905 | 5.414 | 5.3181 | 5.3868 | 5.3821 | 5.352 | 5.3273 | 5.2046 | 5.0786 | 4.8339 | 4.5584 | 3.7803 | 3.3062 | 2.7001 | 2.0204 | 1.2498 | -3.5536 | -5.7966 | -5.8344
Alverdiscott_Indian Queens | EAST YELLAND 33KV | Barnstaple Quay | Primary | 11 | 51.0797 | -4.0628 | WPD Best View | Thermal headroom (MW) | 4.7905 | 5.414 | 5.3181 | 5.3868 | 5.3821 | 5.352 | 5.3273 | 5.2046 | 5.0786 | 4.8339 | 4.5584 | 3.7803 | 3.3062 | 2.7001 | 2.0204 | 1.2498 | -3.5536 | -5.7966 | -5.8344
Alverdiscott_Indian Queens | EAST YELLAND 33KV | Bideford Main | Primary | 11 | 51.0122 | -4.1987 | Consumer Transformation | Thermal headroom (MW) | 3.3851 | 3.4225 | 3.019 | 2.7363 | 2.321 | 1.5182 | 0.59241 | -0.24619 | -1.0574 | -1.9498 | -3.1873 | -3.9871 | -4.7831 | -5.7994 | -6.8027 | -8.1464 | -11.6713 | -12.5385 | -12.5583
Alverdiscott_Indian Queens | EAST YELLAND 33KV | Bideford Main | Primary | 11 | 51.0122 | -4.1987 | Leading the Way | Thermal headroom (MW) | 3.3323 | 3.2851 | 2.8681 | 2.5471 | 2.0483 | 1.2111 | 0.2347 | -0.63158 | -1.8316 | -2.7699 | -3.5262 | -4.0162 | -4.8323 | -5.8422 | -7.0038 | -7.7126 | -9.8306 | -9.7083 | -8.3049
Alverdiscott_Indian Queens | EAST YELLAND 33KV | Bideford Main | Primary | 11 | 51.0122 | -4.1987 | Steady Progression | Thermal headroom (MW) | 3.4634 | 3.7461 | 3.5939 | 3.5352 | 3.3846 | 3.2546 | 3.1359 | 2.9951 | 2.8261 | 2.5631 | 2.2796 | 1.9554 | 1.5795 | 1.2038 | 0.47072 | 0.066453 | -1.6662 | -3.753 | -4.9217
Alverdiscott_Indian Queens | EAST YELLAND 33KV | Bideford Main | Primary | 11 | 51.0122 | -4.1987 | System Transformation | Thermal headroom (MW) | 3.4048 | 3.6055 | 3.3583 | 3.2411 | 3.0108 | 2.785 | 2.5376 | 2.27 | 1.9393 | 1.5116 | 1.0491 | 0.20207 | -0.38815 | -0.93678 | -1.4038 | -1.8255 | -4.1788 | -6.0662 | -6.2069
Alverdiscott_Indian Queens | EAST YELLAND 33KV | Bideford Main | Primary | 11 | 51.0122 | -4.1987 | WPD Best View | Thermal headroom (MW) | 3.461 | 3.7413 | 3.5819 | 3.5198 | 3.3589 | 3.2168 | 3.0818 | 2.9181 | 2.7034 | 2.3892 | 2.0584 | 1.6917 | 1.2507 | 0.80681 | 0.018184 | -0.41284 | -1.9953 | -4.0007 | -5.0665
Alverdiscott_Indian Queens | EAST YELLAND 33KV | Braunton | Primary | 11 | 51.1151 | -4.1497 | Consumer Transformation | Thermal headroom (MW) | 7.8308 | 8.1312 | 7.8741 | 7.755 | 7.5891 | 7.3739 | 6.284 | 5.7785 | 5.4014 | 4.972 | 4.5469 | 3.3295 | 2.4492 | 1.6953 | 0.47279 | -0.33396 | -3.9289 | -5.2264 | -5.1474
Alverdiscott_Indian Queens | EAST YELLAND 33KV | Braunton | Primary | 11 | 51.1151 | -4.1497 | Leading the Way | Thermal headroom (MW) | 7.8024 | 8.1049 | 7.8887 | 7.7651 | 7.2487 | 7.0184 | 6.1196 | 5.5116 | 5.0736 | 4.5204 | 3.3729 | 2.6254 | 1.8686 | 0.75083 | 0.069513 | -0.83983 | -2.6901 | -2.8867 | -1.9538
Alverdiscott_Indian Queens | EAST YELLAND 33KV | Braunton | Primary | 11 | 51.1151 | -4.1497 | Steady Progression | Thermal headroom (MW) | 7.8963 | 8.4365 | 8.4261 | 8.5256 | 8.6193 | 8.7038 | 8.5258 | 8.454 | 8.4483 | 8.3806 | 8.323 | 7.832 | 7.6783 | 7.5113 | 7.3345 | 7.1545 | 4.8137 | 1.7403 | 0.74579
Alverdiscott_Indian Queens | EAST YELLAND 33KV | Braunton | Primary | 11 | 51.1151 | -4.1497 | System Transformation | Thermal headroom (MW) | 7.8521 | 8.3557 | 8.2926 | 8.3702 | 8.4154 | 8.4368 | 8.0138 | 7.7587 | 7.2888 | 7.1175 | 6.9441 | 6.6522 | 6.3395 | 5.702 | 5.4055 | 4.723 | 0.95417 | -0.90914 | -1.323
Alverdiscott_Indian Queens | EAST YELLAND 33KV | Braunton | Primary | 11 | 51.1151 | -4.1497 | WPD Best View | Thermal headroom (MW) | 7.8521 | 8.3557 | 8.2926 | 8.3702 | 8.4154 | 8.4368 | 8.0138 | 7.7587 | 7.2888 | 7.1175 | 6.9441 | 6.6522 | 6.3395 | 5.702 | 5.4055 | 4.723 | 0.95417 | -0.90914 | -1.323
Alverdiscott_Indian Queens | EAST YELLAND 33KV | Fremington | Primary | 11 | 51.067 | -4.1456 | Consumer Transformation | Thermal headroom (MW) | 1.3649 | 1.3124 | 1.0808 | 0.89213 | 0.70659 | 0.46043 | 0.08539 | -0.27504 | -0.64367 | -1.0391 | -1.4236 | -1.8002 | -2.1401 | -2.463 | -2.9693 | -3.4534 | -5.252 | -5.7817 | -5.6463
Alverdiscott_Indian Queens | EAST YELLAND 33KV | Fremington | Primary | 11 | 51.067 | -4.1456 | Leading the Way | Thermal headroom (MW) | 1.3243 | 1.2481 | 1.0378 | 0.84339 | 0.6635 | 0.40473 | 0.023506 | -0.30805 | -0.69632 | -1.1026 | -1.4786 | -1.7332 | -1.977 | -2.3538 | -2.8402 | -3.211 | -4.2765 | -4.3303 | -3.7043
Alverdiscott_Indian Queens | EAST YELLAND 33KV | Fremington | Primary | 11 | 51.067 | -4.1456 | Steady Progression | Thermal headroom (MW) | 1.4269 | 1.5475 | 1.4951 | 1.4732 | 1.4608 | 1.4362 | 1.4012 | 1.3515 | 1.2768 | 1.1679 | 1.0447 | 0.88468 | 0.71451 | 0.52575 | 0.31829 | 0.10004 | -1.1475 | -2.0395 | -2.2293
Alverdiscott_Indian Queens | EAST YELLAND 33KV | Fremington | Primary | 11 | 51.067 | -4.1456 | System Transformation | Thermal headroom (MW) | 1.383 | 1.4648 | 1.3789 | 1.3281 | 1.2914 | 1.2355 | 1.1338 | 0.99804 | 0.85451 | 0.66669 | 0.44483 | 0.20744 | -0.049874 | -0.34506 | -0.62883 | -0.89868 | -2.0398 | -2.3837 | -2.3344
Alverdiscott_Indian Queens | EAST YELLAND 33KV | Fremington | Primary | 11 | 51.067 | -4.1456 | WPD Best View | Thermal headroom (MW) | 1.3857 | 1.4668 | 1.3842 | 1.3356 | 1.3034 | 1.2518 | 1.1607 | 1.037 | 0.9026 | 0.72889 | 0.52406 | 0.31099 | 0.07352 | -0.19907 | -0.46203 | -0.72161 | -1.896 | -2.3874 | -2.3107
Alverdiscott_Indian Queens | EAST YELLAND 33KV | Georgeham | Primary | 11 | 51.1512 | -4.1773 | Consumer Transformation | Thermal headroom (MW) | 1.4897 | 1.6718 | 1.4622 | 1.2337 | 1.1004 | 0.95419 | 0.76766 | 0.5865 | 0.39752 | 0.18733 | -0.054326 | -0.25009 | -0.41342 | -0.923 | -1.0018 | -1.1218 | -2.0714 | -2.525 | -2.2181
Alverdiscott_Indian Queens | EAST YELLAND 33KV | Georgeham | Primary | 11 | 51.1512 | -4.1773 | Leading the Way | Thermal headroom (MW) | 1.4757 | 1.66 | 1.3834 | 1.2625 | 1.1157 | 0.93309 | 0.74133 | 0.55548 | 0.34906 | 0.11377 | -0.1292 | -0.29774 | -0.79049 | -0.86409 | -1.0372 | -1.3302 | -1.8501 | -1.9333 | -1.3537
Alverdiscott_Indian Queens | EAST YELLAND 33KV | Georgeham | Primary | 11 | 51.1512 | -4.1773 | Steady Progression | Thermal headroom (MW) | 1.5467 | 1.9112 | 1.9041 | 1.9736 | 1.9339 | 1.9888 | 2.0149 | 2.0329 | 2.0425 | 2.0102 | 1.9934 | 1.8795 | 1.7717 | 1.6466 | 1.5064 | 1.3358 | 0.073957 | -0.84036 | -1.5786
Alverdiscott_Indian Queens | EAST YELLAND 33KV | Georgeham | Primary | 11 | 51.1512 | -4.1773 | System Transformation | Thermal headroom (MW) | 1.5096 | 1.8415 | 1.7952 | 1.729 | 1.7319 | 1.731 | 1.6799 | 1.6073 | 1.5034 | 1.3936 | 1.2495 | 1.0445 | 0.82739 | 0.58427 | -0.0090109 | -0.25785 | -1.0574 | -1.7125 | -1.5117
Alverdiscott_Indian Queens | EAST YELLAND 33KV | Georgeham | Primary | 11 | 51.1512 | -4.1773 | WPD Best View | Thermal headroom (MW) | 1.5096 | 1.8415 | 1.7952 | 1.729 | 1.7319 | 1.731 | 1.6799 | 1.6073 | 1.5034 | 1.3936 | 1.2495 | 1.0445 | 0.82739 | 0.58427 | -0.0090109 | -0.25785 | -1.0574 | -1.7125 | -1.5117
Alverdiscott_Indian Queens | EAST YELLAND 33KV | Ilfracombe | Primary | 11 | 51.2005 | -4.1098 | Consumer Transformation | Thermal headroom (MW) | 12.7205 | 13.0703 | 12.7705 | 12.5709 | 11.9842 | 11.5202 | 10.9228 | 10.3775 | 9.7927 | 9.0464 | 7.5535 | 6.3118 | 5.0493 | 3.071 | 1.6028 | -0.098861 | -5.8522 | -8.225 | -8.4775
Alverdiscott_Indian Queens | EAST YELLAND 33KV | Ilfracombe | Primary | 11 | 51.2005 | -4.1098 | Leading the Way | Thermal headroom (MW) | 12.707 | 13.0538 | 12.7983 | 12.2128 | 11.9732 | 11.4406 | 10.7593 | 10.167 | 9.5072 | 8.0285 | 6.8361 | 5.3512 | 4.1602 | 2.1426 | 0.68113 | -0.76966 | -4.467 | -5.0359 | -3.095
Alverdiscott_Indian Queens | EAST YELLAND 33KV | Ilfracombe | Primary | 11 | 51.2005 | -4.1098 | Steady Progression | Thermal headroom (MW) | 12.7879 | 13.3673 | 13.3202 | 13.3706 | 13.4191 | 13.4111 | 13.3874 | 13.3415 | 13.265 | 13.1713 | 12.7068 | 12.5567 | 12.3655 | 11.9828 | 11.6469 | 10.9526 | 6.5432 | 1.6369 | -0.61858
Alverdiscott_Indian Queens | EAST YELLAND 33KV | Ilfracombe | Primary | 11 | 51.2005 | -4.1098 | System Transformation | Thermal headroom (MW) | 12.7431 | 13.2901 | 13.1981 | 13.2057 | 13.1828 | 13.0534 | 12.8989 | 12.3864 | 12.1895 | 11.9658 | 11.7159 | 11.4303 | 10.7476 | 9.8359 | 8.4949 | 7.2431 | 1.2308 | -1.9592 | -2.588
Alverdiscott_Indian Queens | EAST YELLAND 33KV | Ilfracombe | Primary | 11 | 51.2005 | -4.1098 | WPD Best View | Thermal headroom (MW) | 12.7431 | 13.2901 | 13.1981 | 13.2057 | 13.1828 | 13.0534 | 12.8989 | 12.3864 | 12.1895 | 11.9658 | 11.7159 | 11.4303 | 10.7476 | 9.8359 | 8.4949 | 7.2431 | 1.2308 | -1.9592 | -2.588
Alverdiscott_Indian Queens | EAST YELLAND 33KV | Northam | Primary | 11 | 51.0436 | -4.2097 | Consumer Transformation | Thermal headroom (MW) | 1.4941 | 1.1589 | 0.49827 | 0.15756 | -0.10944 | -0.51937 | -1.0527 | -1.5339 | -1.9739 | -2.4593 | -2.9697 | -3.4524 | -3.8858 | -4.2512 | -4.5081 | -5.077 | -7.4758 | -7.9897 | -7.8236
Alverdiscott_Indian Queens | EAST YELLAND 33KV | Northam | Primary | 11 | 51.0436 | -4.2097 | Leading the Way | Thermal headroom (MW) | 1.3923 | 0.93253 | 0.15747 | -0.2298 | -0.50832 | -0.91085 | -1.4294 | -1.8672 | -2.2538 | -2.6669 | -3.0826 | -3.3535 | -3.5426 | -3.6669 | -3.9986 | -4.3765 | -6.2424 | -6.3535 | -5.5853
Alverdiscott_Indian Queens | EAST YELLAND 33KV | Northam | Primary | 11 | 51.0436 | -4.2097 | Steady Progression | Thermal headroom (MW) | 1.6026 | 1.5538 | 1.1942 | 1.076 | 1.0072 | 0.94928 | 0.86642 | 0.78028 | 0.69325 | 0.57238 | 0.40858 | 0.23853 | 0.031871 | -0.18072 | -0.43171 | -0.67946 | -2.1739 | -3.2752 | -3.4841
Alverdiscott_Indian Queens | EAST YELLAND 33KV | Northam | Primary | 11 | 51.0436 | -4.2097 | System Transformation | Thermal headroom (MW) | 1.5093 | 1.3268 | 0.83413 | 0.65348 | 0.54477 | 0.41372 | 0.27036 | 0.11486 | -0.049826 | -0.2743 | -0.52193 | -0.79891 | -1.1091 | -1.4374 | -1.7432 | -2.0398 | -3.4031 | -3.7333 | -3.4926
Alverdiscott_Indian Queens | EAST YELLAND 33KV | Northam | Primary | 11 | 51.0436 | -4.2097 | WPD Best View | Thermal headroom (MW) | 1.6 | 1.5518 | 1.1902 | 1.0704 | 0.9982 | 0.93716 | 0.84643 | 0.7514 | 0.64516 | 0.51019 | 0.32935 | 0.13498 | -0.091523 | -0.32671 | -0.59852 | -0.85653 | -2.3039 | -3.2526 | -3.423
Alverdiscott_Indian Queens | EAST YELLAND 33KV | Park Lane SWEB | Primary | 11 | 51.0238 | -4.2069 | Consumer Transformation | Thermal headroom (MW) | -0.20232 | -0.26493 | -1.045 | -2.1312 | -2.7378 | -4.2623 | -5.5992 | -6.8491 | -8.0738 | -9.3593 | -10.6376 | -11.9682 | -13.4852 | -15.1056 | -16.3495 | -17.5071 | -20.8203 | -21.393 | -20.1528
Alverdiscott_Indian Queens | EAST YELLAND 33KV | Park Lane SWEB | Primary | 11 | 51.0238 | -4.2069 | Leading the Way | Thermal headroom (MW) | -0.31577 | -0.47278 | -1.3014 | -2.6564 | -3.3363 | -5.0101 | -6.3857 | -7.6024 | -8.8646 | -10.0588 | -11.1385 | -12.2047 | -13.6949 | -14.632 | -15.4973 | -16.2447 | -17.762 | -17.3342 | -15.4393
Alverdiscott_Indian Queens | EAST YELLAND 33KV | Park Lane SWEB | Primary | 11 | 51.0238 | -4.2069 | Steady Progression | Thermal headroom (MW) | -0.031686 | 0.31303 | -0.005084 | -0.53107 | -0.7009 | -1.1096 | -1.3576 | -1.61 | -1.8879 | -2.2238 | -2.615 | -3.085 | -3.5087 | -3.9097 | -4.3433 | -4.7931 | -7.0236 | -9.7223 | -10.9715
Alverdiscott_Indian Queens | EAST YELLAND 33KV | Park Lane SWEB | Primary | 11 | 51.0238 | -4.2069 | System Transformation | Thermal headroom (MW) | -0.16383 | 0.056828 | -0.40947 | -1.2035 | -1.5149 | -2.1656 | -2.5997 | -3.0551 | -3.5355 | -4.1143 | -4.7467 | -5.4648 | -6.1093 | -6.6426 | -7.5087 | -7.9598 | -10.2706 | -12.1603 | -11.6245
Alverdiscott_Indian Queens | EAST YELLAND 33KV | Park Lane SWEB | Primary | 11 | 51.0238 | -4.2069 | WPD Best View | Thermal headroom (MW) | -0.034321 | 0.31103 | -0.0090545 | -0.5366 | -0.70986 | -1.1218 | -1.3776 | -1.6389 | -1.9258 | -2.2859 | -2.6942 | -3.1886 | -3.6321 | -4.0557 | -4.5101 | -4.9702 | -7.0909 | -9.78 | -11.0003
Alverdiscott_Indian Queens | FRADDON 33kV 'J' & 'K' BARS | FRADDON 33kV 'J' & 'K' BARS | Bulk Supply Point | 33 | 50.3756 | -4.9367 | Consumer Transformation | Thermal headroom (MW) | 1.2189 | 2.6468 | 0.37938 | -1.4874 | -2.8742 | -4.7844 | -6.8858 | -9.1807 | -11.4495 | -13.7456 | -17.0498 | -19.7895 | -22.789 | -27.3309 | -29.937 | -33.558 | -44.7691 | -46.9139 | -43.9319
Alverdiscott_Indian Queens | FRADDON 33kV 'J' & 'K' BARS | FRADDON 33kV 'J' & 'K' BARS | Bulk Supply Point | 33 | 50.3756 | -4.9367 | Leading the Way | Thermal headroom (MW) | 1.0145 | 2.2944 | 0.29196 | -1.7402 | -3.1242 | -5.1975 | -7.7337 | -10.1175 | -13.1529 | -15.7378 | -18.3001 | -21.6524 | -25.9931 | -29.0527 | -32.6644 | -34.9587 | -40.4239 | -38.7533 | -32.648
Alverdiscott_Indian Queens | FRADDON 33kV 'J' & 'K' BARS | FRADDON 33kV 'J' & 'K' BARS | Bulk Supply Point | 33 | 50.3756 | -4.9367 | Steady Progression | Thermal headroom (MW) | 1.7966 | 5.0543 | 4.8312 | 4.7543 | 5.182 | 5.4539 | 5.7842 | 5.7966 | 5.9152 | 5.737 | 5.4883 | 4.4139 | 3.2833 | 2.1838 | 0.39324 | -0.69968 | -9.2719 | -19.9192 | -26.0905
Alverdiscott_Indian Queens | FRADDON 33kV 'J' & 'K' BARS | FRADDON 33kV 'J' & 'K' BARS | Bulk Supply Point | 33 | 50.3756 | -4.9367 | System Transformation | Thermal headroom (MW) | 1.392 | 4.3134 | 3.5699 | 3.1206 | 3.1561 | 2.963 | 2.3804 | 1.3406 | 0.55987 | -0.75308 | -1.9779 | -4.8462 | -6.7457 | -8.8012 | -12.0711 | -13.8296 | -24.5458 | -31.1518 | -30.1604
Alverdiscott_Indian Queens | FRADDON 33kV 'J' & 'K' BARS | FRADDON 33kV 'J' & 'K' BARS | Bulk Supply Point | 33 | 50.3756 | -4.9367 | WPD Best View | Thermal headroom (MW) | 1.0145 | 2.2944 | 0.29196 | -1.7402 | -3.1242 | -5.1975 | -7.7337 | -10.1175 | -13.1529 | -15.7378 | -18.3001 | -21.6524 | -25.9931 | -29.0527 | -32.6644 | -35.0882 | -40.4239 | -38.7533 | -32.648
Alverdiscott_Indian Queens | FRADDON 33kV 'J' & 'K' BARS | Drinnick. | Primary | 11 | 50.3622 | -4.8744 | Consumer Transformation | Thermal headroom (MW) | 2.7402 | 3.5985 | 3.2685 | 3.2264 | 3.1728 | 3.1351 | 3.0866 | 3.0725 | 3.0355 | 2.9789 | 2.9184 | 2.9578 | 3.0069 | 2.7076 | 2.8062 | 2.9119 | 3.0289 | 3.3408 | 4.511
Alverdiscott_Indian Queens | FRADDON 33kV 'J' & 'K' BARS | Drinnick. | Primary | 11 | 50.3622 | -4.8744 | Leading the Way | Thermal headroom (MW) | 2.7162 | 3.57 | 3.2848 | 3.279 | 3.2456 | 3.1915 | 3.1049 | 3.1148 | 3.0727 | 2.9882 | 2.9206 | 2.9605 | 2.6625 | 2.7689 | 2.9401 | 3.1139 | 3.3344 | 4.1588 | 5.3487
Alverdiscott_Indian Queens | FRADDON 33kV 'J' & 'K' BARS | Drinnick. | Primary | 11 | 50.3622 | -4.8744 | Steady Progression | Thermal headroom (MW) | 2.8563 | 4.0583 | 4.0767 | 4.3584 | 4.6279 | 4.8922 | 5.1459 | 5.3927 | 5.6317 | 5.8288 | 6.018 | 6.0851 | 6.1602 | 6.211 | 6.261 | 6.2842 | 5.7169 | 5.1651 | 4.8102
Alverdiscott_Indian Queens | FRADDON 33kV 'J' & 'K' BARS | Drinnick. | Primary | 11 | 50.3622 | -4.8744 | System Transformation | Thermal headroom (MW) | 2.778 | 3.9123 | 3.8585 | 4.0775 | 4.2755 | 4.483 | 4.5687 | 4.6708 | 4.733 | 4.7754 | 4.8028 | 4.7737 | 4.7067 | 4.6355 | 4.2066 | 4.1319 | 4.1489 | 4.1429 | 4.9202
Alverdiscott_Indian Queens | FRADDON 33kV 'J' & 'K' BARS | Drinnick. | Primary | 11 | 50.3622 | -4.8744 | WPD Best View | Thermal headroom (MW) | 2.7162 | 3.57 | 3.2848 | 3.279 | 3.2456 | 3.1915 | 3.1049 | 3.1148 | 3.0727 | 2.9882 | 2.9206 | 2.9605 | 2.6625 | 2.7689 | 2.9401 | 2.9575 | 3.3344 | 4.1588 | 5.3487
Alverdiscott_Indian Queens | FRADDON 33kV 'J' & 'K' BARS | Newquay Trencreek Ln | Primary | 11 | 50.4129 | -5.0569 | Consumer Transformation | Thermal headroom (MW) | 1.3434 | 1.4879 | 1.0909 | 0.24725 | 0.025675 | -0.32929 | -0.80564 | -1.6085 | -2.0842 | -2.5516 | -3.0674 | -3.6769 | -4.6121 | -6.0637 | -6.7818 | -7.4734 | -9.8236 | -10.5446 | -9.925
Alverdiscott_Indian Queens | FRADDON 33kV 'J' & 'K' BARS | Newquay Trencreek Ln | Primary | 11 | 50.4129 | -5.0569 | Leading the Way | Thermal headroom (MW) | 1.2736 | 1.3706 | 1.0247 | -0.046762 | -0.25793 | -0.61851 | -1.1296 | -2.017 | -2.5742 | -3.0386 | -3.5069 | -4.22 | -5.3167 | -6.4429 | -7.0373 | -7.507 | -8.6025 | -8.609 | -7.4461
Alverdiscott_Indian Queens | FRADDON 33kV 'J' & 'K' BARS | Newquay Trencreek Ln | Primary | 11 | 50.4129 | -5.0569 | Steady Progression | Thermal headroom (MW) | 1.4449 | 1.8581 | 1.7728 | 1.3041 | 1.3347 | 1.3574 | 1.322 | 1.0955 | 1.0388 | 0.96989 | 0.88235 | 0.69584 | 0.48568 | 0.097884 | -0.12679 | -0.34747 | -1.8868 | -3.4212 | -4.3821
Alverdiscott_Indian Queens | FRADDON 33kV 'J' & 'K' BARS | Newquay Trencreek Ln | Primary | 11 | 50.4129 | -5.0569 | System Transformation | Thermal headroom (MW) | 1.3648 | 1.7276 | 1.5373 | 0.90076 | 0.88349 | 0.85032 | 0.75207 | 0.24357 | 0.059242 | -0.11936 | -0.3152 | -0.63339 | -1.0202 | -1.6494 | -2.3027 | -2.5708 | -4.1143 | -5.3627 | -4.986
Alverdiscott_Indian Queens | FRADDON 33kV 'J' & 'K' BARS | Newquay Trencreek Ln | Primary | 11 | 50.4129 | -5.0569 | WPD Best View | Thermal headroom (MW) | 1.2736 | 1.3706 | 1.0247 | -0.046762 | -0.25793 | -0.61851 | -1.1296 | -2.017 | -2.5742 | -3.0386 | -3.5069 | -4.22 | -5.3167 | -6.4429 | -7.0373 | -7.507 | -8.6025 | -8.609 | -7.4461
Alverdiscott_Indian Queens | FRADDON 33kV 'J' & 'K' BARS | Newquay Trevemper | Primary | 11 | 50.3975 | -5.0704 | Consumer Transformation | Thermal headroom (MW) | 1.7203 | 2.0516 | 1.4322 | 1.0909 | 0.72166 | -0.049201 | -0.6989 | -1.2398 | -2.2075 | -2.7923 | -3.3636 | -3.8979 | -4.5998 | -5.8378 | -6.7269 | -7.6443 | -11.2789 | -11.9785 | -11.5062
Alverdiscott_Indian Queens | FRADDON 33kV 'J' & 'K' BARS | Newquay Trevemper | Primary | 11 | 50.3975 | -5.0704 | Leading the Way | Thermal headroom (MW) | 1.6715 | 1.9815 | 1.3906 | 1.0405 | 0.66648 | -0.26377 | -1.2998 | -1.8075 | -2.4482 | -3.0517 | -3.6011 | -4.3292 | -5.1709 | -5.9552 | -7.0703 | -7.7522 | -9.5454 | -9.3412 | -7.7606
Alverdiscott_Indian Queens | FRADDON 33kV 'J' & 'K' BARS | Newquay Trevemper | Primary | 11 | 50.3975 | -5.0704 | Steady Progression | Thermal headroom (MW) | 1.8712 | 2.6933 | 2.5859 | 2.7014 | 2.8004 | 2.6771 | 2.7333 | 2.8002 | 2.7812 | 2.7491 | 2.7195 | 2.5861 | 2.0685 | 1.8884 | 1.7006 | 1.4916 | -0.22756 | -3.5781 | -5.2102
Alverdiscott_Indian Queens | FRADDON 33kV 'J' & 'K' BARS | Newquay Trevemper | Primary | 11 | 50.3975 | -5.0704 | System Transformation | Thermal headroom (MW) | 1.7636 | 2.4828 | 2.2558 | 2.2611 | 2.2291 | 1.9312 | 1.8028 | 1.6686 | 1.4098 | 0.82104 | 0.58122 | 0.26624 | -0.082831 | -0.41451 | -1.0941 | -1.4327 | -4.5372 | -6.4998 | -6.5761
Alverdiscott_Indian Queens | FRADDON 33kV 'J' & 'K' BARS | Newquay Trevemper | Primary | 11 | 50.3975 | -5.0704 | WPD Best View | Thermal headroom (MW) | 1.6715 | 1.9815 | 1.3906 | 1.0405 | 0.66648 | -0.26377 | -1.2998 | -1.8075 | -2.4482 | -3.0517 | -3.6011 | -4.3292 | -5.1709 | -5.9552 | -7.0703 | -7.7522 | -9.5454 | -9.3412 | -7.7606
Alverdiscott_Indian Queens | FRADDON 33kV 'J' & 'K' BARS | Probus 33 | Primary | 11 | 50.2982 | -4.9515 | Consumer Transformation | Thermal headroom (MW) | 2.4676 | 2.5347 | 2.3312 | 2.2039 | 2.0709 | 1.9187 | 1.7373 | 1.5652 | 1.37 | 1.1086 | 0.53366 | 0.20484 | 0.033123 | -0.12541 | -0.28612 | -0.92534 | -2.3686 | -2.5936 | -2.7238
Alverdiscott_Indian Queens | FRADDON 33kV 'J' & 'K' BARS | Probus 33 | Primary | 11 | 50.2982 | -4.9515 | Leading the Way | Thermal headroom (MW) | 2.4573 | 2.4966 | 2.3415 | 2.2103 | 2.0825 | 1.9222 | 1.7227 | 1.5551 | 0.97574 | 0.66739 | 0.4444 | 0.077045 | -0.089772 | -0.29999 | -0.97144 | -1.2718 | -2.2112 | -2.0326 | -1.5519
Alverdiscott_Indian Queens | FRADDON 33kV 'J' & 'K' BARS | Probus 33 | Primary | 11 | 50.2982 | -4.9515 | Steady Progression | Thermal headroom (MW) | 2.513 | 2.7256 | 2.7182 | 2.7173 | 2.7459 | 2.7567 | 2.7621 | 2.7617 | 2.748 | 2.6661 | 2.6161 | 2.4292 | 2.3144 | 2.1714 | 1.6716 | 1.5233 | 0.62495 | -0.49882 | -1.138
Alverdiscott_Indian Queens | FRADDON 33kV 'J' & 'K' BARS | Probus 33 | Primary | 11 | 50.2982 | -4.9515 | System Transformation | Thermal headroom (MW) | 2.4846 | 2.6722 | 2.607 | 2.6058 | 2.6024 | 2.5736 | 2.4955 | 2.4239 | 2.3308 | 2.1447 | 2.0058 | 1.3297 | 1.1177 | 0.89572 | 0.67385 | 0.45086 | -1.1287 | -1.7277 | -1.9472
Alverdiscott_Indian Queens | FRADDON 33kV 'J' & 'K' BARS | Probus 33 | Primary | 11 | 50.2982 | -4.9515 | WPD Best View | Thermal headroom (MW) | 2.4573 | 2.4966 | 2.3415 | 2.2103 | 2.0825 | 1.9222 | 1.7227 | 1.5551 | 0.97574 | 0.66739 | 0.4444 | 0.077045 | -0.089772 | -0.29999 | -0.97144 | -1.2718 | -2.2112 | -2.0326 | -1.5519
Alverdiscott_Indian Queens | FRADDON 33kV 'J' & 'K' BARS | Roseland | Primary | 11 | 50.1983 | -4.9785 | Consumer Transformation | Thermal headroom (MW) | -0.72393 | -0.67135 | -0.95402 | -1.145 | -1.3242 | -1.5579 | -1.792 | -1.9533 | -2.1863 | -2.4396 | -2.7357 | -2.9602 | -3.2299 | -3.8437 | -4.1312 | -4.41 | -5.3906 | -5.6459 | -5.1532
Alverdiscott_Indian Queens | FRADDON 33kV 'J' & 'K' BARS | Roseland | Primary | 11 | 50.1983 | -4.9785 | Leading the Way | Thermal headroom (MW) | -0.74248 | -0.69525 | -0.95673 | -1.1185 | -1.2929 | -1.5435 | -1.8433 | -2.0111 | -2.2278 | -2.5603 | -2.8875 | -3.1807 | -3.8892 | -4.1774 | -4.4978 | -4.7867 | -5.18 | -5.0384 | -4.4307
Alverdiscott_Indian Queens | FRADDON 33kV 'J' & 'K' BARS | Roseland | Primary | 11 | 50.1983 | -4.9785 | Steady Progression | Thermal headroom (MW) | -0.65169 | -0.33336 | -0.33966 | -0.30002 | -0.2355 | -0.19087 | -0.13393 | -0.084442 | -0.047689 | -0.049237 | -0.034001 | -0.12045 | -0.23965 | -0.32482 | -0.44833 | -0.61083 | -2.1529 | -3.7955 | -4.8674
Alverdiscott_Indian Queens | FRADDON 33kV 'J' & 'K' BARS | Roseland | Primary | 11 | 50.1983 | -4.9785 | System Transformation | Thermal headroom (MW) | -0.70082 | -0.42516 | -0.48814 | -0.47825 | -0.45035 | -0.47757 | -0.60669 | -0.68666 | -0.77029 | -0.9155 | -1.033 | -1.2217 | -1.4452 | -1.6887 | -2.2997 | -2.6055 | -4.0944 | -5.2627 | -5.141
Alverdiscott_Indian Queens | FRADDON 33kV 'J' & 'K' BARS | Roseland | Primary | 11 | 50.1983 | -4.9785 | WPD Best View | Thermal headroom (MW) | -0.74248 | -0.69525 | -0.95673 | -1.1185 | -1.2929 | -1.5435 | -1.8433 | -2.0111 | -2.2278 | -2.5603 | -2.8875 | -3.1807 | -3.8892 | -4.1774 | -4.4978 | -4.7867 | -5.18 | -5.0384 | -4.4307
Alverdiscott_Indian Queens | FRADDON 33kV 'J' & 'K' BARS | Truro Shortlanesend | Primary | 11 | 50.2778 | -5.0703 | Consumer Transformation | Thermal headroom (MW) | 2.8298 | 3.105 | 2.458 | 2.0987 | 1.4951 | 0.79189 | -0.0080247 | -0.92927 | -1.688 | -2.531 | -3.7113 | -5.0578 | -6.6197 | -8.1046 | -9.2723 | -10.3962 | -14.23 | -14.916 | -13.7434
Alverdiscott_Indian Queens | FRADDON 33kV 'J' & 'K' BARS | Truro Shortlanesend | Primary | 11 | 50.2778 | -5.0703 | Leading the Way | Thermal headroom (MW) | 2.769 | 3.0205 | 2.4081 | 2.0674 | 1.3941 | 0.66604 | -0.1706 | -1.1597 | -1.9514 | -2.8581 | -4.1333 | -5.8459 | -7.7135 | -8.8519 | -9.8138 | -10.6473 | -12.1267 | -11.6541 | -9.7822
Alverdiscott_Indian Queens | FRADDON 33kV 'J' & 'K' BARS | Truro Shortlanesend | Primary | 11 | 50.2778 | -5.0703 | Steady Progression | Thermal headroom (MW) | 2.9793 | 3.7439 | 3.631 | 3.7257 | 3.6585 | 3.6697 | 3.7225 | 3.6098 | 3.5524 | 3.4374 | 3.0797 | 2.5327 | 2.0822 | 1.7433 | 1.4045 | 1.0616 | -1.1761 | -4.3673 | -6.0737
Alverdiscott_Indian Queens | FRADDON 33kV 'J' & 'K' BARS | Truro Shortlanesend | Primary | 11 | 50.2778 | -5.0703 | System Transformation | Thermal headroom (MW) | 2.8715 | 3.5439 | 3.3029 | 3.3241 | 3.1076 | 2.9965 | 2.794 | 2.369 | 2.0774 | 1.7093 | 0.97091 | 0.022868 | -0.75112 | -1.2859 | -2.105 | -2.5985 | -5.5655 | -7.6078 | -7.0739
Alverdiscott_Indian Queens | FRADDON 33kV 'J' & 'K' BARS | Truro Shortlanesend | Primary | 11 | 50.2778 | -5.0703 | WPD Best View | Thermal headroom (MW) | 2.769 | 3.0205 | 2.4081 | 2.0674 | 1.3941 | 0.66604 | -0.1706 | -1.1597 | -1.9514 | -2.8581 | -4.1333 | -5.8459 | -7.7135 | -8.8519 | -9.8138 | -10.6473 | -12.1267 | -11.6541 | -9.7822
Alverdiscott_Indian Queens | FRADDON 33kV 'L' & 'M' BARS | FRADDON 33kV 'L' & 'M' BARS | Bulk Supply Point | 33 | 50.3756 | -4.9367 | Consumer Transformation | Thermal headroom (MW) | 61.9476 | 62.6141 | 61.3125 | 60.5257 | 59.9353 | 59.2598 | 58.4075 | 57.6762 | 56.8804 | 56.0071 | 54.588 | 53.2396 | 51.8416 | 49.3736 | 48.0073 | 46.5424 | 40.6492 | 38.8471 | 40.584
Alverdiscott_Indian Queens | FRADDON 33kV 'L' & 'M' BARS | FRADDON 33kV 'L' & 'M' BARS | Bulk Supply Point | 33 | 50.3756 | -4.9367 | Leading the Way | Thermal headroom (MW) | 61.8543 | 62.2532 | 61.0446 | 60.4489 | 59.8664 | 59.1526 | 58.1945 | 57.5185 | 56.6957 | 55.5476 | 53.8178 | 52.4564 | 49.9201 | 48.554 | 46.9111 | 45.3343 | 42.4215 | 42.7647 | 46.0467
Alverdiscott_Indian Queens | FRADDON 33kV 'L' & 'M' BARS | FRADDON 33kV 'L' & 'M' BARS | Bulk Supply Point | 33 | 50.3756 | -4.9367 | Steady Progression | Thermal headroom (MW) | 62.2149 | 63.7285 | 63.5427 | 63.5456 | 63.5966 | 63.8286 | 64.0101 | 64.1392 | 64.2141 | 64.1956 | 64.039 | 63.6393 | 63.3134 | 62.9105 | 62.4579 | 61.9486 | 56.0579 | 50.3384 | 47.0138
Alverdiscott_Indian Queens | FRADDON 33kV 'L' & 'M' BARS | FRADDON 33kV 'L' & 'M' BARS | Bulk Supply Point | 33 | 50.3756 | -4.9367 | System Transformation | Thermal headroom (MW) | 62.0338 | 63.3554 | 62.7384 | 62.6111 | 62.6627 | 62.7037 | 62.4724 | 62.2455 | 61.9027 | 61.4623 | 60.7699 | 60.0794 | 59.3343 | 58.3759 | 56.2172 | 55.054 | 49.3335 | 45.2933 | 46.0996
Alverdiscott_Indian Queens | FRADDON 33kV 'L' & 'M' BARS | FRADDON 33kV 'L' & 'M' BARS | Bulk Supply Point | 33 | 50.3756 | -4.9367 | WPD Best View | Thermal headroom (MW) | 61.8543 | 62.2532 | 61.0446 | 60.4489 | 59.8664 | 59.1526 | 58.1945 | 57.5185 | 56.6957 | 55.5476 | 53.8178 | 52.4564 | 49.9201 | 48.554 | 46.9111 | 45.3343 | 42.4215 | 42.7647 | 46.0467
Alverdiscott_Indian Queens | FRADDON 33kV 'L' & 'M' BARS | Fraddon | Primary | 11 | 50.3748 | -4.9365 | Consumer Transformation | Thermal headroom (MW) | 9.3544 | 9.4849 | 9.012 | 8.6077 | 8.4097 | 8.2022 | 7.9149 | 7.6896 | 7.4359 | 7.1457 | 6.4421 | 5.814 | 5.1674 | 4.1011 | 3.3974 | 2.7283 | 0.44289 | -0.22794 | 0.40557
Alverdiscott_Indian Queens | FRADDON 33kV 'L' & 'M' BARS | Fraddon | Primary | 11 | 50.3748 | -4.9365 | Leading the Way | Thermal headroom (MW) | 9.3197 | 9.2986 | 8.8575 | 8.5906 | 8.4016 | 8.1855 | 7.8679 | 7.6499 | 7.3725 | 6.8092 | 5.9688 | 5.2987 | 4.1554 | 3.3613 | 2.642 | 1.9954 | 0.76259 | 0.98721 | 2.2089
Alverdiscott_Indian Queens | FRADDON 33kV 'L' & 'M' BARS | Fraddon | Primary | 11 | 50.3748 | -4.9365 | Steady Progression | Thermal headroom (MW) | 9.4584 | 9.8843 | 9.8528 | 9.7621 | 9.6958 | 9.7752 | 9.8179 | 9.8612 | 9.8818 | 9.8659 | 9.8073 | 9.6802 | 9.5675 | 9.4084 | 9.2565 | 9.0953 | 6.3467 | 3.3609 | 1.8363
Alverdiscott_Indian Queens | FRADDON 33kV 'L' & 'M' BARS | Fraddon | Primary | 11 | 50.3748 | -4.9365 | System Transformation | Thermal headroom (MW) | 9.3839 | 9.747 | 9.514 | 9.3432 | 9.3616 | 9.3775 | 9.269 | 9.1767 | 9.0376 | 8.8561 | 8.6196 | 8.382 | 8.1225 | 7.696 | 6.7699 | 6.1209 | 3.1365 | 1.2636 | 1.449
Alverdiscott_Indian Queens | FRADDON 33kV 'L' & 'M' BARS | Fraddon | Primary | 11 | 50.3748 | -4.9365 | WPD Best View | Thermal headroom (MW) | 9.3197 | 9.2986 | 8.8575 | 8.5906 | 8.4016 | 8.1855 | 7.8679 | 7.6499 | 7.3725 | 6.8092 | 5.9688 | 5.2987 | 4.1554 | 3.3613 | 2.642 | 1.9954 | 0.76259 | 0.98721 | 2.2089
Alverdiscott_Indian Queens | FRADDON 33kV 'L' & 'M' BARS | Padstow | Primary | 11 | 50.5134 | -4.9532 | Consumer Transformation | Thermal headroom (MW) | -1.5083 | -1.3017 | -1.6105 | -1.8331 | -1.9883 | -2.1593 | -2.4385 | -2.6727 | -2.9157 | -3.1737 | -3.4482 | -3.9055 | -4.551 | -5.5214 | -6.1679 | -6.7911 | -9.1236 | -9.998 | -9.6263
Alverdiscott_Indian Queens | FRADDON 33kV 'L' & 'M' BARS | Padstow | Primary | 11 | 50.5134 | -4.9532 | Leading the Way | Thermal headroom (MW) | -1.5448 | -1.3317 | -1.6802 | -1.8211 | -1.9659 | -2.1527 | -2.4544 | -2.6587 | -2.8972 | -3.1673 | -3.5924 | -4.1461 | -5.1759 | -5.7802 | -6.4179 | -6.9737 | -8.237 | -8.4175 | -7.3559
Alverdiscott_Indian Queens | FRADDON 33kV 'L' & 'M' BARS | Padstow | Primary | 11 | 50.5134 | -4.9532 | Steady Progression | Thermal headroom (MW) | -1.4279 | -0.9548 | -0.99126 | -0.88872 | -0.86818 | -0.78019 | -0.71613 | -0.66162 | -0.62042 | -0.59616 | -0.5863 | -0.67605 | -0.75037 | -0.84527 | -0.9555 | -1.0924 | -2.8632 | -5.1209 | -6.3027
Alverdiscott_Indian Queens | FRADDON 33kV 'L' & 'M' BARS | Padstow | Primary | 11 | 50.5134 | -4.9532 | System Transformation | Thermal headroom (MW) | -1.4846 | -1.0634 | -1.1413 | -1.1532 | -1.1035 | -1.0683 | -1.1109 | -1.1682 | -1.2513 | -1.334 | -1.4521 | -1.6097 | -1.8067 | -2.0197 | -2.5878 | -2.8253 | -5.2333 | -6.8244 | -6.675
Alverdiscott_Indian Queens | FRADDON 33kV 'L' & 'M' BARS | Padstow | Primary | 11 | 50.5134 | -4.9532 | WPD Best View | Thermal headroom (MW) | -1.5448 | -1.3317 | -1.6802 | -1.8211 | -1.9659 | -2.1527 | -2.4544 | -2.6587 | -2.8972 | -3.1673 | -3.5924 | -4.1461 | -5.1759 | -5.7802 | -6.4179 | -6.9737 | -8.237 | -8.4175 | -7.3559
Alverdiscott_Indian Queens | FRADDON 33kV 'L' & 'M' BARS | St Columb Major | Primary | 11 | 50.4377 | -4.9191 | Consumer Transformation | Thermal headroom (MW) | 2.5775 | 2.8507 | 2.6439 | 2.5672 | 2.4782 | 2.3868 | 2.2504 | 2.1309 | 1.9971 | 1.8461 | 1.6915 | 1.5346 | 1.4384 | 1.3554 | 1.2517 | 0.944 | 0.029139 | -0.037946 | 0.37478
Alverdiscott_Indian Queens | FRADDON 33kV 'L' & 'M' BARS | St Columb Major | Primary | 11 | 50.4377 | -4.9191 | Leading the Way | Thermal headroom (MW) | 2.5651 | 2.842 | 2.65 | 2.5858 | 2.5105 | 2.411 | 2.2505 | 2.1512 | 2.0069 | 1.8354 | 1.675 | 1.5414 | 1.4766 | 1.3669 | 1.0364 | 0.76577 | 0.35231 | 0.72283 | 1.3865
Alverdiscott_Indian Queens | FRADDON 33kV 'L' & 'M' BARS | St Columb Major | Primary | 11 | 50.4377 | -4.9191 | Steady Progression | Thermal headroom (MW) | 2.635 | 3.0973 | 3.0862 | 3.1838 | 3.2877 | 3.3775 | 3.458 | 3.5289 | 3.5822 | 3.6082 | 3.6378 | 3.5671 | 3.5266 | 3.4759 | 3.4075 | 3.3303 | 2.8144 | 2.2754 | 1.8735
Alverdiscott_Indian Queens | FRADDON 33kV 'L' & 'M' BARS | St Columb Major | Primary | 11 | 50.4377 | -4.9191 | System Transformation | Thermal headroom (MW) | 2.6008 | 3.021 | 2.9732 | 3.0417 | 3.1036 | 3.162 | 3.1414 | 3.1327 | 3.0908 | 3.0275 | 2.959 | 2.8106 | 2.6886 | 2.5319 | 2.3994 | 2.2505 | 1.8922 | 1.3556 | 1.5491
Alverdiscott_Indian Queens | FRADDON 33kV 'L' & 'M' BARS | St Columb Major | Primary | 11 | 50.4377 | -4.9191 | WPD Best View | Thermal headroom (MW) | 2.5651 | 2.842 | 2.65 | 2.5858 | 2.5105 | 2.411 | 2.2505 | 2.1512 | 2.0069 | 1.8354 | 1.675 | 1.5414 | 1.4766 | 1.3669 | 1.0364 | 0.76577 | 0.35231 | 0.72283 | 1.3865
Alverdiscott_Indian Queens | FRADDON 33kV 'L' & 'M' BARS | St Mawgan | Primary | 11 | 50.4273 | -5.0057 | Consumer Transformation | Thermal headroom (MW) | 0.47942 | 0.58133 | 0.25784 | 0.13017 | -0.021186 | -0.21756 | -0.39676 | -0.56622 | -0.74972 | -0.94587 | -1.2588 | -1.4579 | -1.6069 | -2.0763 | -2.1595 | -2.2203 | -3.042 | -3.3511 | -2.9847
Alverdiscott_Indian Queens | FRADDON 33kV 'L' & 'M' BARS | St Mawgan | Primary | 11 | 50.4273 | -5.0057 | Leading the Way | Thermal headroom (MW) | 0.4639 | 0.46291 | 0.20101 | 0.066191 | -0.10037 | -0.30438 | -0.51219 | -0.67691 | -0.86059 | -1.059 | -1.4152 | -1.5534 | -1.9985 | -2.0441 | -2.1788 | -2.4003 | -2.6977 | -2.7226 | -2.1877
Alverdiscott_Indian Queens | FRADDON 33kV 'L' & 'M' BARS | St Mawgan | Primary | 11 | 50.4273 | -5.0057 | Steady Progression | Thermal headroom (MW) | 0.52155 | 0.76753 | 0.68147 | 0.61837 | 0.61974 | 0.62681 | 0.64127 | 0.62895 | 0.61124 | 0.57688 | 0.4758 | 0.36617 | 0.2725 | 0.1718 | 0.050552 | -0.084155 | -1.1963 | -1.721 | -2.1852
Alverdiscott_Indian Queens | FRADDON 33kV 'L' & 'M' BARS | St Mawgan | Primary | 11 | 50.4273 | -5.0057 | System Transformation | Thermal headroom (MW) | 0.49396 | 0.69898 | 0.47795 | 0.45952 | 0.4156 | 0.37653 | 0.31723 | 0.25187 | 0.16917 | 0.056284 | -0.17992 | -0.339 | -0.51692 | -0.70988 | -1.2552 | -1.4429 | -1.9948 | -2.4217 | -2.1681
Alverdiscott_Indian Queens | FRADDON 33kV 'L' & 'M' BARS | St Mawgan | Primary | 11 | 50.4273 | -5.0057 | WPD Best View | Thermal headroom (MW) | 0.4639 | 0.46291 | 0.20101 | 0.066191 | -0.10037 | -0.30438 | -0.51219 | -0.67691 | -0.86059 | -1.059 | -1.4152 | -1.5534 | -1.9985 | -2.0441 | -2.1788 | -2.4003 | -2.6977 | -2.7226 | -2.1877
Alverdiscott_Indian Queens | HAYLE 33KV | HAYLE 33KV | Bulk Supply Point | 33 | 50.1929 | -5.4298 | Consumer Transformation | Thermal headroom (MW) | 2.32 | 3.3981 | 0.94335 | -0.61866 | -2.3312 | -4.3967 | -6.8472 | -8.9368 | -11.2892 | -13.8501 | -17.6735 | -21.827 | -26.0227 | -32.4647 | -37.2006 | -42.3077 | -60.2157 | -66.5403 | -64.419
Alverdiscott_Indian Queens | HAYLE 33KV | HAYLE 33KV | Bulk Supply Point | 33 | 50.1929 | -5.4298 | Leading the Way | Thermal headroom (MW) | 2.1302 | 3.1432 | 1.0074 | -0.46467 | -2.3208 | -4.5985 | -7.1045 | -9.2218 | -12.0961 | -15.2691 | -20.0023 | -24.2939 | -31.01 | -36.1335 | -41.0871 | -45.8274 | -56.5167 | -56.8465 | -49.4298
Alverdiscott_Indian Queens | HAYLE 33KV | HAYLE 33KV | Bulk Supply Point | 33 | 50.1929 | -5.4298 | Steady Progression | Thermal headroom (MW) | 2.9888 | 6.0796 | 5.8615 | 6.2263 | 6.5823 | 6.8437 | 7.1187 | 7.2959 | 7.2314 | 7.0115 | 6.5462 | 5.1317 | 3.924 | 2.5298 | 0.73319 | -1.0298 | -17.8054 | -37.7313 | -48.5415
Alverdiscott_Indian Queens | HAYLE 33KV | HAYLE 33KV | Bulk Supply Point | 33 | 50.1929 | -5.4298 | System Transformation | Thermal headroom (MW) | 2.5565 | 5.2592 | 4.5029 | 4.5563 | 4.514 | 4.1555 | 3.4171 | 2.5919 | 1.3343 | 0.015268 | -1.7352 | -4.2088 | -6.5954 | -9.36 | -14.5704 | -18.2049 | -38.0675 | -51.3201 | -51.6296
Alverdiscott_Indian Queens | HAYLE 33KV | HAYLE 33KV | Bulk Supply Point | 33 | 50.1929 | -5.4298 | WPD Best View | Thermal headroom (MW) | 2.1302 | 3.1432 | 1.0074 | -0.46467 | -2.3208 | -4.5985 | -7.1045 | -9.2218 | -12.0961 | -15.2691 | -20.0023 | -24.2939 | -31.01 | -36.1335 | -41.0871 | -45.8274 | -56.5167 | -56.8465 | -49.4298
Alverdiscott_Indian Queens | HAYLE 33KV | Geevor | Primary | 11 | 50.1487 | -5.6732 | Consumer Transformation | Thermal headroom (MW) | 5.5249 | 5.577 | 5.36 | 5.2085 | 5.0493 | 4.8518 | 4.6384 | 4.4686 | 4.246 | 4.0085 | 3.6963 | 3.4216 | 3.1346 | 2.4678 | 2.184 | 1.8345 | 0.79935 | 0.36409 | 0.74449
Alverdiscott_Indian Queens | HAYLE 33KV | Geevor | Primary | 11 | 50.1487 | -5.6732 | Leading the Way | Thermal headroom (MW) | 5.5123 | 5.5736 | 5.3902 | 5.2462 | 5.1013 | 4.8692 | 4.6228 | 4.4329 | 4.2129 | 3.918 | 3.5444 | 3.2222 | 2.4842 | 2.1597 | 1.7892 | 1.4719 | 0.90699 | 0.90532 | 1.4545
Alverdiscott_Indian Queens | HAYLE 33KV | Geevor | Primary | 11 | 50.1487 | -5.6732 | Steady Progression | Thermal headroom (MW) | 5.6002 | 5.8463 | 5.85 | 5.8908 | 5.9465 | 5.9812 | 6.0156 | 6.0672 | 6.0474 | 6.0506 | 6.0513 | 5.9139 | 5.8104 | 5.7146 | 5.6007 | 5.4068 | 3.8163 | 1.9626 | 0.65295
Alverdiscott_Indian Queens | HAYLE 33KV | Geevor | Primary | 11 | 50.1487 | -5.6732 | System Transformation | Thermal headroom (MW) | 5.5565 | 5.7643 | 5.7261 | 5.7302 | 5.7514 | 5.713 | 5.6235 | 5.5494 | 5.4111 | 5.3105 | 5.1509 | 4.965 | 4.7094 | 4.4775 | 3.8202 | 3.5083 | 1.975 | 0.66882 | 0.6259
Alverdiscott_Indian Queens | HAYLE 33KV | Geevor | Primary | 11 | 50.1487 | -5.6732 | WPD Best View | Thermal headroom (MW) | 5.5123 | 5.5736 | 5.3902 | 5.2462 | 5.1013 | 4.8692 | 4.6228 | 4.4329 | 4.2129 | 3.918 | 3.5444 | 3.2222 | 2.4842 | 2.1597 | 1.7892 | 1.4719 | 0.90699 | 0.90532 | 1.4545
Alverdiscott_Indian Queens | HAYLE 33KV | Hayle | Primary | 11 | 50.1928 | -5.4284 | Consumer Transformation | Thermal headroom (MW) | 3.2888 | 3.4919 | 2.8112 | 2.2539 | 1.7156 | 0.79372 | -0.19391 | -0.76471 | -1.3806 | -2.059 | -3.4735 | -5.2236 | -6.5617 | -7.7366 | -9.4026 | -10.6866 | -15.7752 | -17.3252 | -16.8562
Alverdiscott_Indian Queens | HAYLE 33KV | Hayle | Primary | 11 | 50.1928 | -5.4284 | Leading the Way | Thermal headroom (MW) | 3.2203 | 3.3615 | 2.6704 | 2.1839 | 1.227 | 0.14747 | -0.51781 | -1.0601 | -1.6922 | -2.6409 | -4.7586 | -6.008 | -7.2122 | -8.7863 | -9.9385 | -11.2237 | -13.8871 | -13.7884 | -12.1396
Alverdiscott_Indian Queens | HAYLE 33KV | Hayle | Primary | 11 | 50.1928 | -5.4284 | Steady Progression | Thermal headroom (MW) | 3.4432 | 4.1386 | 4.0153 | 3.9738 | 3.8589 | 3.6369 | 3.6772 | 3.704 | 3.6916 | 3.6057 | 3.3714 | 2.7546 | 2.5327 | 2.2967 | 2.0375 | 1.7637 | -2.0266 | -6.9613 | -8.888
Alverdiscott_Indian Queens | HAYLE 33KV | Hayle | Primary | 11 | 50.1928 | -5.4284 | System Transformation | Thermal headroom (MW) | 3.3326 | 3.9101 | 3.6259 | 3.4485 | 3.2819 | 2.8429 | 2.7143 | 2.5526 | 2.0036 | 1.6837 | 1.1027 | 0.6507 | 0.23974 | -0.51776 | -1.0811 | -2.3439 | -7.8341 | -10.6961 | -11.0655
Alverdiscott_Indian Queens | HAYLE 33KV | Hayle | Primary | 11 | 50.1928 | -5.4284 | WPD Best View | Thermal headroom (MW) | 3.2203 | 3.3615 | 2.6704 | 2.1839 | 1.227 | 0.14747 | -0.51781 | -1.0601 | -1.6922 | -2.6409 | -4.7586 | -6.008 | -7.2122 | -8.7863 | -9.9385 | -11.2237 | -13.8871 | -13.7884 | -12.1396
Alverdiscott_Indian Queens | HAYLE 33KV | Isles Of Scilly | Primary | 11 | 49.9144 | -6.3128 | Consumer Transformation | Thermal headroom (MW) | 1.6156 | 1.7001 | 1.5676 | 1.4743 | 1.3831 | 1.2538 | 1.1229 | 0.99162 | 0.8542 | 0.69056 | 0.41561 | 0.093037 | -0.2914 | -1.0286 | -1.421 | -1.8246 | -3.1259 | -3.6946 | -3.4286
Alverdiscott_Indian Queens | HAYLE 33KV | Isles Of Scilly | Primary | 11 | 49.9144 | -6.3128 | Leading the Way | Thermal headroom (MW) | 1.6019 | 1.6939 | 1.5733 | 1.4925 | 1.4013 | 1.265 | 1.1171 | 0.98556 | 0.81549 | 0.62823 | 0.22832 | -0.16272 | -0.96819 | -1.4308 | -1.8326 | -2.2192 | -2.9816 | -3.0474 | -2.3965
Alverdiscott_Indian Queens | HAYLE 33KV | Isles Of Scilly | Primary | 11 | 49.9144 | -6.3128 | Steady Progression | Thermal headroom (MW) | 1.6573 | 1.8586 | 1.846 | 1.8863 | 1.9151 | 1.9381 | 1.9382 | 1.9448 | 1.9326 | 1.9095 | 1.8593 | 1.7717 | 1.6911 | 1.5857 | 1.4751 | 1.3351 | -0.34492 | -2.0587 | -3.0656
Alverdiscott_Indian Queens | HAYLE 33KV | Isles Of Scilly | Primary | 11 | 49.9144 | -6.3128 | System Transformation | Thermal headroom (MW) | 1.6307 | 1.8118 | 1.774 | 1.7839 | 1.7878 | 1.7664 | 1.7066 | 1.6432 | 1.5591 | 1.4661 | 1.3556 | 1.1978 | 1.0244 | 0.83225 | 0.17387 | -0.16162 | -1.9559 | -3.1932 | -3.1527
Alverdiscott_Indian Queens | HAYLE 33KV | Isles Of Scilly | Primary | 11 | 49.9144 | -6.3128 | WPD Best View | Thermal headroom (MW) | 1.6019 | 1.6939 | 1.5733 | 1.4925 | 1.4013 | 1.265 | 1.1171 | 0.98556 | 0.81549 | 0.62823 | 0.22832 | -0.16272 | -0.96819 | -1.4308 | -1.8326 | -2.2192 | -2.9816 | -3.0474 | -2.3965
Alverdiscott_Indian Queens | HAYLE 33KV | Marazion | Primary | 11 | 50.1371 | -5.465 | Consumer Transformation | Thermal headroom (MW) | 3.5217 | 3.5929 | 3.2173 | 2.9915 | 2.7576 | 2.5068 | 2.2329 | 1.9979 | 1.7322 | 1.4427 | 0.86978 | 0.31532 | -0.30293 | -1.2611 | -1.9068 | -2.5273 | -4.6544 | -5.285 | -4.7222
Alverdiscott_Indian Queens | HAYLE 33KV | Marazion | Primary | 11 | 50.1371 | -5.465 | Leading the Way | Thermal headroom (MW) | 3.4969 | 3.5705 | 3.2186 | 3.0138 | 2.7993 | 2.5182 | 2.2231 | 2.001 | 1.7125 | 1.138 | 0.50498 | -0.13833 | -1.2244 | -1.9249 | -2.5934 | -3.2271 | -4.4236 | -4.2396 | -3.1793
Alverdiscott_Indian Queens | HAYLE 33KV | Marazion | Primary | 11 | 50.1371 | -5.465 | Steady Progression | Thermal headroom (MW) | 3.6245 | 3.9966 | 3.9447 | 4.0098 | 4.0748 | 4.1242 | 4.1655 | 4.1932 | 4.1799 | 4.1611 | 4.123 | 3.9832 | 3.8272 | 3.6722 | 3.4874 | 3.2929 | 0.74555 | -2.2458 | -3.8433
Alverdiscott_Indian Queens | HAYLE 33KV | Marazion | Primary | 11 | 50.1371 | -5.465 | System Transformation | Thermal headroom (MW) | 3.5577 | 3.8669 | 3.7424 | 3.7571 | 3.7556 | 3.7466 | 3.6182 | 3.4892 | 3.3198 | 3.1579 | 2.9613 | 2.6951 | 2.3936 | 2.0617 | 1.1357 | 0.54966 | -2.3902 | -4.2873 | -4.1979
Alverdiscott_Indian Queens | HAYLE 33KV | Marazion | Primary | 11 | 50.1371 | -5.465 | WPD Best View | Thermal headroom (MW) | 3.4969 | 3.5705 | 3.2186 | 3.0138 | 2.7993 | 2.5182 | 2.2231 | 2.001 | 1.7125 | 1.138 | 0.50498 | -0.13833 | -1.2244 | -1.9249 | -2.5934 | -3.2271 | -4.4236 | -4.2396 | -3.1793
Alverdiscott_Indian Queens | HAYLE 33KV | Mousehole | Primary | 11 | 50.0837 | -5.5488 | Consumer Transformation | Thermal headroom (MW) | 1.5396 | 1.5503 | 1.4095 | 1.2976 | 1.1816 | 1.0563 | 0.91388 | 0.78642 | 0.63918 | 0.48646 | 0.31729 | 0.19494 | 0.091784 | -0.034152 | -0.12713 | -0.21776 | -0.71127 | -0.78038 | -0.6275
Alverdiscott_Indian Queens | HAYLE 33KV | Mousehole | Primary | 11 | 50.0837 | -5.5488 | Leading the Way | Thermal headroom (MW) | 1.5296 | 1.5438 | 1.4159 | 1.3105 | 1.1982 | 1.0663 | 0.9178 | 0.79312 | 0.62781 | 0.45294 | 0.28161 | 0.16317 | 0.02345 | -0.07753 | -0.14291 | -0.312 | -0.63512 | -0.48573 | -0.25562
Alverdiscott_Indian Queens | HAYLE 33KV | Mousehole | Primary | 11 | 50.0837 | -5.5488 | Steady Progression | Thermal headroom (MW) | 1.5814 | 1.7155 | 1.7056 | 1.7245 | 1.7371 | 1.7425 | 1.7449 | 1.737 | 1.7178 | 1.69 | 1.6484 | 1.549 | 1.4595 | 1.3494 | 1.2347 | 1.1115 | 0.33667 | -0.48915 | -0.88203
Alverdiscott_Indian Queens | HAYLE 33KV | Mousehole | Primary | 11 | 50.0837 | -5.5488 | System Transformation | Thermal headroom (MW) | 1.553 | 1.665 | 1.6301 | 1.618 | 1.6036 | 1.5813 | 1.5171 | 1.4424 | 1.3599 | 1.2493 | 1.1229 | 0.96476 | 0.80206 | 0.61577 | 0.4281 | 0.24546 | -0.4547 | -0.77799 | -0.7493
Alverdiscott_Indian Queens | HAYLE 33KV | Mousehole | Primary | 11 | 50.0837 | -5.5488 | WPD Best View | Thermal headroom (MW) | 1.5296 | 1.5438 | 1.4159 | 1.3105 | 1.1982 | 1.0663 | 0.9178 | 0.79312 | 0.62781 | 0.45294 | 0.28161 | 0.16317 | 0.02345 | -0.07753 | -0.14291 | -0.312 | -0.63512 | -0.48573 | -0.25562
Alverdiscott_Indian Queens | HAYLE 33KV | Newlyn | Primary | 11 | 50.1102 | -5.5621 | Consumer Transformation | Thermal headroom (MW) | 0.90091 | 1.0236 | 0.88902 | 0.83453 | 0.72585 | 0.6139 | 0.45641 | 0.29875 | 0.1245 | -0.079523 | -0.30142 | -0.69521 | -1.1241 | -1.6101 | -2.0773 | -2.5405 | -4.3363 | -4.9305 | -4.888
Alverdiscott_Indian Queens | HAYLE 33KV | Newlyn | Primary | 11 | 50.1102 | -5.5621 | Leading the Way | Thermal headroom (MW) | 0.89409 | 1.0027 | 0.90316 | 0.84739 | 0.72458 | 0.60589 | 0.42793 | 0.26049 | 0.045631 | -0.16628 | -0.53325 | -0.97976 | -1.4668 | -1.9468 | -2.408 | -2.8572 | -3.9598 | -4.0088 | -3.3161
Alverdiscott_Indian Queens | HAYLE 33KV | Newlyn | Primary | 11 | 50.1102 | -5.5621 | Steady Progression | Thermal headroom (MW) | 0.93178 | 1.1419 | 1.1285 | 1.1436 | 1.1537 | 1.1723 | 1.1899 | 1.1991 | 1.1827 | 1.1382 | 1.0793 | 0.97825 | 0.87791 | 0.74607 | 0.61355 | 0.47118 | -0.74119 | -2.4247 | -3.0007
Alverdiscott_Indian Queens | HAYLE 33KV | Newlyn | Primary | 11 | 50.1102 | -5.5621 | System Transformation | Thermal headroom (MW) | 0.91486 | 1.114 | 1.0618 | 1.0848 | 1.0669 | 1.0637 | 1.0224 | 0.95936 | 0.89246 | 0.7947 | 0.66126 | 0.4906 | 0.30456 | 0.093372 | -0.12425 | -0.3602 | -2.244 | -3.2195 | -3.2078
Alverdiscott_Indian Queens | HAYLE 33KV | Newlyn | Primary | 11 | 50.1102 | -5.5621 | WPD Best View | Thermal headroom (MW) | 0.89409 | 1.0027 | 0.90316 | 0.84739 | 0.72458 | 0.60589 | 0.42793 | 0.26049 | 0.045631 | -0.16628 | -0.53325 | -0.97976 | -1.4668 | -1.9468 | -2.408 | -2.8572 | -3.9598 | -4.0088 | -3.3161
Alverdiscott_Indian Queens | HAYLE 33KV | Penzance Causewayhead | Primary | 11 | 50.1203 | -5.5385 | Consumer Transformation | Thermal headroom (MW) | 4.9647 | 5.215 | 5.0614 | 5.0093 | 4.9172 | 4.7922 | 4.6131 | 4.4326 | 4.2231 | 3.9914 | 3.6972 | 3.2328 | 2.6132 | 1.6356 | 0.99719 | 0.30087 | -2.4073 | -3.7737 | -3.9086
Alverdiscott_Indian Queens | HAYLE 33KV | Penzance Causewayhead | Primary | 11 | 50.1203 | -5.5385 | Leading the Way | Thermal headroom (MW) | 4.9541 | 5.2057 | 5.0668 | 5.0133 | 4.9022 | 4.7412 | 4.5402 | 4.3308 | 4.0871 | 3.8092 | 3.3036 | 2.6796 | 1.6791 | 0.96137 | 0.3109 | -0.34466 | -2.1151 | -2.7008 | -1.7555
Alverdiscott_Indian Queens | HAYLE 33KV | Penzance Causewayhead | Primary | 11 | 50.1203 | -5.5385 | Steady Progression | Thermal headroom (MW) | 4.9995 | 5.3808 | 5.3572 | 5.421 | 5.4742 | 5.5213 | 5.5661 | 5.5986 | 5.6125 | 5.6038 | 5.5606 | 5.4587 | 5.3469 | 5.207 | 5.0533 | 4.8763 | 3.0207 | 0.64965 | -0.6453
Alverdiscott_Indian Queens | HAYLE 33KV | Penzance Causewayhead | Primary | 11 | 50.1203 | -5.5385 | System Transformation | Thermal headroom (MW) | 4.9816 | 5.3417 | 5.2758 | 5.3314 | 5.3611 | 5.353 | 5.3385 | 5.3259 | 5.2682 | 5.1778 | 5.0294 | 4.8322 | 4.6238 | 4.3641 | 3.7435 | 3.4519 | 0.9374 | -0.83295 | -0.88306
Alverdiscott_Indian Queens | HAYLE 33KV | Penzance Causewayhead | Primary | 11 | 50.1203 | -5.5385 | WPD Best View | Thermal headroom (MW) | 4.9541 | 5.2057 | 5.0668 | 5.0133 | 4.9022 | 4.7412 | 4.5402 | 4.3308 | 4.0871 | 3.8092 | 3.3036 | 2.6796 | 1.6791 | 0.96137 | 0.3109 | -0.34466 | -2.1151 | -2.7008 | -1.7555
Alverdiscott_Indian Queens | HAYLE 33KV | Penzance Heamoor | Primary | 11 | 50.1317 | -5.5542 | Consumer Transformation | Thermal headroom (MW) | 14.977 | 15.1157 | 14.8531 | 14.6797 | 14.508 | 14.34 | 14.0835 | 13.8511 | 13.6159 | 13.3834 | 12.7804 | 12.5288 | 12.3066 | 11.9739 | 11.5358 | 10.7034 | 8.6573 | 8.1449 | 7.8815
Alverdiscott_Indian Queens | HAYLE 33KV | Penzance Heamoor | Primary | 11 | 50.1317 | -5.5542 | Leading the Way | Thermal headroom (MW) | 14.9534 | 15.0999 | 14.8672 | 14.6903 | 14.5339 | 14.3691 | 14.0978 | 13.8786 | 13.286 | 13.0279 | 12.7814 | 12.6146 | 12.3689 | 11.9412 | 11.1853 | 10.8257 | 9.4664 | 9.3813 | 10.0025
Alverdiscott_Indian Queens | HAYLE 33KV | Penzance Heamoor | Primary | 11 | 50.1317 | -5.5542 | Steady Progression | Thermal headroom (MW) | 15.0488 | 15.4282 | 15.4073 | 15.4687 | 15.5277 | 15.6036 | 15.6556 | 15.6855 | 15.7128 | 15.7214 | 15.7321 | 15.669 | 15.5865 | 15.4979 | 15.0447 | 14.9182 | 14.1691 | 12.8599 | 11.8132
Alverdiscott_Indian Queens | HAYLE 33KV | Penzance Heamoor | Primary | 11 | 50.1317 | -5.5542 | System Transformation | Thermal headroom (MW) | 15.0018 | 15.3328 | 15.2724 | 15.2843 | 15.3077 | 15.3028 | 15.2608 | 15.2173 | 15.1456 | 15.064 | 14.9586 | 14.4526 | 14.291 | 14.1002 | 13.9218 | 13.734 | 12.3468 | 11.0833 | 10.7069
Alverdiscott_Indian Queens | HAYLE 33KV | Penzance Heamoor | Primary | 11 | 50.1317 | -5.5542 | WPD Best View | Thermal headroom (MW) | 14.9534 | 15.0999 | 14.8672 | 14.6903 | 14.5339 | 14.3691 | 14.0978 | 13.8786 | 13.286 | 13.0279 | 12.7814 | 12.6146 | 12.3689 | 11.9412 | 11.1853 | 10.8257 | 9.4664 | 9.3813 | 10.0025
Alverdiscott_Indian Queens | HAYLE 33KV | St Buryan | Primary | 11 | 50.0831 | -5.6296 | Consumer Transformation | Thermal headroom (MW) | 1.9979 | 2.0452 | 1.7983 | 1.6577 | 1.5099 | 1.3515 | 1.1741 | 1.0217 | 0.85185 | 0.67777 | 0.497 | 0.34533 | 0.23829 | -0.21034 | -0.40129 | -0.64502 | -1.4622 | -1.8477 | -1.5257
Alverdiscott_Indian Queens | HAYLE 33KV | St Buryan | Primary | 11 | 50.0831 | -5.6296 | Leading the Way | Thermal headroom (MW) | 1.9738 | 1.9756 | 1.8009 | 1.6691 | 1.5312 | 1.3708 | 1.1798 | 1.0274 | 0.8463 | 0.66389 | 0.46432 | 0.32279 | -0.12938 | -0.41375 | -0.69597 | -0.96948 | -1.3919 | -1.4326 | -1.0173
Alverdiscott_Indian Queens | HAYLE 33KV | St Buryan | Primary | 11 | 50.0831 | -5.6296 | Steady Progression | Thermal headroom (MW) | 2.0613 | 2.2884 | 2.2732 | 2.2605 | 2.2944 | 2.321 | 2.3394 | 2.3424 | 2.3428 | 2.3297 | 2.2903 | 2.1818 | 2.0768 | 1.9664 | 1.8458 | 1.7196 | 0.55885 | -0.37647 | -1.1925
Alverdiscott_Indian Queens | HAYLE 33KV | St Buryan | Primary | 11 | 50.0831 | -5.6296 | System Transformation | Thermal headroom (MW) | 2.0155 | 2.2055 | 2.1107 | 2.1089 | 2.1073 | 2.0869 | 2.0105 | 1.9297 | 1.8237 | 1.6953 | 1.567 | 1.382 | 1.1852 | 0.9697 | 0.41022 | 0.19546 | -0.52547 | -1.4311 | -1.4161
Alverdiscott_Indian Queens | HAYLE 33KV | St Buryan | Primary | 11 | 50.0831 | -5.6296 | WPD Best View | Thermal headroom (MW) | 1.9738 | 1.9756 | 1.8009 | 1.6691 | 1.5312 | 1.3708 | 1.1798 | 1.0274 | 0.8463 | 0.66389 | 0.46432 | 0.32279 | -0.12938 | -0.41375 | -0.69597 | -0.96948 | -1.3919 | -1.4326 | -1.0173
Alverdiscott_Indian Queens | HAYLE 33KV | St Ives | Primary | 11 | 50.1921 | -5.4928 | Consumer Transformation | Thermal headroom (MW) | 2.7138 | 2.9273 | 2.6764 | 2.5463 | 2.3966 | 2.2367 | 1.9806 | 1.7427 | 1.4723 | 1.1653 | 0.81999 | 0.15785 | -0.50477 | -1.1938 | -1.9002 | -2.6419 | -5.3576 | -6.2388 | -6.1864
Alverdiscott_Indian Queens | HAYLE 33KV | St Ives | Primary | 11 | 50.1921 | -5.4928 | Leading the Way | Thermal headroom (MW) | 2.701 | 2.9219 | 2.7072 | 2.5667 | 2.4165 | 2.2395 | 1.9656 | 1.722 | 1.4316 | 1.1009 | 0.51387 | -0.13396 | -0.78665 | -1.4879 | -2.15 | -2.748 | -4.4351 | -4.5516 | -3.4823
Alverdiscott_Indian Queens | HAYLE 33KV | St Ives | Primary | 11 | 50.1921 | -5.4928 | Steady Progression | Thermal headroom (MW) | 2.7764 | 3.2299 | 3.2198 | 3.3135 | 3.3907 | 3.4745 | 3.5377 | 3.5641 | 3.6065 | 3.6236 | 3.6329 | 3.5336 | 3.4311 | 3.2943 | 3.1518 | 2.991 | 1.307 | -1.159 | -2.1419
Alverdiscott_Indian Queens | HAYLE 33KV | St Ives | Primary | 11 | 50.1921 | -5.4928 | System Transformation | Thermal headroom (MW) | 2.7364 | 3.144 | 3.0971 | 3.1488 | 3.1703 | 3.1829 | 3.1651 | 3.1119 | 3.0513 | 2.9621 | 2.8194 | 2.6168 | 2.3987 | 2.147 | 1.8877 | 1.5254 | -1.1333 | -2.5873 | -2.5816
Alverdiscott_Indian Queens | HAYLE 33KV | St Ives | Primary | 11 | 50.1921 | -5.4928 | WPD Best View | Thermal headroom (MW) | 2.701 | 2.9219 | 2.7072 | 2.5667 | 2.4165 | 2.2395 | 1.9656 | 1.722 | 1.4316 | 1.1009 | 0.51387 | -0.13396 | -0.78665 | -1.4879 | -2.15 | -2.748 | -4.4351 | -4.5516 | -3.4823
Alverdiscott_Indian Queens | North Tawton 33kV | North Tawton 33kV | Bulk Supply Point | 33 | 50.7963 | -3.9135 | Consumer Transformation | Thermal headroom (MW) | 32.2852 | 32.5982 | 31.1671 | 30.0862 | 28.8517 | 27.2689 | 25.488 | 23.5575 | 21.4252 | 19.1206 | 16.692 | 14.143 | 11.7311 | 7.8206 | 6.1736 | 4.9019 | 0.13828 | -4.3311 | -3.5628
Alverdiscott_Indian Queens | North Tawton 33kV | North Tawton 33kV | Bulk Supply Point | 33 | 50.7963 | -3.9135 | Leading the Way | Thermal headroom (MW) | 32.2277 | 32.516 | 31.2207 | 30.0775 | 28.8265 | 27.0338 | 24.9616 | 22.9656 | 20.5681 | 18.0619 | 15.3018 | 12.8354 | 8.8809 | 7.379 | 6.6339 | 6.2972 | 0.5519 | -0.40467 | 3.7827
Alverdiscott_Indian Queens | North Tawton 33kV | North Tawton 33kV | Bulk Supply Point | 33 | 50.7963 | -3.9135 | Steady Progression | Thermal headroom (MW) | 32.6385 | 33.9788 | 33.7659 | 33.7989 | 33.8062 | 33.5841 | 33.3642 | 33.0095 | 32.4282 | 31.6117 | 30.6479 | 29.1805 | 27.5892 | 25.8485 | 23.9798 | 21.9951 | 7.7504 | -0.61507 | -4.9245
Alverdiscott_Indian Queens | North Tawton 33kV | North Tawton 33kV | Bulk Supply Point | 33 | 50.7963 | -3.9135 | System Transformation | Thermal headroom (MW) | 32.4143 | 33.6007 | 33.1305 | 32.9664 | 32.7052 | 32.1257 | 31.2631 | 30.2261 | 28.9669 | 27.3326 | 25.4778 | 23.1938 | 20.6724 | 17.9015 | 13.0801 | 10.0261 | -0.68274 | -5.2432 | -4.5612
Alverdiscott_Indian Queens | North Tawton 33kV | North Tawton 33kV | Bulk Supply Point | 33 | 50.7963 | -3.9135 | WPD Best View | Thermal headroom (MW) | 32.3603 | 33.2104 | 32.3732 | 31.8668 | 31.2575 | 30.3074 | 29.1704 | 27.8435 | 26.3262 | 24.517 | 22.4917 | 20.266 | 17.8413 | 14.1958 | 10.8347 | 8.4035 | -0.066965 | -4.0808 | -3.1687
Alverdiscott_Indian Queens | North Tawton 33kV | Mortonhampstead | Primary | 11 | 50.6576 | -3.766 | Consumer Transformation | Thermal headroom (MW) | -0.5374 | -0.54836 | -0.75399 | -0.92476 | -1.1118 | -1.3298 | -1.5917 | -1.876 | -2.187 | -2.5187 | -2.8819 | -3.2683 | -3.608 | -4.2599 | -4.5024 | -4.6864 | -5.3878 | -6.1038 | -5.9992
Alverdiscott_Indian Queens | North Tawton 33kV | Mortonhampstead | Primary | 11 | 50.6576 | -3.766 | Leading the Way | Thermal headroom (MW) | -0.54656 | -0.56219 | -0.74872 | -0.92602 | -1.1146 | -1.3489 | -1.6523 | -1.952 | -2.2952 | -2.6578 | -3.081 | -3.441 | -4.0925 | -4.3151 | -4.4308 | -4.475 | -5.3353 | -5.5716 | -5.0083
Alverdiscott_Indian Queens | North Tawton 33kV | Mortonhampstead | Primary | 11 | 50.6576 | -3.766 | Steady Progression | Thermal headroom (MW) | -0.48489 | -0.3419 | -0.37632 | -0.3765 | -0.38695 | -0.41395 | -0.45363 | -0.51473 | -0.60473 | -0.73006 | -0.87301 | -1.102 | -1.3315 | -1.5878 | -1.8603 | -2.1613 | -4.3345 | -5.5556 | -6.2947
Alverdiscott_Indian Queens | North Tawton 33kV | Mortonhampstead | Primary | 11 | 50.6576 | -3.766 | System Transformation | Thermal headroom (MW) | -0.5155 | -0.40192 | -0.46789 | -0.50632 | -0.55455 | -0.62381 | -0.76548 | -0.92099 | -1.1143 | -1.3584 | -1.6353 | -1.9682 | -2.3323 | -2.7446 | -3.5448 | -3.9867 | -5.5452 | -6.3191 | -6.2512
Alverdiscott_Indian Queens | North Tawton 33kV | Mortonhampstead | Primary | 11 | 50.6576 | -3.766 | WPD Best View | Thermal headroom (MW) | -0.53477 | -0.53131 | -0.71918 | -0.86896 | -1.0302 | -1.2186 | -1.4496 | -1.6993 | -1.9729 | -2.2743 | -2.6169 | -2.9495 | -3.3122 | -4.0299 | -4.3752 | -4.6673 | -5.5827 | -6.0672 | -5.8904
Alverdiscott_Indian Queens | North Tawton 33kV | North Tawton | Primary | 11 | 50.7963 | -3.9135 | Consumer Transformation | Thermal headroom (MW) | 5.7181 | 5.8892 | 5.7422 | 5.6589 | 5.5578 | 5.3402 | 5.1651 | 4.9711 | 4.7445 | 4.4918 | 4.2329 | 3.9959 | 3.7329 | 3.5007 | 3.3352 | 3.1986 | 2.8142 | 2.5151 | 2.6304
Alverdiscott_Indian Queens | North Tawton 33kV | North Tawton | Primary | 11 | 50.7963 | -3.9135 | Leading the Way | Thermal headroom (MW) | 5.7131 | 5.8794 | 5.7445 | 5.6529 | 5.5439 | 5.2784 | 5.0809 | 4.8714 | 4.6046 | 4.3388 | 4.0771 | 3.8314 | 3.5986 | 3.4537 | 3.3902 | 3.3734 | 2.9035 | 3.0352 | 3.6063
Alverdiscott_Indian Queens | North Tawton 33kV | North Tawton | Primary | 11 | 50.7963 | -3.9135 | Steady Progression | Thermal headroom (MW) | 5.7518 | 6.0177 | 6.0009 | 6.0253 | 6.0516 | 5.999 | 5.997 | 5.9791 | 5.9219 | 5.8507 | 5.7509 | 5.615 | 5.4432 | 5.2558 | 5.0527 | 4.8443 | 3.5155 | 2.6005 | 2.4395
Alverdiscott_Indian Queens | North Tawton 33kV | North Tawton | Primary | 11 | 50.7963 | -3.9135 | System Transformation | Thermal headroom (MW) | 5.7297 | 5.986 | 5.9359 | 5.9512 | 5.9492 | 5.839 | 5.7741 | 5.6862 | 5.5697 | 5.4103 | 5.2078 | 4.9709 | 4.6944 | 4.404 | 4.113 | 3.8054 | 2.6139 | 2.3826 | 2.5432
Alverdiscott_Indian Queens | North Tawton 33kV | North Tawton | Primary | 11 | 50.7963 | -3.9135 | WPD Best View | Thermal headroom (MW) | 5.7323 | 5.988 | 5.9412 | 5.9586 | 5.9612 | 5.8553 | 5.801 | 5.7252 | 5.6178 | 5.4725 | 5.2871 | 5.0744 | 4.8178 | 4.55 | 4.2798 | 4.0088 | 2.7576 | 2.36 | 2.4821
Alverdiscott_Indian Queens | North Tawton 33kV | Whiddon Down | Primary | 11 | 50.7179 | -3.8674 | Consumer Transformation | Thermal headroom (MW) | 2.3867 | 2.4017 | 2.1504 | 1.958 | 1.733 | 1.4871 | 1.1757 | 0.842 | 0.47954 | 0.088295 | -0.31236 | -0.75434 | -1.1744 | -1.8821 | -2.1669 | -2.3838 | -3.283 | -4.1019 | -3.9889
Alverdiscott_Indian Queens | North Tawton 33kV | Whiddon Down | Primary | 11 | 50.7179 | -3.8674 | Leading the Way | Thermal headroom (MW) | 2.377 | 2.391 | 2.1655 | 1.9606 | 1.7365 | 1.4572 | 1.0882 | 0.7577 | 0.35152 | -0.078799 | -0.54697 | -0.97907 | -1.7063 | -1.9688 | -2.0992 | -2.178 | -3.239 | -3.4652 | -2.7938
Alverdiscott_Indian Queens | North Tawton 33kV | Whiddon Down | Primary | 11 | 50.7179 | -3.8674 | Steady Progression | Thermal headroom (MW) | 2.4486 | 2.6445 | 2.608 | 2.6032 | 2.5987 | 2.5773 | 2.5324 | 2.4683 | 2.3725 | 2.2291 | 2.0662 | 1.8198 | 1.5481 | 1.2571 | 0.94302 | 0.61836 | -1.8295 | -3.2297 | -4.0592
Alverdiscott_Indian Queens | North Tawton 33kV | Whiddon Down | Primary | 11 | 50.7179 | -3.8674 | System Transformation | Thermal headroom (MW) | 2.4065 | 2.5797 | 2.4965 | 2.4609 | 2.4087 | 2.3298 | 2.1819 | 1.9931 | 1.7775 | 1.4955 | 1.1927 | 0.79944 | 0.37298 | -0.090927 | -0.96429 | -1.5015 | -3.2836 | -4.1232 | -4.0375
Alverdiscott_Indian Queens | North Tawton 33kV | Whiddon Down | Primary | 11 | 50.7179 | -3.8674 | WPD Best View | Thermal headroom (MW) | 2.4051 | 2.5712 | 2.4791 | 2.433 | 2.3679 | 2.2742 | 2.1108 | 1.9048 | 1.6705 | 1.3733 | 1.0655 | 0.67808 | 0.27664 | -0.20115 | -1.0279 | -1.5111 | -3.0789 | -3.9135 | -3.8348
Alverdiscott_Indian Queens | Pyworthy 33kV | Pyworthy 33kV | Bulk Supply Point | 33 | 50.7944 | -4.4086 | Consumer Transformation | Thermal headroom (MW) | 71.5556 | 71.3015 | 66.6957 | 63.6935 | 60.0644 | 56.6212 | 52.3343 | 48.6259 | 43.9244 | 39.3153 | 33.7603 | 28.3446 | 23.0513 | 16.808 | 11.7379 | 6.1931 | -13.6956 | -18.9901 | -16.0161
Alverdiscott_Indian Queens | Pyworthy 33kV | Pyworthy 33kV | Bulk Supply Point | 33 | 50.7944 | -4.4086 | Leading the Way | Thermal headroom (MW) | 70.9931 | 69.9656 | 66.4725 | 63.3841 | 59.3354 | 55.5893 | 50.6445 | 46.8579 | 41.5372 | 36.4928 | 30.7102 | 24.7341 | 18.6659 | 13.4381 | 7.7184 | 3.3866 | -9.6457 | -7.1041 | 2.4418
Alverdiscott_Indian Queens | Pyworthy 33kV | Pyworthy 33kV | Bulk Supply Point | 33 | 50.7944 | -4.4086 | Steady Progression | Thermal headroom (MW) | 72.592 | 75.6264 | 74.7644 | 74.0479 | 73.7193 | 73.6802 | 73.3458 | 72.8672 | 72.0701 | 70.8823 | 69.4767 | 66.8239 | 63.6826 | 60.6462 | 56.6944 | 53.1726 | 28.133 | 3.3186 | -7.0556
Alverdiscott_Indian Queens | Pyworthy 33kV | Pyworthy 33kV | Bulk Supply Point | 33 | 50.7944 | -4.4086 | System Transformation | Thermal headroom (MW) | 71.9109 | 74.0051 | 71.9313 | 71.34 | 70.0268 | 69.2218 | 67.2619 | 65.3271 | 62.676 | 59.2542 | 55.9833 | 51.1237 | 46.4386 | 41.1995 | 34.5737 | 28.8521 | 1.1477 | -11.3143 | -11.4317
Alverdiscott_Indian Queens | Pyworthy 33kV | Pyworthy 33kV | Bulk Supply Point | 33 | 50.7944 | -4.4086 | WPD Best View | Thermal headroom (MW) | 71.7953 | 73.0833 | 71.434 | 70.2953 | 68.614 | 67.267 | 65.0606 | 63.1945 | 60.8948 | 58.1569 | 54.6093 | 50.1605 | 45.7813 | 41.5731 | 36.6919 | 32.8631 | 13.774 | -0.053037 | -2.6845
Alverdiscott_Indian Queens | Pyworthy 33kV | Ashwater | Primary | 11 | 50.7424 | -4.2897 | Consumer Transformation | Thermal headroom (MW) | 2.6577 | 2.5759 | 2.3698 | 2.2024 | 1.9212 | 1.7168 | 1.4738 | 1.2227 | 0.92754 | 0.5849 | 0.22106 | -0.11814 | -0.43077 | -0.70043 | -0.90572 | -1.0759 | -1.9383 | -2.288 | -2.242
Alverdiscott_Indian Queens | Pyworthy 33kV | Ashwater | Primary | 11 | 50.7424 | -4.2897 | Leading the Way | Thermal headroom (MW) | 2.6425 | 2.5283 | 2.3613 | 2.191 | 1.8693 | 1.6352 | 1.3807 | 1.1092 | 0.76576 | 0.37486 | -0.0028237 | -0.34149 | -0.62452 | -0.83019 | -0.93968 | -1.0631 | -1.8813 | -1.7909 | -1.3609
Alverdiscott_Indian Queens | Pyworthy 33kV | Ashwater | Primary | 11 | 50.7424 | -4.2897 | Steady Progression | Thermal headroom (MW) | 2.708 | 2.7524 | 2.7148 | 2.6658 | 2.5699 | 2.5257 | 2.4647 | 2.3822 | 2.2755 | 2.1458 | 1.9924 | 1.7884 | 1.5563 | 1.2994 | 1.0072 | 0.70167 | -1.1168 | -2.3594 | -2.7649
Alverdiscott_Indian Queens | Pyworthy 33kV | Ashwater | Primary | 11 | 50.7424 | -4.2897 | System Transformation | Thermal headroom (MW) | 2.6756 | 2.7012 | 2.6101 | 2.5574 | 2.3878 | 2.3057 | 2.17 | 2.0117 | 1.8133 | 1.5753 | 1.3065 | 0.98987 | 0.60946 | 0.20026 | -0.22224 | -0.64648 | -2.2241 | -2.6697 | -2.6591
Alverdiscott_Indian Queens | Pyworthy 33kV | Ashwater | Primary | 11 | 50.7424 | -4.2897 | WPD Best View | Thermal headroom (MW) | 2.6931 | 2.715 | 2.6474 | 2.5623 | 2.4214 | 2.3227 | 2.2046 | 2.0559 | 1.8829 | 1.676 | 1.4344 | 1.1513 | 0.86558 | 0.59665 | 0.32936 | 0.082784 | -1.1294 | -1.8472 | -2.021
Alverdiscott_Indian Queens | Pyworthy 33kV | Clovelly | Primary | 11 | 50.9838 | -4.4044 | Consumer Transformation | Thermal headroom (MW) | 1.1865 | 1.1255 | 0.83989 | 0.63335 | 0.40921 | 0.1302 | -0.15615 | -0.41969 | -0.71971 | -1.028 | -1.7238 | -2.0104 | -2.4225 | -2.8812 | -3.3813 | -4.2125 | -6.0605 | -6.1901 | -6.0721
Alverdiscott_Indian Queens | Pyworthy 33kV | Clovelly | Primary | 11 | 50.9838 | -4.4044 | Leading the Way | Thermal headroom (MW) | 1.1738 | 1.0736 | 0.84629 | 0.62281 | 0.37884 | 0.081136 | -0.23515 | -0.50536 | -1.1691 | -1.5011 | -1.8472 | -2.1939 | -2.7087 | -3.241 | -4.1472 | -4.5897 | -5.7897 | -5.349 | -4.5181
Alverdiscott_Indian Queens | Pyworthy 33kV | Clovelly | Primary | 11 | 50.9838 | -4.4044 | Steady Progression | Thermal headroom (MW) | 1.2743 | 1.4706 | 1.4445 | 1.4803 | 1.4965 | 1.5045 | 1.4756 | 1.4204 | 1.3676 | 1.2825 | 1.1952 | 1.0213 | 0.84034 | 0.62859 | 0.05809 | -0.19279 | -1.6238 | -3.7866 | -4.9546
Alverdiscott_Indian Queens | Pyworthy 33kV | Clovelly | Primary | 11 | 50.9838 | -4.4044 | System Transformation | Thermal headroom (MW) | 1.2201 | 1.34 | 1.2649 | 1.2562 | 1.1859 | 1.0963 | 0.93859 | 0.79571 | 0.62731 | 0.43519 | 0.19953 | -0.45759 | -0.78348 | -1.128 | -1.4775 | -1.8337 | -4.2534 | -5.7062 | -5.9763
Alverdiscott_Indian Queens | Pyworthy 33kV | Clovelly | Primary | 11 | 50.9838 | -4.4044 | WPD Best View | Thermal headroom (MW) | 1.2706 | 1.4624 | 1.4252 | 1.4384 | 1.4342 | 1.4183 | 1.3563 | 1.2658 | 1.1781 | 1.0583 | 0.94893 | 0.7712 | 0.61321 | 0.4544 | -0.043032 | -0.2273 | -1.4475 | -3.8414 | -4.9347
Alverdiscott_Indian Queens | Pyworthy 33kV | East Curry | Primary | 11 | 50.7122 | -4.4218 | Consumer Transformation | Thermal headroom (MW) | 1.5988 | 1.5445 | 1.263 | 1.0295 | 0.77522 | 0.5091 | 0.19833 | -0.11133 | -0.45173 | -0.81255 | -1.1839 | -1.5463 | -1.8808 | -2.1961 | -2.4346 | -2.6298 | -3.503 | -3.8284 | -3.6476
Alverdiscott_Indian Queens | Pyworthy 33kV | East Curry | Primary | 11 | 50.7122 | -4.4218 | Leading the Way | Thermal headroom (MW) | 1.5841 | 1.5293 | 1.2739 | 1.0413 | 0.79789 | 0.50383 | 0.17443 | -0.14321 | -0.52991 | -0.9138 | -1.3283 | -1.7056 | -2.0302 | -2.2546 | -2.3917 | -2.5768 | -3.4637 | -3.2492 | -2.6982
Alverdiscott_Indian Queens | Pyworthy 33kV | East Curry | Primary | 11 | 50.7122 | -4.4218 | Steady Progression | Thermal headroom (MW) | 1.674 | 1.8495 | 1.8153 | 1.8172 | 1.8094 | 1.7904 | 1.7575 | 1.7038 | 1.6218 | 1.5068 | 1.3717 | 1.1498 | 0.89676 | 0.62612 | 0.33942 | 0.033401 | -1.8757 | -3.4157 | -3.9603
Alverdiscott_Indian Queens | Pyworthy 33kV | East Curry | Primary | 11 | 50.7122 | -4.4218 | System Transformation | Thermal headroom (MW) | 1.6258 | 1.7594 | 1.6747 | 1.6312 | 1.5712 | 1.4924 | 1.3311 | 1.1561 | 0.93316 | 0.67336 | 0.38282 | 0.017699 | -0.38019 | -0.82002 | -1.2672 | -1.7353 | -3.3851 | -3.9405 | -3.8672
Alverdiscott_Indian Queens | Pyworthy 33kV | East Curry | Primary | 11 | 50.7122 | -4.4218 | WPD Best View | Thermal headroom (MW) | 1.5986 | 1.5958 | 1.3919 | 1.2171 | 1.0355 | 0.82508 | 0.58205 | 0.36114 | 0.081893 | -0.21889 | -0.53455 | -0.81838 | -1.1385 | -1.4295 | -1.6899 | -1.9154 | -2.6489 | -2.9925 | -2.8357
Alverdiscott_Indian Queens | Pyworthy 33kV | Hatherleigh | Primary | 11 | 50.8175 | -4.0757 | Consumer Transformation | Thermal headroom (MW) | 0.03543 | 0.047935 | -0.34417 | -0.65907 | -0.99332 | -1.3333 | -1.6768 | -1.9958 | -2.3848 | -2.7699 | -3.1661 | -3.4697 | -3.7126 | -4.6301 | -5.0873 | -5.6143 | -7.1131 | -7.9353 | -7.3881
Alverdiscott_Indian Queens | Pyworthy 33kV | Hatherleigh | Primary | 11 | 50.8175 | -4.0757 | Leading the Way | Thermal headroom (MW) | 0.010064 | 0.015651 | -0.33571 | -0.64015 | -0.9705 | -1.3282 | -1.7331 | -2.0485 | -2.4551 | -2.8869 | -3.2744 | -3.552 | -4.4947 | -5.071 | -5.6131 | -6.0911 | -6.9256 | -7.0779 | -6.3272
Alverdiscott_Indian Queens | Pyworthy 33kV | Hatherleigh | Primary | 11 | 50.8175 | -4.0757 | Steady Progression | Thermal headroom (MW) | 0.14863 | 0.48608 | 0.44569 | 0.47502 | 0.48498 | 0.49708 | 0.49493 | 0.48794 | 0.4311 | 0.3526 | 0.26364 | 0.034394 | -0.18208 | -0.43065 | -0.69029 | -0.97382 | -3.3466 | -5.1009 | -6.5446
Alverdiscott_Indian Queens | Pyworthy 33kV | Hatherleigh | Primary | 11 | 50.8175 | -4.0757 | System Transformation | Thermal headroom (MW) | 0.080641 | 0.33868 | 0.23568 | 0.18712 | 0.10865 | 0.032471 | -0.14155 | -0.30933 | -0.53792 | -0.81845 | -1.0981 | -1.4585 | -1.8557 | -2.294 | -3.4263 | -3.8341 | -5.3141 | -6.9374 | -6.8734
Alverdiscott_Indian Queens | Pyworthy 33kV | Hatherleigh | Primary | 11 | 50.8175 | -4.0757 | WPD Best View | Thermal headroom (MW) | 0.10342 | 0.39197 | 0.31448 | 0.29525 | 0.25099 | 0.19723 | 0.089745 | -0.017646 | -0.18197 | -0.37782 | -0.58615 | -0.89946 | -1.2136 | -1.5816 | -2.2877 | -2.6415 | -4.5567 | -5.9974 | -6.6844
Alverdiscott_Indian Queens | Pyworthy 33kV | Holsworthy | Primary | 11 | 50.805 | -4.3571 | Consumer Transformation | Thermal headroom (MW) | 1.4868 | 1.3344 | 0.83483 | 0.33381 | -0.048863 | -0.41046 | -0.80068 | -1.1482 | -1.8923 | -2.3684 | -2.7748 | -3.5386 | -4.1946 | -5.165 | -5.8716 | -6.5364 | -9.5854 | -9.94 | -9.4055
Alverdiscott_Indian Queens | Pyworthy 33kV | Holsworthy | Primary | 11 | 50.805 | -4.3571 | Leading the Way | Thermal headroom (MW) | 1.4348 | 1.1622 | 0.67321 | 0.10025 | -0.31613 | -0.67711 | -1.4944 | -1.7949 | -2.2051 | -2.6868 | -3.3371 | -4.5765 | -5.2845 | -5.9795 | -7.0318 | -7.6093 | -8.9628 | -8.4573 | -7.1559
Alverdiscott_Indian Queens | Pyworthy 33kV | Holsworthy | Primary | 11 | 50.805 | -4.3571 | Steady Progression | Thermal headroom (MW) | 1.6153 | 1.8678 | 1.7477 | 1.6204 | 1.5786 | 1.5858 | 1.5849 | 1.575 | 1.5318 | 1.4394 | 1.3563 | 1.1387 | 0.59865 | 0.39069 | 0.17006 | -0.068455 | -2.7183 | -6.5429 | -8.0564
Alverdiscott_Indian Queens | Pyworthy 33kV | Holsworthy | Primary | 11 | 50.805 | -4.3571 | System Transformation | Thermal headroom (MW) | 1.5245 | 1.6326 | 1.4045 | 1.144 | 1.0055 | 0.94081 | 0.7811 | 0.60748 | 0.39047 | -0.2766 | -0.52032 | -0.91597 | -1.2553 | -1.628 | -2.3375 | -2.9118 | -7.2377 | -9.0082 | -9.0583
Alverdiscott_Indian Queens | Pyworthy 33kV | Holsworthy | Primary | 11 | 50.805 | -4.3571 | WPD Best View | Thermal headroom (MW) | 1.6116 | 1.8595 | 1.7301 | 1.5893 | 1.5325 | 1.5179 | 1.4767 | 1.4204 | 1.3422 | 1.2151 | 1.11 | 0.88862 | 0.37152 | 0.2165 | 0.06894 | -0.08331 | -2.9249 | -6.5977 | -8.0366
Alverdiscott_Indian Queens | Pyworthy 33kV | Launceston | Primary | 11 | 50.6293 | -4.3562 | Consumer Transformation | Thermal headroom (MW) | 7.8354 | 8.0801 | 7.5826 | 7.2712 | 7.0072 | 6.708 | 6.2677 | 5.9366 | 5.1874 | 4.8116 | 4.2094 | 3.2295 | 2.1347 | 0.71331 | -0.3909 | -1.5413 | -6.1349 | -7.4708 | -7.3093
Alverdiscott_Indian Queens | Pyworthy 33kV | Launceston | Primary | 11 | 50.6293 | -4.3562 | Leading the Way | Thermal headroom (MW) | 7.7772 | 7.9085 | 7.4849 | 7.141 | 6.8776 | 6.5726 | 5.7505 | 5.4472 | 5.0442 | 4.6302 | 3.6482 | 2.2707 | 1.1451 | 0.0060409 | -1.4473 | -2.3955 | -5.0737 | -5.0722 | -3.1659
Alverdiscott_Indian Queens | Pyworthy 33kV | Launceston | Primary | 11 | 50.6293 | -4.3562 | Steady Progression | Thermal headroom (MW) | 7.9455 | 8.521 | 8.4394 | 8.3937 | 8.4529 | 8.5218 | 8.5886 | 8.6518 | 8.6713 | 8.6699 | 8.6288 | 8.5187 | 8.0256 | 7.835 | 7.6511 | 7.4469 | 3.8793 | -0.85066 | -2.527
Alverdiscott_Indian Queens | Pyworthy 33kV | Launceston | Primary | 11 | 50.6293 | -4.3562 | System Transformation | Thermal headroom (MW) | 7.8636 | 8.3567 | 8.1332 | 8.0545 | 8.0426 | 8.0612 | 7.9704 | 7.8911 | 7.7563 | 7.2461 | 7.0675 | 6.8065 | 6.5133 | 6.1636 | 5.1616 | 4.3301 | -1.1165 | -3.5958 | -3.708
Alverdiscott_Indian Queens | Pyworthy 33kV | Launceston | Primary | 11 | 50.6293 | -4.3562 | WPD Best View | Thermal headroom (MW) | 7.7783 | 7.9147 | 7.4985 | 7.1666 | 6.9147 | 6.6346 | 5.8428 | 5.5628 | 5.1856 | 4.6906 | 3.7279 | 2.3713 | 1.2686 | 0.1487 | -1.2899 | -2.2282 | -4.9891 | -5.075 | -3.2146
Alverdiscott_Indian Queens | Pyworthy 33kV | Morwenstow | Primary | 11 | 50.903 | -4.504 | Consumer Transformation | Thermal headroom (MW) | 2.092 | 2.3802 | 1.6457 | 1.6201 | 1.5877 | 1.5453 | 1.4741 | 1.3997 | 1.2958 | 1.1885 | 1.08 | 0.98429 | 0.9193 | 0.89611 | 0.89548 | 0.86417 | 0.91292 | 1.115 | 1.4878
Alverdiscott_Indian Queens | Pyworthy 33kV | Morwenstow | Primary | 11 | 50.903 | -4.504 | Leading the Way | Thermal headroom (MW) | 2.0872 | 1.7487 | 1.6311 | 1.6035 | 1.5678 | 1.5077 | 1.4222 | 1.3381 | 1.2304 | 1.109 | 0.99952 | 0.9258 | 0.90447 | 0.91818 | 0.91276 | 0.94569 | 1.2774 | 1.5872 | 2.072
Alverdiscott_Indian Queens | Pyworthy 33kV | Morwenstow | Primary | 11 | 50.903 | -4.504 | Steady Progression | Thermal headroom (MW) | 2.1224 | 2.4987 | 2.478 | 1.9338 | 2.0063 | 2.0611 | 2.109 | 2.1441 | 2.1682 | 2.1655 | 2.1578 | 2.1073 | 2.0528 | 1.9748 | 1.8855 | 1.7928 | 1.2149 | 0.73654 | 0.73022
Alverdiscott_Indian Queens | Pyworthy 33kV | Morwenstow | Primary | 11 | 50.903 | -4.504 | System Transformation | Thermal headroom (MW) | 2.1056 | 2.4597 | 1.7953 | 1.8524 | 1.8945 | 1.9287 | 1.9292 | 1.9123 | 1.873 | 1.8136 | 1.7377 | 1.6198 | 1.4754 | 1.3248 | 1.1783 | 1.0253 | 0.58017 | 0.5739 | 0.84264
Alverdiscott_Indian Queens | Pyworthy 33kV | Morwenstow | Primary | 11 | 50.903 | -4.504 | WPD Best View | Thermal headroom (MW) | 2.091 | 1.757 | 1.657 | 1.6504 | 1.635 | 1.5987 | 1.5462 | 1.4983 | 1.4251 | 1.3382 | 1.2503 | 1.1801 | 1.1355 | 1.1207 | 1.1259 | 1.1332 | 1.1145 | 1.2863 | 1.6466
Alverdiscott_Indian Queens | Pyworthy 33kV | Okehampton | Primary | 11 | 50.7375 | -4.0009 | Consumer Transformation | Thermal headroom (MW) | 0.50119 | 0.7323 | 0.3367 | 0.15107 | -0.21204 | -0.57384 | -1.2492 | -1.6011 | -1.9923 | -2.379 | -3.1529 | -3.7607 | -4.5515 | -5.3001 | -6.0728 | -7.1625 | -9.9547 | -10.368 | -10.1684
Alverdiscott_Indian Queens | Pyworthy 33kV | Okehampton | Primary | 11 | 50.7375 | -4.0009 | Leading the Way | Thermal headroom (MW) | 0.46776 | 0.66559 | 0.3186 | 0.14454 | -0.25899 | -0.64275 | -1.4304 | -1.7947 | -2.562 | -2.975 | -3.4934 | -4.1727 | -4.8626 | -5.5766 | -6.6053 | -7.1431 | -8.7774 | -8.4283 | -7.1759
Alverdiscott_Indian Queens | Pyworthy 33kV | Okehampton | Primary | 11 | 50.7375 | -4.0009 | Steady Progression | Thermal headroom (MW) | 0.59125 | 1.1268 | 1.0727 | 1.1548 | 1.1295 | 1.1837 | 1.0909 | 1.1296 | 1.1274 | 1.0934 | 1.0446 | 0.92144 | 0.79036 | 0.62415 | 0.1067 | -0.0711 | -1.2546 | -4.0425 | -5.1822
Alverdiscott_Indian Queens | Pyworthy 33kV | Okehampton | Primary | 11 | 50.7375 | -4.0009 | System Transformation | Thermal headroom (MW) | 0.52715 | 1.0024 | 0.85883 | 0.91796 | 0.77968 | 0.78087 | 0.43754 | 0.34126 | 0.20558 | 0.066172 | -0.12312 | -0.74387 | -1.0206 | -1.2949 | -1.572 | -1.8335 | -4.785 | -6.3294 | -6.433
Alverdiscott_Indian Queens | Pyworthy 33kV | Okehampton | Primary | 11 | 50.7375 | -4.0009 | WPD Best View | Thermal headroom (MW) | 0.52715 | 1.0024 | 0.85883 | 0.91796 | 0.77968 | 0.78087 | 0.43754 | 0.34126 | 0.20558 | 0.066172 | -0.12312 | -0.74387 | -1.0206 | -1.2949 | -1.572 | -1.8335 | -4.785 | -6.3294 | -6.433
Alverdiscott_Indian Queens | Pyworthy 33kV | Shebbear | Primary | 11 | 50.8711 | -4.1987 | Consumer Transformation | Thermal headroom (MW) | 0.28442 | 0.30654 | 0.098721 | -0.048262 | -0.20345 | -0.37745 | -0.54574 | -0.69481 | -0.86228 | -1.0398 | -1.2197 | -1.3505 | -1.4575 | -1.5479 | -1.6586 | -1.8697 | -2.5342 | -2.551 | -2.2579
Alverdiscott_Indian Queens | Pyworthy 33kV | Shebbear | Primary | 11 | 50.8711 | -4.1987 | Leading the Way | Thermal headroom (MW) | 0.2698 | 0.29147 | 0.094739 | -0.048292 | -0.20329 | -0.38304 | -0.55819 | -0.71083 | -0.88138 | -1.0718 | -1.252 | -1.3721 | -1.4573 | -1.6017 | -1.8549 | -2.0897 | -2.4341 | -2.1386 | -1.7605
Alverdiscott_Indian Queens | Pyworthy 33kV | Shebbear | Primary | 11 | 50.8711 | -4.1987 | Steady Progression | Thermal headroom (MW) | 0.3418 | 0.53265 | 0.50338 | 0.53173 | 0.53774 | 0.54992 | 0.5591 | 0.55798 | 0.54771 | 0.51834 | 0.48175 | 0.38643 | 0.28412 | 0.16814 | 0.050201 | -0.080837 | -0.83577 | -1.6068 | -1.9018
Alverdiscott_Indian Queens | Pyworthy 33kV | Shebbear | Primary | 11 | 50.8711 | -4.1987 | System Transformation | Thermal headroom (MW) | 0.30199 | 0.45833 | 0.39444 | 0.37786 | 0.35015 | 0.32403 | 0.24748 | 0.16705 | 0.060145 | -0.056703 | -0.19098 | -0.36138 | -0.55146 | -0.75049 | -0.94921 | -1.1359 | -1.7969 | -2.0689 | -2.0006
Alverdiscott_Indian Queens | Pyworthy 33kV | Shebbear | Primary | 11 | 50.8711 | -4.1987 | WPD Best View | Thermal headroom (MW) | 0.3418 | 0.53265 | 0.50338 | 0.53173 | 0.53774 | 0.54992 | 0.5591 | 0.55798 | 0.54771 | 0.51834 | 0.48175 | 0.38643 | 0.28412 | 0.16814 | 0.050201 | -0.080837 | -0.83577 | -1.6068 | -1.9018
Alverdiscott_Indian Queens | Pyworthy 33kV | Stratton | Primary | 11 | 50.827 | -4.5066 | Consumer Transformation | Thermal headroom (MW) | 9.9828 | 9.6278 | 8.9341 | 8.491 | 8.0759 | 7.594 | 6.6111 | 6.0933 | 5.5749 | 5.0207 | 4.458 | 3.2001 | 2.0658 | 0.68564 | -0.76544 | -1.8617 | -7.0023 | -8.8704 | -8.5058
Alverdiscott_Indian Queens | Pyworthy 33kV | Stratton | Primary | 11 | 50.827 | -4.5066 | Leading the Way | Thermal headroom (MW) | 9.3885 | 9.4572 | 8.9055 | 8.4533 | 7.6909 | 7.1634 | 6.4898 | 5.9957 | 5.4585 | 4.8917 | 3.7125 | 2.6316 | 1.1517 | -0.29602 | -1.3828 | -2.7033 | -5.2928 | -5.5815 | -4.2142
Alverdiscott_Indian Queens | Pyworthy 33kV | Stratton | Primary | 11 | 50.827 | -4.5066 | Steady Progression | Thermal headroom (MW) | 10.1412 | 10.829 | 10.2264 | 10.1745 | 10.2647 | 10.3293 | 10.3642 | 10.3829 | 10.4012 | 10.3675 | 10.3088 | 9.7447 | 9.5142 | 9.259 | 8.9883 | 8.6887 | 4.7942 | -0.016858 | -2.3048
Alverdiscott_Indian Queens | Pyworthy 33kV | Stratton | Primary | 11 | 50.827 | -4.5066 | System Transformation | Thermal headroom (MW) | 10.032 | 10.0872 | 9.8021 | 9.7589 | 9.7271 | 9.6861 | 9.4801 | 9.2817 | 8.7187 | 8.4536 | 8.1771 | 7.7744 | 7.3205 | 6.4753 | 5.6463 | 4.8087 | -0.85559 | -4.1403 | -4.6442
Alverdiscott_Indian Queens | Pyworthy 33kV | Stratton | Primary | 11 | 50.827 | -4.5066 | WPD Best View | Thermal headroom (MW) | 9.4031 | 9.5136 | 9.0039 | 8.5999 | 7.9007 | 7.4347 | 6.8464 | 6.4135 | 5.9442 | 5.4481 | 4.2699 | 3.2731 | 2.2491 | 0.87149 | -0.13161 | -1.375 | -4.4523 | -4.8387 | -4.125
Alverdiscott_Indian Queens | RAME 33KV | RAME 33KV | Bulk Supply Point | 33 | 50.1571 | -5.1844 | Consumer Transformation | Thermal headroom (MW) | 31.1753 | 32.5081 | 29.0871 | 26.9018 | 24.6633 | 22.3285 | 19.3912 | 16.7797 | 13.9533 | 10.9621 | 6.8658 | 3.2026 | -0.77899 | -7.6224 | -12.4273 | -18.3241 | -36.9616 | -42.2883 | -38.2921
Alverdiscott_Indian Queens | RAME 33KV | RAME 33KV | Bulk Supply Point | 33 | 50.1571 | -5.1844 | Leading the Way | Thermal headroom (MW) | 30.9326 | 32.0959 | 29.2434 | 27.1235 | 25.0381 | 22.5814 | 19.2423 | 16.7135 | 13.0999 | 9.6615 | 5.4234 | 1.4251 | -5.9488 | -11.2685 | -17.3176 | -22.3961 | -32.7957 | -31.4736 | -22.4808
Alverdiscott_Indian Queens | RAME 33KV | RAME 33KV | Bulk Supply Point | 33 | 50.1571 | -5.1844 | Steady Progression | Thermal headroom (MW) | 32.0932 | 36.2587 | 36.0488 | 36.4702 | 37.0878 | 37.6558 | 38.0136 | 38.2624 | 38.2941 | 38.0996 | 37.6707 | 36.2517 | 34.7943 | 33.1203 | 30.798 | 28.8711 | 12.3271 | -7.5828 | -19.2291
Alverdiscott_Indian Queens | RAME 33KV | RAME 33KV | Bulk Supply Point | 33 | 50.1571 | -5.1844 | System Transformation | Thermal headroom (MW) | 31.501 | 35.1253 | 34.1449 | 34.2424 | 34.2668 | 34.0681 | 32.9976 | 31.8949 | 30.4853 | 28.7758 | 26.8984 | 23.6483 | 20.8101 | 17.5724 | 11.6825 | 8.0407 | -10.9603 | -24.8154 | -24.2928
Alverdiscott_Indian Queens | RAME 33KV | RAME 33KV | Bulk Supply Point | 33 | 50.1571 | -5.1844 | WPD Best View | Thermal headroom (MW) | 30.9326 | 32.0959 | 29.2434 | 27.1235 | 25.0381 | 22.5814 | 19.2423 | 16.7135 | 13.0999 | 9.6615 | 5.4234 | 1.4251 | -5.9488 | -11.2685 | -17.3176 | -22.3961 | -32.7957 | -31.4736 | -22.4808
Alverdiscott_Indian Queens | RAME 33KV | Constantine 33kv | Primary | 11 | 50.124 | -5.1851 | Consumer Transformation | Thermal headroom (MW) | 0.71542 | 0.73071 | 0.4289 | 0.23072 | 0.023129 | -0.19202 | -0.43423 | -0.65738 | -0.90252 | -1.1734 | -1.4592 | -1.7593 | -2.1935 | -2.9716 | -3.4322 | -3.8835 | -5.4898 | -6.0325 | -5.6166
Alverdiscott_Indian Queens | RAME 33KV | Constantine 33kv | Primary | 11 | 50.124 | -5.1851 | Leading the Way | Thermal headroom (MW) | 0.69594 | 0.67729 | 0.44934 | 0.25367 | 0.058706 | -0.16844 | -0.45083 | -0.67184 | -0.94199 | -1.2464 | -1.6133 | -2.101 | -2.9788 | -3.4628 | -3.9628 | -4.4289 | -5.2973 | -5.25 | -4.5114
Alverdiscott_Indian Queens | RAME 33KV | Constantine 33kv | Primary | 11 | 50.124 | -5.1851 | Steady Progression | Thermal headroom (MW) | 0.7918 | 1.03 | 1.013 | 0.99975 | 1.0283 | 1.0449 | 1.0452 | 1.0417 | 1.0029 | 0.94119 | 0.87273 | 0.71375 | 0.552 | 0.37299 | 0.19058 | -0.015641 | -1.6024 | -3.6745 | -4.8453
Alverdiscott_Indian Queens | RAME 33KV | Constantine 33kv | Primary | 11 | 50.124 | -5.1851 | System Transformation | Thermal headroom (MW) | 0.74336 | 0.93709 | 0.83447 | 0.81438 | 0.79302 | 0.73837 | 0.61573 | 0.49766 | 0.34468 | 0.1447 | -0.059207 | -0.32578 | -0.61029 | -0.92119 | -1.5853 | -1.884 | -3.8806 | -5.2913 | -5.2192
Alverdiscott_Indian Queens | RAME 33KV | Constantine 33kv | Primary | 11 | 50.124 | -5.1851 | WPD Best View | Thermal headroom (MW) | 0.69594 | 0.67729 | 0.44934 | 0.25367 | 0.058706 | -0.16844 | -0.45083 | -0.67184 | -0.94199 | -1.2464 | -1.6133 | -2.101 | -2.9788 | -3.4628 | -3.9628 | -4.4289 | -5.2973 | -5.25 | -4.5114
Alverdiscott_Indian Queens | RAME 33KV | Falmouth Bickland Hl | Primary | 11 | 50.1575 | -5.1009 | Consumer Transformation | Thermal headroom (MW) | -0.41337 | 0.042062 | -0.7553 | -1.1997 | -1.5659 | -1.9836 | -2.5942 | -3.1202 | -3.6326 | -4.1663 | -5.3895 | -6.88 | -8.4111 | -10.2658 | -11.8218 | -13.4205 | -19.0003 | -20.927 | -20.424
Alverdiscott_Indian Queens | RAME 33KV | Falmouth Bickland Hl | Primary | 11 | 50.1575 | -5.1009 | Leading the Way | Thermal headroom (MW) | -0.47944 | -0.19966 | -0.78958 | -1.2638 | -1.6257 | -2.0581 | -2.6814 | -3.1616 | -3.6698 | -4.6531 | -6.0674 | -7.4396 | -9.2667 | -10.7516 | -12.2342 | -13.5156 | -16.8121 | -17.0807 | -14.6125
Alverdiscott_Indian Queens | RAME 33KV | Falmouth Bickland Hl | Primary | 11 | 50.1575 | -5.1009 | Steady Progression | Thermal headroom (MW) | -0.26199 | 0.70762 | 0.61959 | 0.53596 | 0.66226 | 0.8136 | 0.92599 | 1.0233 | 1.108 | 1.1876 | 1.2169 | 1.1073 | 0.99785 | 0.83661 | 0.66773 | 0.45381 | -4.1423 | -9.28 | -11.4573
Alverdiscott_Indian Queens | RAME 33KV | Falmouth Bickland Hl | Primary | 11 | 50.1575 | -5.1009 | System Transformation | Thermal headroom (MW) | -0.37376 | 0.50322 | 0.1375 | 0.1078 | 0.10884 | 0.16415 | 0.11355 | 0.030601 | -0.07929 | -0.20844 | -0.38054 | -0.65167 | -0.964 | -1.4526 | -2.7986 | -3.8574 | -9.3224 | -12.5375 | -12.2788
Alverdiscott_Indian Queens | RAME 33KV | Falmouth Bickland Hl | Primary | 11 | 50.1575 | -5.1009 | WPD Best View | Thermal headroom (MW) | -0.47944 | -0.19966 | -0.78958 | -1.2638 | -1.6257 | -2.0581 | -2.6814 | -3.1616 | -3.6698 | -4.6531 | -6.0674 | -7.4396 | -9.2667 | -10.7516 | -12.2342 | -13.5156 | -16.8121 | -17.0807 | -14.6125
Alverdiscott_Indian Queens | RAME 33KV | Falmouth Docks | Primary | 11 | 50.151 | -5.0567 | Consumer Transformation | Thermal headroom (MW) | 3.0968 | 3.3815 | 3.2319 | 3.1804 | 3.1327 | 3.0573 | 2.9099 | 2.735 | 2.5461 | 2.338 | 2.0926 | 1.8309 | 1.598 | 1.0258 | 0.86354 | 0.40702 | -1.3548 | -2.337 | -2.3597
Alverdiscott_Indian Queens | RAME 33KV | Falmouth Docks | Primary | 11 | 50.151 | -5.0567 | Leading the Way | Thermal headroom (MW) | 3.0826 | 3.3695 | 3.2434 | 3.1913 | 3.1442 | 3.0709 | 2.8755 | 2.7002 | 2.4625 | 2.2474 | 1.9577 | 1.7352 | 1.1897 | 0.99369 | 0.56956 | 0.16573 | -0.92769 | -1.3908 | -0.70142
Alverdiscott_Indian Queens | RAME 33KV | Falmouth Docks | Primary | 11 | 50.151 | -5.0567 | Steady Progression | Thermal headroom (MW) | 3.1347 | 3.5561 | 3.5469 | 3.638 | 3.7183 | 3.7973 | 3.8506 | 3.9031 | 3.9303 | 3.9401 | 3.9055 | 3.8357 | 3.7491 | 3.631 | 3.5001 | 3.3614 | 2.1034 | 1.2372 | 0.58427
Alverdiscott_Indian Queens | RAME 33KV | Falmouth Docks | Primary | 11 | 50.151 | -5.0567 | System Transformation | Thermal headroom (MW) | 3.112 | 3.5089 | 3.4803 | 3.543 | 3.5898 | 3.6318 | 3.6509 | 3.638 | 3.5981 | 3.5276 | 3.4117 | 3.2513 | 3.0729 | 2.8633 | 2.2813 | 2.0428 | 1.177 | 0.39847 | 0.44284
Alverdiscott_Indian Queens | RAME 33KV | Falmouth Docks | Primary | 11 | 50.151 | -5.0567 | WPD Best View | Thermal headroom (MW) | 3.0826 | 3.3695 | 3.2434 | 3.1913 | 3.1442 | 3.0709 | 2.8755 | 2.7002 | 2.4625 | 2.2474 | 1.9577 | 1.7352 | 1.1897 | 0.99369 | 0.56956 | 0.16573 | -0.92769 | -1.3908 | -0.70142
Alverdiscott_Indian Queens | RAME 33KV | Helston | Primary | 11 | 50.1105 | -5.2687 | Consumer Transformation | Thermal headroom (MW) | 2.1957 | 2.5276 | 1.8793 | 1.5199 | 1.1754 | 0.7296 | 0.15003 | -0.37881 | -0.91592 | -1.4755 | -2.577 | -3.826 | -5.0178 | -6.2674 | -7.4817 | -9.0262 | -13.3308 | -14.1112 | -13.5832
Alverdiscott_Indian Queens | RAME 33KV | Helston | Primary | 11 | 50.1105 | -5.2687 | Leading the Way | Thermal headroom (MW) | 2.1376 | 2.4156 | 1.8457 | 1.4876 | 1.1844 | 0.6993 | 0.098145 | -0.422 | -1.3183 | -1.9178 | -3.1124 | -4.305 | -5.4901 | -6.8569 | -8.3309 | -9.3274 | -11.8403 | -11.2336 | -9.2496
Alverdiscott_Indian Queens | RAME 33KV | Helston | Primary | 11 | 50.1105 | -5.2687 | Steady Progression | Thermal headroom (MW) | 2.3558 | 3.1795 | 3.098 | 3.1792 | 3.3135 | 3.4308 | 3.5317 | 3.587 | 3.6324 | 3.6293 | 3.5771 | 3.4003 | 3.2272 | 2.9855 | 2.4009 | 2.1649 | -0.7237 | -5.5282 | -7.6535
Alverdiscott_Indian Queens | RAME 33KV | Helston | Primary | 11 | 50.1105 | -5.2687 | System Transformation | Thermal headroom (MW) | 2.2453 | 2.9625 | 2.7308 | 2.7637 | 2.7982 | 2.7877 | 2.6684 | 2.5148 | 2.3282 | 2.113 | 1.8168 | 1.0679 | 0.69596 | 0.19255 | -0.19055 | -1.0551 | -6.2119 | -8.9524 | -9.0504
Alverdiscott_Indian Queens | RAME 33KV | Helston | Primary | 11 | 50.1105 | -5.2687 | WPD Best View | Thermal headroom (MW) | 2.1376 | 2.4156 | 1.8457 | 1.4876 | 1.1844 | 0.6993 | 0.098145 | -0.422 | -1.3183 | -1.9178 | -3.1124 | -4.305 | -5.4901 | -6.8569 | -8.3309 | -9.3274 | -11.8403 | -11.2336 | -9.2496
Alverdiscott_Indian Queens | RAME 33KV | Lanner | Primary | 11 | 50.2093 | -5.1976 | Consumer Transformation | Thermal headroom (MW) | 2.0212 | 2.1685 | 1.806 | 1.5646 | 1.3168 | 1.0624 | 0.76265 | 0.49944 | 0.22468 | -0.065389 | -0.73451 | -0.98511 | -1.3421 | -1.8065 | -2.3231 | -3.2165 | -5.2834 | -5.4464 | -5.2368
Alverdiscott_Indian Queens | RAME 33KV | Lanner | Primary | 11 | 50.2093 | -5.1976 | Leading the Way | Thermal headroom (MW) | 1.9963 | 2.1572 | 1.8356 | 1.6137 | 1.3895 | 1.1248 | 0.8028 | 0.53756 | -0.10607 | -0.42122 | -0.73622 | -1.0436 | -1.5962 | -2.1274 | -3.0307 | -3.5125 | -4.8013 | -4.333 | -3.4521
Alverdiscott_Indian Queens | RAME 33KV | Lanner | Primary | 11 | 50.2093 | -5.1976 | Steady Progression | Thermal headroom (MW) | 2.1347 | 2.627 | 2.6214 | 2.7187 | 2.8111 | 2.8969 | 2.966 | 2.9997 | 3.034 | 3.0438 | 3.0325 | 2.9171 | 2.7918 | 2.6446 | 2.1331 | 1.9583 | 0.84128 | -1.5213 | -2.9735
Alverdiscott_Indian Queens | RAME 33KV | Lanner | Primary | 11 | 50.2093 | -5.1976 | System Transformation | Thermal headroom (MW) | 2.0612 | 2.4906 | 2.4137 | 2.4514 | 2.4787 | 2.4524 | 2.3519 | 2.2468 | 2.1185 | 1.9682 | 1.7865 | 1.1763 | 0.89914 | 0.59811 | 0.30537 | 0.018832 | -2.2583 | -3.8916 | -4.1575
Alverdiscott_Indian Queens | RAME 33KV | Lanner | Primary | 11 | 50.2093 | -5.1976 | WPD Best View | Thermal headroom (MW) | 1.9963 | 2.1572 | 1.8356 | 1.6137 | 1.3895 | 1.1248 | 0.8028 | 0.53756 | -0.10607 | -0.42122 | -0.73622 | -1.0436 | -1.5962 | -2.1274 | -3.0307 | -3.5125 | -4.8013 | -4.333 | -3.4521
Alverdiscott_Indian Queens | RAME 33KV | Mullion | Primary | 11 | 50.0216 | -5.2091 | Consumer Transformation | Thermal headroom (MW) | 3.4635 | 3.4725 | 3.1963 | 2.9879 | 2.7739 | 2.564 | 2.3381 | 2.1452 | 1.9319 | 1.6993 | 1.4732 | 1.3032 | 1.086 | 0.804 | 0.42898 | 0.10816 | -0.89084 | -0.9029 | -0.48441
Alverdiscott_Indian Queens | RAME 33KV | Mullion | Primary | 11 | 50.0216 | -5.2091 | Leading the Way | Thermal headroom (MW) | 3.4448 | 3.4625 | 3.2216 | 3.0156 | 2.8204 | 2.6018 | 2.3549 | 2.1693 | 1.9378 | 1.6953 | 1.445 | 1.2376 | 0.84811 | 0.43877 | 0.096067 | -0.23332 | -0.76053 | -0.32418 | 0.23441
Alverdiscott_Indian Queens | RAME 33KV | Mullion | Primary | 11 | 50.0216 | -5.2091 | Steady Progression | Thermal headroom (MW) | 3.5478 | 3.813 | 3.7938 | 3.8426 | 3.878 | 3.9072 | 3.9341 | 3.9365 | 3.9394 | 3.9172 | 3.8728 | 3.7583 | 3.6282 | 3.4897 | 3.3393 | 3.1749 | 2.1986 | 0.7668 | -0.031072
Alverdiscott_Indian Queens | RAME 33KV | Mullion | Primary | 11 | 50.0216 | -5.2091 | System Transformation | Thermal headroom (MW) | 3.4937 | 3.7069 | 3.6492 | 3.6429 | 3.6327 | 3.5917 | 3.4716 | 3.3692 | 3.241 | 3.0829 | 2.9296 | 2.6951 | 2.4528 | 2.1977 | 1.9454 | 1.6906 | 0.51011 | -0.39246 | -0.35685
Alverdiscott_Indian Queens | RAME 33KV | Mullion | Primary | 11 | 50.0216 | -5.2091 | WPD Best View | Thermal headroom (MW) | 3.4448 | 3.4625 | 3.2216 | 3.0156 | 2.8204 | 2.6018 | 2.3549 | 2.1693 | 1.9378 | 1.6953 | 1.445 | 1.2376 | 0.84811 | 0.43877 | 0.096067 | -0.23332 | -0.76053 | -0.32418 | 0.23441
Alverdiscott_Indian Queens | RAME 33KV | Penryn | Primary | 11 | 50.1783 | -5.111 | Consumer Transformation | Thermal headroom (MW) | 3.3486 | 3.5289 | 3.2761 | 3.1089 | 2.9053 | 2.7351 | 2.4478 | 2.2328 | 1.9693 | 1.7199 | 1.4597 | 1.1905 | 0.9987 | 0.82071 | 0.48282 | 0.069293 | -1.2058 | -1.4169 | -1.0324
Alverdiscott_Indian Queens | RAME 33KV | Penryn | Primary | 11 | 50.1783 | -5.111 | Leading the Way | Thermal headroom (MW) | 3.3347 | 3.5221 | 3.2949 | 3.1398 | 2.9404 | 2.7574 | 2.4315 | 2.2046 | 1.8874 | 1.6159 | 1.3437 | 1.108 | 0.9641 | 0.54004 | 0.14447 | -0.18341 | -0.82146 | -0.52067 | 0.15457
Alverdiscott_Indian Queens | RAME 33KV | Penryn | Primary | 11 | 50.1783 | -5.111 | Steady Progression | Thermal headroom (MW) | 3.4247 | 3.8424 | 3.8374 | 3.9095 | 3.9651 | 4.0302 | 4.0466 | 4.0817 | 4.0727 | 4.0732 | 4.0487 | 3.917 | 3.8071 | 3.6685 | 3.5284 | 3.3837 | 2.514 | 1.6007 | 1.04
Alverdiscott_Indian Queens | RAME 33KV | Penryn | Primary | 11 | 50.1783 | -5.111 | System Transformation | Thermal headroom (MW) | 3.3781 | 3.7517 | 3.7063 | 3.7301 | 3.7245 | 3.747 | 3.6297 | 3.5506 | 3.3991 | 3.2727 | 3.1267 | 2.8722 | 2.6465 | 2.387 | 2.1604 | 1.9224 | 1.2192 | 0.51645 | 0.62888
Alverdiscott_Indian Queens | RAME 33KV | Penryn | Primary | 11 | 50.1783 | -5.111 | WPD Best View | Thermal headroom (MW) | 3.3347 | 3.5221 | 3.2949 | 3.1398 | 2.9404 | 2.7574 | 2.4315 | 2.2046 | 1.8874 | 1.6159 | 1.3437 | 1.108 | 0.9641 | 0.54004 | 0.14447 | -0.18341 | -0.82146 | -0.52067 | 0.15457
Alverdiscott_Indian Queens | RAME 33KV | St Keverne | Primary | 11 | 50.0532 | -5.1278 | Consumer Transformation | Thermal headroom (MW) | 5.2961 | 5.3997 | 5.1891 | 5.0494 | 4.9031 | 4.7516 | 4.5792 | 4.428 | 4.2607 | 4.0825 | 3.8886 | 3.7459 | 3.5577 | 2.9235 | 2.5703 | 2.2499 | 1.2288 | 0.82176 | 1.2365
Alverdiscott_Indian Queens | RAME 33KV | St Keverne | Primary | 11 | 50.0532 | -5.1278 | Leading the Way | Thermal headroom (MW) | 5.2812 | 5.3928 | 5.2051 | 5.0785 | 4.9461 | 4.7896 | 4.5758 | 4.4376 | 4.2618 | 4.0635 | 3.8405 | 3.6529 | 2.9329 | 2.5608 | 2.1947 | 1.8544 | 1.3487 | 1.3852 | 2.0027
Alverdiscott_Indian Queens | RAME 33KV | St Keverne | Primary | 11 | 50.0532 | -5.1278 | Steady Progression | Thermal headroom (MW) | 5.358 | 5.6571 | 5.6528 | 5.707 | 5.7554 | 5.7969 | 5.8211 | 5.855 | 5.861 | 5.8545 | 5.8379 | 5.7371 | 5.6461 | 5.5384 | 5.4219 | 5.2989 | 4.1265 | 2.6633 | 1.6397
Alverdiscott_Indian Queens | RAME 33KV | St Keverne | Primary | 11 | 50.0532 | -5.1278 | System Transformation | Thermal headroom (MW) | 5.3211 | 5.5843 | 5.5358 | 5.5576 | 5.569 | 5.5518 | 5.4805 | 5.3892 | 5.3009 | 5.1861 | 5.0639 | 4.8899 | 4.6889 | 4.4751 | 3.9074 | 3.6919 | 2.455 | 1.2772 | 1.3718
Alverdiscott_Indian Queens | RAME 33KV | St Keverne | Primary | 11 | 50.0532 | -5.1278 | WPD Best View | Thermal headroom (MW) | 5.2812 | 5.3928 | 5.2051 | 5.0785 | 4.9461 | 4.7896 | 4.5758 | 4.4376 | 4.2618 | 4.0635 | 3.8405 | 3.6529 | 2.9329 | 2.5608 | 2.1947 | 1.8544 | 1.3487 | 1.3852 | 2.0027
Alverdiscott_Indian Queens | RAME 33KV | Wheal Reeth | Primary | 11 | 50.1259 | -5.3727 | Consumer Transformation | Thermal headroom (MW) | 2.3874 | 2.421 | 2.1877 | 2.0303 | 1.8658 | 1.6997 | 1.5006 | 1.3216 | 1.1282 | 0.92419 | 0.7062 | 0.53911 | 0.40212 | -0.081239 | -0.20325 | -0.45807 | -1.3352 | -1.7218 | -1.4081
Alverdiscott_Indian Queens | RAME 33KV | Wheal Reeth | Primary | 11 | 50.1259 | -5.3727 | Leading the Way | Thermal headroom (MW) | 2.3727 | 2.3853 | 2.1964 | 2.047 | 1.8923 | 1.7144 | 1.4749 | 1.3125 | 1.1053 | 0.87941 | 0.64365 | 0.49989 | -0.0049615 | -0.21114 | -0.50642 | -0.81003 | -1.2504 | -1.29 | -0.81387
Alverdiscott_Indian Queens | RAME 33KV | Wheal Reeth | Primary | 11 | 50.1259 | -5.3727 | Steady Progression | Thermal headroom (MW) | 2.4482 | 2.6624 | 2.6483 | 2.6454 | 2.6696 | 2.6889 | 2.6988 | 2.6953 | 2.6837 | 2.645 | 2.5976 | 2.4723 | 2.3377 | 2.2064 | 2.052 | 1.8957 | 0.59664 | -0.2638 | -0.94519
Alverdiscott_Indian Queens | RAME 33KV | Wheal Reeth | Primary | 11 | 50.1259 | -5.3727 | System Transformation | Thermal headroom (MW) | 2.4085 | 2.5906 | 2.5191 | 2.508 | 2.4962 | 2.4677 | 2.3681 | 2.2634 | 2.1427 | 1.9919 | 1.8453 | 1.629 | 1.4042 | 1.1528 | 0.56254 | 0.32407 | -0.54293 | -1.2388 | -1.1522
Alverdiscott_Indian Queens | RAME 33KV | Wheal Reeth | Primary | 11 | 50.1259 | -5.3727 | WPD Best View | Thermal headroom (MW) | 2.3727 | 2.3853 | 2.1964 | 2.047 | 1.8923 | 1.7144 | 1.4749 | 1.3125 | 1.1053 | 0.87941 | 0.64365 | 0.49989 | -0.0049615 | -0.21114 | -0.50642 | -0.81003 | -1.2504 | -1.29 | -0.81387
Alverdiscott_Indian Queens | ST AUSTELL 33kV | ST AUSTELL 33kV | Bulk Supply Point | 33 | 50.3553 | -4.7908 | Consumer Transformation | Thermal headroom (MW) | 15.9214 | 17.4795 | 15.6616 | 14.5675 | 13.548 | 12.1856 | 10.4948 | 9.0501 | 7.3657 | 5.4924 | 2.6506 | 0.25808 | -1.7414 | -4.1038 | -6.0266 | -8.7502 | -17.702 | -19.2174 | -17.2459
Alverdiscott_Indian Queens | ST AUSTELL 33kV | ST AUSTELL 33kV | Bulk Supply Point | 33 | 50.3553 | -4.7908 | Leading the Way | Thermal headroom (MW) | 15.7703 | 17.2396 | 15.708 | 14.6237 | 13.655 | 12.1539 | 10.3472 | 8.793 | 6.1971 | 4.1168 | 1.7703 | -0.44132 | -2.7285 | -4.5263 | -7.2425 | -9.2647 | -14.1044 | -12.4266 | -7.3096
Alverdiscott_Indian Queens | ST AUSTELL 33kV | ST AUSTELL 33kV | Bulk Supply Point | 33 | 50.3553 | -4.7908 | Steady Progression | Thermal headroom (MW) | 16.358 | 19.3875 | 19.2787 | 19.6008 | 20.1045 | 20.4591 | 20.8064 | 21.1086 | 21.1995 | 21.1405 | 20.9321 | 20.0627 | 19.2747 | 18.3256 | 16.6349 | 15.5305 | 7.9853 | -0.49287 | -4.2987
Alverdiscott_Indian Queens | ST AUSTELL 33kV | ST AUSTELL 33kV | Bulk Supply Point | 33 | 50.3553 | -4.7908 | System Transformation | Thermal headroom (MW) | 16.0752 | 18.8462 | 18.3203 | 18.4777 | 18.6372 | 18.6 | 18.241 | 17.8354 | 17.2243 | 16.3235 | 15.2725 | 12.8634 | 11.2867 | 9.4786 | 7.3611 | 5.6359 | -3.2811 | -7.4913 | -6.5773
Alverdiscott_Indian Queens | ST AUSTELL 33kV | ST AUSTELL 33kV | Bulk Supply Point | 33 | 50.3553 | -4.7908 | WPD Best View | Thermal headroom (MW) | 15.7703 | 17.2396 | 15.708 | 14.6237 | 13.655 | 12.1539 | 10.3472 | 8.793 | 6.1971 | 4.1168 | 1.7703 | -0.44132 | -2.7285 | -4.5509 | -7.2425 | -9.2647 | -14.1044 | -12.4266 | -7.3096
Alverdiscott_Indian Queens | ST AUSTELL 33kV | Blackpool | Primary | 11 | 50.3443 | -4.8318 | Consumer Transformation | Thermal headroom (MW) | 14.2741 | 14.2652 | 14.0804 | 13.9549 | 13.8229 | 13.7005 | 13.5355 | 13.4332 | 13.2808 | 13.1012 | 12.9165 | 12.7509 | 12.5942 | 12.4456 | 12.225 | 12.0398 | 11.4372 | 11.3746 | 11.5612
Alverdiscott_Indian Queens | ST AUSTELL 33kV | Blackpool | Primary | 11 | 50.3443 | -4.8318 | Leading the Way | Thermal headroom (MW) | 14.2501 | 14.2468 | 14.1011 | 13.9765 | 13.8654 | 13.7244 | 13.5802 | 13.4361 | 13.2553 | 13.0785 | 12.8625 | 12.6849 | 12.5214 | 12.2777 | 12.104 | 11.9123 | 11.543 | 11.7117 | 12.0399
Alverdiscott_Indian Queens | ST AUSTELL 33kV | Blackpool | Primary | 11 | 50.3443 | -4.8318 | Steady Progression | Thermal headroom (MW) | 14.322 | 14.4854 | 14.4849 | 14.507 | 14.5409 | 14.5728 | 14.5833 | 14.6105 | 14.6046 | 14.5708 | 14.5264 | 14.4195 | 14.3212 | 14.1923 | 14.0738 | 13.9352 | 13.1229 | 12.3646 | 12.0648
Alverdiscott_Indian Queens | ST AUSTELL 33kV | Blackpool | Primary | 11 | 50.3443 | -4.8318 | System Transformation | Thermal headroom (MW) | 14.2909 | 14.4227 | 14.3794 | 14.3845 | 14.3691 | 14.3718 | 14.3251 | 14.2842 | 14.1842 | 14.0576 | 13.9348 | 13.752 | 13.5709 | 13.3649 | 13.1769 | 12.9821 | 12.2557 | 11.9832 | 12.0607
Alverdiscott_Indian Queens | ST AUSTELL 33kV | Blackpool | Primary | 11 | 50.3443 | -4.8318 | WPD Best View | Thermal headroom (MW) | 14.2501 | 14.2468 | 14.1011 | 13.9765 | 13.8654 | 13.7244 | 13.5802 | 13.4361 | 13.2553 | 13.0785 | 12.8625 | 12.6849 | 12.5214 | 12.2777 | 12.104 | 11.9123 | 11.543 | 11.7117 | 12.0399
Alverdiscott_Indian Queens | ST AUSTELL 33kV | Bugle | Primary | 11 | 50.4001 | -4.7944 | Consumer Transformation | Thermal headroom (MW) | -1.0754 | -0.34825 | -0.77288 | -0.9212 | -1.055 | -1.2016 | -1.3904 | -1.5059 | -1.7117 | -1.9724 | -2.6748 | -2.9288 | -3.2363 | -3.5262 | -3.8997 | -4.579 | -5.7895 | -5.1378 | -4.2166
Alverdiscott_Indian Queens | ST AUSTELL 33kV | Bugle | Primary | 11 | 50.4001 | -4.7944 | Leading the Way | Thermal headroom (MW) | -1.1035 | -0.40164 | -0.75309 | -0.87684 | -1.0164 | -1.189 | -1.3945 | -1.5737 | -2.1718 | -2.4985 | -2.9306 | -3.2904 | -3.6729 | -4.0847 | -4.8832 | -5.1807 | -5.6187 | -4.2971 | -2.767
Alverdiscott_Indian Queens | ST AUSTELL 33kV | Bugle | Primary | 11 | 50.4001 | -4.7944 | Steady Progression | Thermal headroom (MW) | -0.94602 | 0.14864 | 0.14574 | 0.36437 | 0.59775 | 0.83485 | 1.0495 | 1.2734 | 1.4044 | 1.5322 | 1.6995 | 1.6829 | 1.6545 | 1.6191 | 1.2054 | 1.0944 | -0.11548 | -2.436 | -3.3665
Alverdiscott_Indian Queens | ST AUSTELL 33kV | Bugle | Primary | 11 | 50.4001 | -4.7944 | System Transformation | Thermal headroom (MW) | -1.0285 | -0.0055041 | -0.12392 | 0.05922 | 0.20834 | 0.32709 | 0.34949 | 0.37022 | 0.3676 | 0.31239 | 0.1992 | -0.30532 | -0.51286 | -0.77453 | -1.0762 | -1.3994 | -3.7472 | -4.7755 | -4.4169
Alverdiscott_Indian Queens | ST AUSTELL 33kV | Bugle | Primary | 11 | 50.4001 | -4.7944 | WPD Best View | Thermal headroom (MW) | -1.1035 | -0.40164 | -0.75309 | -0.87684 | -1.0164 | -1.189 | -1.3945 | -1.5737 | -2.1718 | -2.4985 | -2.9306 | -3.2904 | -3.6729 | -4.0847 | -4.8832 | -5.1807 | -5.6187 | -4.2971 | -2.767
Alverdiscott_Indian Queens | ST AUSTELL 33kV | Fowey | Primary | 11 | 50.3409 | -4.6484 | Consumer Transformation | Thermal headroom (MW) | 1.699 | 1.7845 | 1.6402 | 1.5278 | 1.4341 | 1.3298 | 1.1706 | 1.0109 | 0.83844 | 0.65535 | 0.46065 | 0.26029 | 0.088104 | -0.082802 | -0.24109 | -0.37802 | -1.3255 | -1.6744 | -1.6523
Alverdiscott_Indian Queens | ST AUSTELL 33kV | Fowey | Primary | 11 | 50.3409 | -4.6484 | Leading the Way | Thermal headroom (MW) | 1.6935 | 1.7688 | 1.6406 | 1.5293 | 1.437 | 1.3267 | 1.1331 | 0.98585 | 0.7825 | 0.58455 | 0.37427 | 0.23254 | 0.078359 | -0.053296 | -0.16002 | -0.39379 | -0.98483 | -1.0131 | -0.64345
Alverdiscott_Indian Queens | ST AUSTELL 33kV | Fowey | Primary | 11 | 50.3409 | -4.6484 | Steady Progression | Thermal headroom (MW) | 1.7229 | 1.9074 | 1.8918 | 1.8851 | 1.9027 | 1.918 | 1.9276 | 1.9241 | 1.906 | 1.8718 | 1.8173 | 1.7312 | 1.6294 | 1.5116 | 1.3875 | 1.2551 | 0.46967 | -0.17597 | -0.39702
Alverdiscott_Indian Queens | ST AUSTELL 33kV | Fowey | Primary | 11 | 50.3409 | -4.6484 | System Transformation | Thermal headroom (MW) | 1.709 | 1.8831 | 1.8398 | 1.8234 | 1.8222 | 1.8143 | 1.7617 | 1.7019 | 1.6332 | 1.5314 | 1.4017 | 1.2619 | 1.0973 | 0.89119 | 0.71459 | 0.52296 | -0.22479 | -0.47265 | -0.40006
Alverdiscott_Indian Queens | ST AUSTELL 33kV | Fowey | Primary | 11 | 50.3409 | -4.6484 | WPD Best View | Thermal headroom (MW) | 1.6935 | 1.7688 | 1.6406 | 1.5293 | 1.437 | 1.3267 | 1.1331 | 0.98585 | 0.7825 | 0.58455 | 0.37427 | 0.23254 | 0.078359 | -0.053296 | -0.16002 | -0.39379 | -0.98483 | -1.0131 | -0.64345
Alverdiscott_Indian Queens | ST AUSTELL 33kV | Lostwithiel | Primary | 11 | 50.4119 | -4.6596 | Consumer Transformation | Thermal headroom (MW) | 10.3586 | 10.6643 | 10.5147 | 10.486 | 10.4263 | 10.3322 | 10.2185 | 10.1232 | 9.9936 | 9.8594 | 9.7116 | 9.5374 | 9.4216 | 8.9759 | 8.9199 | 8.866 | 8.2474 | 7.7822 | 8.0386
Alverdiscott_Indian Queens | ST AUSTELL 33kV | Lostwithiel | Primary | 11 | 50.4119 | -4.6596 | Leading the Way | Thermal headroom (MW) | 10.3512 | 10.6173 | 10.5205 | 10.497 | 10.43 | 10.3283 | 10.1991 | 10.0834 | 9.951 | 9.793 | 9.6324 | 9.4936 | 9.0694 | 9.0451 | 9.0496 | 8.9558 | 8.5192 | 8.3728 | 8.9387
Alverdiscott_Indian Queens | ST AUSTELL 33kV | Lostwithiel | Primary | 11 | 50.4119 | -4.6596 | Steady Progression | Thermal headroom (MW) | 10.388 | 10.7905 | 10.7907 | 10.8308 | 10.8976 | 10.9506 | 11.0032 | 11.042 | 11.0746 | 11.0852 | 11.0765 | 11.0064 | 10.9374 | 10.8705 | 10.7858 | 10.6877 | 9.7849 | 9.4347 | 9.0677
Alverdiscott_Indian Queens | ST AUSTELL 33kV | Lostwithiel | Primary | 11 | 50.4119 | -4.6596 | System Transformation | Thermal headroom (MW) | 10.3727 | 10.7586 | 10.6977 | 10.759 | 10.7961 | 10.8189 | 10.8256 | 10.814 | 10.7809 | 10.7225 | 10.6409 | 10.5059 | 10.3731 | 10.2087 | 9.6985 | 9.5501 | 9.1167 | 8.751 | 9.0144
Alverdiscott_Indian Queens | ST AUSTELL 33kV | Lostwithiel | Primary | 11 | 50.4119 | -4.6596 | WPD Best View | Thermal headroom (MW) | 10.3512 | 10.6173 | 10.5205 | 10.497 | 10.43 | 10.3283 | 10.1991 | 10.0834 | 9.951 | 9.793 | 9.6324 | 9.4936 | 9.0694 | 9.0451 | 9.0496 | 8.9558 | 8.5192 | 8.3728 | 8.9387
Alverdiscott_Indian Queens | ST AUSTELL 33kV | Mevagissey | Primary | 11 | 50.2855 | -4.8005 | Consumer Transformation | Thermal headroom (MW) | 4.6206 | 4.7234 | 4.4573 | 4.279 | 4.1018 | 3.8998 | 3.698 | 3.5167 | 3.3046 | 3.0858 | 2.8533 | 2.6964 | 2.5647 | 2.4505 | 2.3934 | 2.2288 | 1.4591 | 1.516 | 1.9605
Alverdiscott_Indian Queens | ST AUSTELL 33kV | Mevagissey | Primary | 11 | 50.2855 | -4.8005 | Leading the Way | Thermal headroom (MW) | 4.599 | 4.7008 | 4.463 | 4.3028 | 4.1375 | 3.9348 | 3.6915 | 3.5211 | 3.3045 | 3.0652 | 2.8288 | 2.6691 | 2.559 | 2.5031 | 2.1771 | 1.9185 | 1.5683 | 2.0125 | 2.5186
Alverdiscott_Indian Queens | ST AUSTELL 33kV | Mevagissey | Primary | 11 | 50.2855 | -4.8005 | Steady Progression | Thermal headroom (MW) | 4.6945 | 5.029 | 5.0148 | 5.0705 | 5.124 | 5.169 | 5.2072 | 5.2384 | 5.2372 | 5.2267 | 5.1887 | 5.0832 | 4.9513 | 4.8166 | 4.6691 | 4.509 | 3.5442 | 2.4049 | 1.8702
Alverdiscott_Indian Queens | ST AUSTELL 33kV | Mevagissey | Primary | 11 | 50.2855 | -4.8005 | System Transformation | Thermal headroom (MW) | 4.6462 | 4.9361 | 4.8709 | 4.8947 | 4.8992 | 4.8898 | 4.7821 | 4.6802 | 4.5641 | 4.4192 | 4.2622 | 4.0346 | 3.788 | 3.5291 | 3.2713 | 3.0134 | 2.1922 | 1.8054 | 1.9075
Alverdiscott_Indian Queens | ST AUSTELL 33kV | Mevagissey | Primary | 11 | 50.2855 | -4.8005 | WPD Best View | Thermal headroom (MW) | 4.599 | 4.7008 | 4.463 | 4.3028 | 4.1375 | 3.9348 | 3.6915 | 3.5211 | 3.3045 | 3.0652 | 2.8288 | 2.6691 | 2.559 | 2.4859 | 2.1771 | 1.9185 | 1.5683 | 2.0125 | 2.5186
Alverdiscott_Indian Queens | ST AUSTELL 33kV | Par Harbour | Primary | 11 | 50.3444 | -4.7084 | Consumer Transformation | Thermal headroom (MW) | 7.5084 | 7.8396 | 7.5624 | 7.3187 | 7.17 | 6.8152 | 6.4259 | 6.0622 | 5.6913 | 5.2458 | 4.4428 | 3.9386 | 3.4738 | 2.8483 | 2.1987 | 1.1963 | -1.4289 | -1.9624 | -1.9615
Alverdiscott_Indian Queens | ST AUSTELL 33kV | Par Harbour | Primary | 11 | 50.3444 | -4.7084 | Leading the Way | Thermal headroom (MW) | 7.4937 | 7.8094 | 7.573 | 7.298 | 7.1521 | 6.7567 | 6.3297 | 5.9785 | 5.2052 | 4.7202 | 4.2917 | 3.9322 | 3.3948 | 2.8583 | 1.9396 | 1.4923 | -0.085668 | -0.018213 | 1.0174
Alverdiscott_Indian Queens | ST AUSTELL 33kV | Par Harbour | Primary | 11 | 50.3444 | -4.7084 | Steady Progression | Thermal headroom (MW) | 7.5585 | 8.1106 | 8.0876 | 8.0762 | 8.1545 | 8.1379 | 8.1983 | 8.2334 | 8.2441 | 8.2182 | 8.1774 | 8.0617 | 7.9663 | 7.8426 | 7.3497 | 7.2025 | 6.3541 | 4.7383 | 3.8513
Alverdiscott_Indian Queens | ST AUSTELL 33kV | Par Harbour | Primary | 11 | 50.3444 | -4.7084 | System Transformation | Thermal headroom (MW) | 7.5293 | 8.0436 | 7.9685 | 7.8938 | 7.9259 | 7.8436 | 7.8157 | 7.7441 | 7.6594 | 7.5108 | 7.3516 | 6.7302 | 6.5288 | 6.3074 | 6.0924 | 5.8836 | 4.0344 | 2.7606 | 2.6378
Alverdiscott_Indian Queens | ST AUSTELL 33kV | Par Harbour | Primary | 11 | 50.3444 | -4.7084 | WPD Best View | Thermal headroom (MW) | 7.4937 | 7.8094 | 7.573 | 7.298 | 7.1521 | 6.7567 | 6.3297 | 5.9785 | 5.2052 | 4.7202 | 4.2917 | 3.9322 | 3.3948 | 2.8583 | 1.9396 | 1.4923 | -0.085668 | -0.018213 | 1.0174
Alverdiscott_Indian Queens | ST AUSTELL 33kV | Sawles Road | Primary | 11 | 50.3307 | -4.7919 | Consumer Transformation | Thermal headroom (MW) | 10.9148 | 11.0831 | 10.8513 | 10.7509 | 10.6462 | 10.4993 | 10.2406 | 10.0255 | 9.7999 | 9.5484 | 8.9339 | 8.386 | 8.1333 | 7.9594 | 7.8405 | 7.2171 | 5.6457 | 5.507 | 5.4966
Alverdiscott_Indian Queens | ST AUSTELL 33kV | Sawles Road | Primary | 11 | 50.3307 | -4.7919 | Leading the Way | Thermal headroom (MW) | 10.8799 | 11.0032 | 10.8195 | 10.724 | 10.626 | 10.4766 | 10.2157 | 9.9889 | 9.3711 | 9.1227 | 8.8573 | 8.2793 | 8.1004 | 8.0324 | 7.3954 | 7.1267 | 6.2873 | 6.5153 | 7.129
Alverdiscott_Indian Queens | ST AUSTELL 33kV | Sawles Road | Primary | 11 | 50.3307 | -4.7919 | Steady Progression | Thermal headroom (MW) | 10.9715 | 11.2967 | 11.2651 | 11.2777 | 11.3257 | 11.3711 | 11.3786 | 11.399 | 11.413 | 11.4143 | 11.3615 | 11.1039 | 11.0114 | 10.9044 | 10.4129 | 10.2908 | 9.5029 | 8.6258 | 8.171
Alverdiscott_Indian Queens | ST AUSTELL 33kV | Sawles Road | Primary | 11 | 50.3307 | -4.7919 | System Transformation | Thermal headroom (MW) | 10.9293 | 11.2189 | 11.1209 | 11.1439 | 11.161 | 11.1636 | 11.1027 | 11.0688 | 11.0162 | 10.9082 | 10.7879 | 9.9927 | 9.7938 | 9.6103 | 9.4422 | 9.2501 | 7.8521 | 7.4185 | 7.3618
Alverdiscott_Indian Queens | ST AUSTELL 33kV | Sawles Road | Primary | 11 | 50.3307 | -4.7919 | WPD Best View | Thermal headroom (MW) | 10.8799 | 11.0032 | 10.8195 | 10.724 | 10.626 | 10.4766 | 10.2157 | 9.9889 | 9.3711 | 9.1227 | 8.8573 | 8.2793 | 8.1004 | 8.0218 | 7.3954 | 7.1267 | 6.2873 | 6.5153 | 7.129
Alverdiscott_Indian Queens | ST AUSTELL 33kV | St Austell | Primary | 11 | 50.3498 | -4.7895 | Consumer Transformation | Thermal headroom (MW) | 6.1625 | 6.2998 | 5.7224 | 5.2309 | 4.8134 | 4.1229 | 3.451 | 2.817 | 2.1945 | 1.5586 | 0.58608 | -0.5955 | -1.7822 | -3.265 | -4.3759 | -5.4668 | -9.1662 | -10.4898 | -9.9868
Alverdiscott_Indian Queens | ST AUSTELL 33kV | St Austell | Primary | 11 | 50.3498 | -4.7895 | Leading the Way | Thermal headroom (MW) | 6.1247 | 6.2833 | 5.7401 | 5.2351 | 4.8264 | 4.051 | 3.3629 | 2.7391 | 2.0884 | 1.2717 | 0.16864 | -0.86758 | -2.2516 | -3.3259 | -4.2929 | -5.0976 | -7.2124 | -7.486 | -6.0335
Alverdiscott_Indian Queens | ST AUSTELL 33kV | St Austell | Primary | 11 | 50.3498 | -4.7895 | Steady Progression | Thermal headroom (MW) | 6.2916 | 6.9122 | 6.8483 | 6.8701 | 6.9292 | 6.863 | 6.9144 | 6.902 | 6.8771 | 6.8421 | 6.7788 | 6.5965 | 6.3789 | 6.1021 | 5.8565 | 5.5926 | 3.2096 | -0.2703 | -2.1174
Alverdiscott_Indian Queens | ST AUSTELL 33kV | St Austell | Primary | 11 | 50.3498 | -4.7895 | System Transformation | Thermal headroom (MW) | 6.2024 | 6.7436 | 6.5874 | 6.4917 | 6.4604 | 6.2267 | 6.074 | 5.8741 | 5.665 | 5.4296 | 5.1559 | 4.7679 | 4.3508 | 3.875 | 3.1286 | 2.7356 | -0.62974 | -3.0281 | -2.964
Alverdiscott_Indian Queens | ST AUSTELL 33kV | St Austell | Primary | 11 | 50.3498 | -4.7895 | WPD Best View | Thermal headroom (MW) | 6.1247 | 6.2833 | 5.7401 | 5.2351 | 4.8264 | 4.051 | 3.3629 | 2.7391 | 2.0884 | 1.2717 | 0.16864 | -0.86758 | -2.2516 | -3.3259 | -4.2929 | -5.0976 | -7.2124 | -7.486 | -6.0335
Alverdiscott_Indian Queens | ST AUSTELL 33kV | Trebal | Primary | 11 | 50.3746 | -4.762 | Consumer Transformation | Thermal headroom (MW) | 7.1397 | 7.3319 | 7.3239 | 7.3525 | 7.374 | 7.3893 | 7.3949 | 7.3907 | 7.3795 | 7.3618 | 7.3439 | 7.3258 | 7.3216 | 7.3237 | 7.3504 | 7.365 | 7.4339 | 7.5213 | 7.6622
Alverdiscott_Indian Queens | ST AUSTELL 33kV | Trebal | Primary | 11 | 50.3746 | -4.762 | Leading the Way | Thermal headroom (MW) | 7.1399 | 7.332 | 7.3229 | 7.346 | 7.3646 | 7.375 | 7.3737 | 7.3635 | 7.3451 | 7.3219 | 7.3041 | 7.3006 | 7.3142 | 7.3412 | 7.3641 | 7.3951 | 7.5813 | 7.7445 | 7.9672
Alverdiscott_Indian Queens | ST AUSTELL 33kV | Trebal | Primary | 11 | 50.3746 | -4.762 | Steady Progression | Thermal headroom (MW) | 7.1437 | 7.3402 | 7.3411 | 7.385 | 7.4268 | 7.4612 | 7.493 | 7.5181 | 7.5347 | 7.5462 | 7.5503 | 7.5507 | 7.5414 | 7.522 | 7.5047 | 7.4829 | 7.3497 | 7.2938 | 7.4001
Alverdiscott_Indian Queens | ST AUSTELL 33kV | Trebal | Primary | 11 | 50.3746 | -4.762 | System Transformation | Thermal headroom (MW) | 7.141 | 7.3382 | 7.3371 | 7.3795 | 7.4148 | 7.4448 | 7.466 | 7.4791 | 7.4866 | 7.484 | 7.4711 | 7.4471 | 7.418 | 7.3727 | 7.3345 | 7.3024 | 7.2291 | 7.3117 | 7.4595
Alverdiscott_Indian Queens | ST AUSTELL 33kV | Trebal | Primary | 11 | 50.3746 | -4.762 | WPD Best View | Thermal headroom (MW) | 7.1399 | 7.332 | 7.3229 | 7.346 | 7.3646 | 7.375 | 7.3737 | 7.3635 | 7.3451 | 7.3219 | 7.3041 | 7.3006 | 7.3142 | 7.3412 | 7.3641 | 7.3951 | 7.5813 | 7.7445 | 7.9672
Alverdiscott_Indian Queens | ST TUDY 33KV | ST TUDY 33KV | Bulk Supply Point | 33 | 50.5358 | -4.7225 | Consumer Transformation | Thermal headroom (MW) | 6.5265 | 7.2906 | 4.5869 | 2.8346 | 1.1453 | -0.69683 | -2.9644 | -4.9013 | -6.923 | -9.1313 | -12.8285 | -15.7485 | -18.5853 | -22.1574 | -25.6019 | -29.9425 | -46.9625 | -48.7452 | -45.6798
Alverdiscott_Indian Queens | ST TUDY 33KV | ST TUDY 33KV | Bulk Supply Point | 33 | 50.5358 | -4.7225 | Leading the Way | Thermal headroom (MW) | 6.3375 | 6.862 | 4.4729 | 2.8965 | 1.0638 | -0.88128 | -3.1309 | -5.0824 | -8.0998 | -10.7749 | -14.2433 | -17.0534 | -21.0159 | -24.7083 | -29.5035 | -32.9921 | -46.3545 | -43.1173 | -36.408
Alverdiscott_Indian Queens | ST TUDY 33KV | ST TUDY 33KV | Bulk Supply Point | 33 | 50.5358 | -4.7225 | Steady Progression | Thermal headroom (MW) | 7.2357 | 10.172 | 9.9052 | 10.1723 | 10.4782 | 10.8759 | 11.1732 | 11.3119 | 11.3977 | 11.2701 | 11.059 | 9.9449 | 8.9646 | 7.8139 | 5.6894 | 4.3476 | -10.0244 | -25.4179 | -33.0677
Alverdiscott_Indian Queens | ST TUDY 33KV | ST TUDY 33KV | Bulk Supply Point | 33 | 50.5358 | -4.7225 | System Transformation | Thermal headroom (MW) | 6.775 | 9.2205 | 8.3072 | 8.2413 | 8.2171 | 8.132 | 7.3783 | 6.4742 | 5.243 | 4.0962 | 2.8039 | 0.053825 | -1.9953 | -4.3811 | -7.4603 | -10.5232 | -30.1937 | -39.1869 | -39.1465
Alverdiscott_Indian Queens | ST TUDY 33KV | ST TUDY 33KV | Bulk Supply Point | 33 | 50.5358 | -4.7225 | WPD Best View | Thermal headroom (MW) | 6.3375 | 6.862 | 4.4729 | 2.8965 | 1.0638 | -0.88128 | -3.1309 | -5.0824 | -8.0998 | -10.7749 | -14.2433 | -17.0534 | -21.0159 | -24.7083 | -29.5035 | -32.9921 | -46.3545 | -43.1173 | -36.408
Alverdiscott_Indian Queens | ST TUDY 33KV | Bodmin | Primary | 11 | 50.4734 | -4.7339 | Consumer Transformation | Thermal headroom (MW) | 4.8524 | 5.0488 | 4.3937 | 4.0921 | 3.7498 | 3.4128 | 2.5872 | 1.9559 | 1.5108 | 1.0518 | 0.44829 | -0.85201 | -1.8868 | -2.867 | -4.2481 | -5.2698 | -9.4714 | -10.9162 | -10.6868
Alverdiscott_Indian Queens | ST TUDY 33KV | Bodmin | Primary | 11 | 50.4734 | -4.7339 | Leading the Way | Thermal headroom (MW) | 4.7934 | 4.8431 | 4.3409 | 4.0697 | 3.3496 | 3.0273 | 2.5181 | 1.8498 | 1.3949 | 0.87696 | -0.43408 | -1.3459 | -2.3212 | -3.6038 | -4.561 | -5.7205 | -8.1249 | -8.1402 | -6.8291
Alverdiscott_Indian Queens | ST TUDY 33KV | Bodmin | Primary | 11 | 50.4734 | -4.7339 | Steady Progression | Thermal headroom (MW) | 4.9812 | 5.6189 | 5.5298 | 5.5016 | 5.5551 | 5.6533 | 5.7517 | 5.6943 | 5.7459 | 5.7491 | 5.7419 | 5.285 | 5.1694 | 5.0193 | 4.8709 | 4.699 | 1.6264 | -2.548 | -4.1317
Alverdiscott_Indian Queens | ST TUDY 33KV | Bodmin | Primary | 11 | 50.4734 | -4.7339 | System Transformation | Thermal headroom (MW) | 4.8881 | 5.4185 | 5.1209 | 5.1555 | 5.122 | 5.1499 | 5.0842 | 4.7837 | 4.2947 | 4.1272 | 3.9767 | 3.7339 | 3.4598 | 2.809 | 2.4995 | 1.4436 | -3.2466 | -5.7726 | -6.258
Alverdiscott_Indian Queens | ST TUDY 33KV | Bodmin | Primary | 11 | 50.4734 | -4.7339 | WPD Best View | Thermal headroom (MW) | 4.7934 | 4.8431 | 4.3409 | 4.0697 | 3.3496 | 3.0273 | 2.5181 | 1.8498 | 1.3949 | 0.87696 | -0.43408 | -1.3459 | -2.3212 | -3.6038 | -4.561 | -5.7205 | -8.1249 | -8.1402 | -6.8291
Alverdiscott_Indian Queens | ST TUDY 33KV | Callywith | Primary | 11 | 50.4779 | -4.7012 | Consumer Transformation | Thermal headroom (MW) | 4.0909 | 4.3873 | 4.2517 | 4.2609 | 4.2766 | 4.205 | 4.1118 | 4.0293 | 3.8848 | 3.7379 | 3.5822 | 3.3893 | 3.1936 | 2.9966 | 2.8137 | 2.6407 | 2.0679 | 2.1246 | 2.4829
Alverdiscott_Indian Queens | ST TUDY 33KV | Callywith | Primary | 11 | 50.4779 | -4.7012 | Leading the Way | Thermal headroom (MW) | 4.0785 | 4.3115 | 4.2306 | 4.2241 | 4.2371 | 4.1556 | 4.055 | 3.9501 | 3.8291 | 3.6496 | 3.4842 | 3.3029 | 3.0955 | 2.9299 | 2.7252 | 2.5826 | 2.3624 | 2.7038 | 3.3115
Alverdiscott_Indian Queens | ST TUDY 33KV | Callywith | Primary | 11 | 50.4779 | -4.7012 | Steady Progression | Thermal headroom (MW) | 4.1187 | 4.4781 | 4.4479 | 4.4649 | 4.5247 | 4.5982 | 4.6508 | 4.6963 | 4.7402 | 4.777 | 4.795 | 4.8092 | 4.7807 | 4.735 | 4.6669 | 4.5982 | 4.1274 | 3.5129 | 3.5004
Alverdiscott_Indian Queens | ST TUDY 33KV | Callywith | Primary | 11 | 50.4779 | -4.7012 | System Transformation | Thermal headroom (MW) | 4.1029 | 4.4297 | 4.3459 | 4.3932 | 4.4576 | 4.504 | 4.5329 | 4.5629 | 4.5457 | 4.5469 | 4.5206 | 4.4588 | 4.351 | 4.2546 | 4.1475 | 4.0448 | 3.3073 | 3.117 | 3.3999
Alverdiscott_Indian Queens | ST TUDY 33KV | Callywith | Primary | 11 | 50.4779 | -4.7012 | WPD Best View | Thermal headroom (MW) | 4.0785 | 4.3115 | 4.2306 | 4.2241 | 4.2371 | 4.1556 | 4.055 | 3.9501 | 3.8291 | 3.6496 | 3.4842 | 3.3029 | 3.0955 | 2.9299 | 2.7252 | 2.5826 | 2.3624 | 2.7038 | 3.3115
Alverdiscott_Indian Queens | ST TUDY 33KV | Davidstow | Primary | 11 | 50.6551 | -4.6181 | Consumer Transformation | Thermal headroom (MW) | 0.19221 | 0.28026 | 0.1392 | 0.054556 | -0.035519 | -0.1356 | -0.25778 | -0.36476 | -0.49023 | -0.62695 | -0.76936 | -0.87337 | -0.96545 | -1.0305 | -1.0692 | -1.1608 | -4.2468 | -4.0396 | -3.5787
Alverdiscott_Indian Queens | ST TUDY 33KV | Davidstow | Primary | 11 | 50.6551 | -4.6181 | Leading the Way | Thermal headroom (MW) | 0.18201 | 0.26257 | 0.13115 | 0.053286 | -0.031268 | -0.14046 | -0.28118 | -0.38377 | -0.52712 | -0.67556 | -0.82438 | -0.92412 | -0.99351 | -1.0389 | -1.209 | -1.4091 | -5.5888 | -4.9784 | -4.2758
Alverdiscott_Indian Queens | ST TUDY 33KV | Davidstow | Primary | 11 | 50.6551 | -4.6181 | Steady Progression | Thermal headroom (MW) | 0.23418 | 0.45884 | 0.44747 | 0.49742 | 0.53862 | 0.57103 | 0.59584 | 0.61018 | 0.61898 | 0.60136 | 0.58367 | 0.50599 | 0.43031 | 0.34429 | 0.24878 | 0.14761 | -2.1722 | -2.6396 | -2.7502
Alverdiscott_Indian Queens | ST TUDY 33KV | Davidstow | Primary | 11 | 50.6551 | -4.6181 | System Transformation | Thermal headroom (MW) | 0.20851 | 0.39881 | 0.36305 | 0.38553 | 0.39399 | 0.39766 | 0.35429 | 0.29038 | 0.22785 | 0.13722 | 0.044924 | -0.10409 | -0.25877 | -0.42153 | -0.58704 | -0.75575 | -3.8146 | -3.7774 | -3.4619
Alverdiscott_Indian Queens | ST TUDY 33KV | Davidstow | Primary | 11 | 50.6551 | -4.6181 | WPD Best View | Thermal headroom (MW) | 0.18201 | 0.26257 | 0.13115 | 0.053286 | -0.031268 | -0.14046 | -0.28118 | -0.38377 | -0.52712 | -0.67556 | -0.82438 | -0.92412 | -0.99351 | -1.0389 | -1.209 | -1.4091 | -5.5888 | -4.9784 | -4.2758
Alverdiscott_Indian Queens | ST TUDY 33KV | Delabole | Primary | 11 | 50.6269 | -4.7131 | Consumer Transformation | Thermal headroom (MW) | 2.702 | 2.7314 | 2.2124 | 1.874 | 1.5224 | 1.1916 | 0.86967 | 0.58772 | 0.29983 | -0.014498 | -0.88605 | -1.3873 | -1.9413 | -2.4334 | -3.0171 | -3.9491 | -6.0913 | -6.1331 | -5.7362
Alverdiscott_Indian Queens | ST TUDY 33KV | Delabole | Primary | 11 | 50.6269 | -4.7131 | Leading the Way | Thermal headroom (MW) | 2.6671 | 2.6808 | 2.2298 | 1.9239 | 1.5588 | 1.2231 | 0.87389 | 0.60252 | -0.037405 | -0.46507 | -1.1426 | -1.7342 | -2.3931 | -3.0109 | -4.0196 | -4.5529 | -5.8263 | -5.0791 | -4.0994
Alverdiscott_Indian Queens | ST TUDY 33KV | Delabole | Primary | 11 | 50.6269 | -4.7131 | Steady Progression | Thermal headroom (MW) | 2.8474 | 3.2898 | 3.2404 | 3.2882 | 3.3393 | 3.407 | 3.455 | 3.5027 | 3.5095 | 3.4946 | 3.4875 | 3.3382 | 3.1875 | 3.0185 | 2.4889 | 2.2876 | 0.4697 | -3.0624 | -4.9959
Alverdiscott_Indian Queens | ST TUDY 33KV | Delabole | Primary | 11 | 50.6269 | -4.7131 | System Transformation | Thermal headroom (MW) | 2.7484 | 3.1081 | 2.9367 | 2.923 | 2.8846 | 2.8622 | 2.7029 | 2.5584 | 2.3837 | 2.1966 | 1.9795 | 1.3183 | 1.005 | 0.66905 | 0.35556 | -0.20627 | -3.6607 | -5.6962 | -6.0223
Alverdiscott_Indian Queens | ST TUDY 33KV | Delabole | Primary | 11 | 50.6269 | -4.7131 | WPD Best View | Thermal headroom (MW) | 2.6671 | 2.6808 | 2.2298 | 1.9239 | 1.5588 | 1.2231 | 0.87389 | 0.60252 | -0.037405 | -0.46507 | -1.1426 | -1.7342 | -2.3931 | -3.0109 | -4.0196 | -4.5529 | -5.8263 | -5.0791 | -4.0994
Alverdiscott_Indian Queens | ST TUDY 33KV | Laneast | Primary | 11 | 50.6178 | -4.4828 | Consumer Transformation | Thermal headroom (MW) | 1.4577 | 1.4528 | 1.2254 | 1.0498 | 0.87163 | 0.68589 | 0.49387 | 0.31564 | 0.11762 | -0.087901 | -0.29072 | -0.44808 | -0.57514 | -0.68319 | -0.877 | -1.1106 | -1.8799 | -1.888 | -1.5812
Alverdiscott_Indian Queens | ST TUDY 33KV | Laneast | Primary | 11 | 50.6178 | -4.4828 | Leading the Way | Thermal headroom (MW) | 1.4424 | 1.4391 | 1.2393 | 1.0728 | 0.90715 | 0.71141 | 0.50536 | 0.3208 | 0.12248 | -0.10621 | -0.32395 | -0.46787 | -0.57673 | -0.8504 | -1.1358 | -1.3732 | -1.7618 | -1.4579 | -1.0644
Alverdiscott_Indian Queens | ST TUDY 33KV | Laneast | Primary | 11 | 50.6178 | -4.4828 | Steady Progression | Thermal headroom (MW) | 1.5221 | 1.7215 | 1.7083 | 1.7378 | 1.7593 | 1.7744 | 1.7779 | 1.7798 | 1.764 | 1.7332 | 1.6917 | 1.5729 | 1.4491 | 1.3163 | 1.1745 | 1.0271 | 0.12683 | -0.7928 | -1.1812
Alverdiscott_Indian Queens | ST TUDY 33KV | Laneast | Primary | 11 | 50.6178 | -4.4828 | System Transformation | Thermal headroom (MW) | 1.4793 | 1.6375 | 1.587 | 1.5687 | 1.5481 | 1.518 | 1.4273 | 1.3245 | 1.1918 | 1.0565 | 0.90002 | 0.69579 | 0.46991 | 0.24014 | 0.011866 | -0.21465 | -1.0105 | -1.3582 | -1.3115
Alverdiscott_Indian Queens | ST TUDY 33KV | Laneast | Primary | 11 | 50.6178 | -4.4828 | WPD Best View | Thermal headroom (MW) | 1.4424 | 1.4391 | 1.2393 | 1.0728 | 0.90715 | 0.71141 | 0.50536 | 0.3208 | 0.12248 | -0.10621 | -0.32395 | -0.46787 | -0.57673 | -0.8504 | -1.1358 | -1.3732 | -1.7618 | -1.4579 | -1.0644
Alverdiscott_Indian Queens | ST TUDY 33KV | Polzeath | Primary | 11 | 50.5701 | -4.867 | Consumer Transformation | Thermal headroom (MW) | 3.5365 | 3.6182 | 3.256 | 2.9322 | 2.7119 | 2.4863 | 2.2582 | 2.0628 | 1.8549 | 1.6323 | 1.3964 | 1.257 | 1.1367 | 0.58191 | 0.27872 | -0.077063 | -1.1576 | -1.394 | -0.82217
Alverdiscott_Indian Queens | ST TUDY 33KV | Polzeath | Primary | 11 | 50.5701 | -4.867 | Leading the Way | Thermal headroom (MW) | 3.5117 | 3.5506 | 3.1679 | 2.9613 | 2.7652 | 2.5223 | 2.2602 | 2.0792 | 1.8686 | 1.6264 | 1.3932 | 1.2466 | 0.64656 | 0.26971 | -0.10974 | -0.4338 | -0.87675 | -0.65117 | -0.0065696
Alverdiscott_Indian Queens | ST TUDY 33KV | Polzeath | Primary | 11 | 50.5701 | -4.867 | Steady Progression | Thermal headroom (MW) | 3.6383 | 4.025 | 4.0078 | 4.036 | 4.007 | 4.064 | 4.1226 | 4.1511 | 4.1859 | 4.1957 | 4.176 | 4.0746 | 3.9721 | 3.8385 | 3.7118 | 3.5656 | 2.1988 | 0.84326 | -0.35149
Alverdiscott_Indian Queens | ST TUDY 33KV | Polzeath | Primary | 11 | 50.5701 | -4.867 | System Transformation | Thermal headroom (MW) | 3.5741 | 3.8932 | 3.7814 | 3.6837 | 3.7012 | 3.6868 | 3.5881 | 3.4871 | 3.3562 | 3.2219 | 3.0724 | 2.8501 | 2.6105 | 2.362 | 1.7567 | 1.5138 | 0.44696 | -0.82621 | -0.70875
Alverdiscott_Indian Queens | ST TUDY 33KV | Polzeath | Primary | 11 | 50.5701 | -4.867 | WPD Best View | Thermal headroom (MW) | 3.5117 | 3.5506 | 3.1679 | 2.9613 | 2.7652 | 2.5223 | 2.2602 | 2.0792 | 1.8686 | 1.6264 | 1.3932 | 1.2466 | 0.64656 | 0.26971 | -0.10974 | -0.4338 | -0.87675 | -0.65117 | -0.0065696
Alverdiscott_Indian Queens | ST TUDY 33KV | St Tudy | Primary | 11 | 50.5347 | -4.7235 | Consumer Transformation | Thermal headroom (MW) | 9.921 | 9.9366 | 9.703 | 9.5245 | 9.3462 | 9.1668 | 8.9695 | 8.792 | 8.5957 | 8.3447 | 7.5626 | 7.1428 | 6.7104 | 6.2679 | 5.8174 | 5.0228 | 3.0966 | 2.8692 | 2.8955
Alverdiscott_Indian Queens | ST TUDY 33KV | St Tudy | Primary | 11 | 50.5347 | -4.7235 | Leading the Way | Thermal headroom (MW) | 9.9028 | 9.9236 | 9.7058 | 9.5299 | 9.3594 | 9.1663 | 8.9625 | 8.7862 | 8.1874 | 7.7986 | 7.2975 | 6.7924 | 6.2521 | 5.742 | 4.8613 | 4.4171 | 3.1953 | 3.5895 | 4.3441
Alverdiscott_Indian Queens | ST TUDY 33KV | St Tudy | Primary | 11 | 50.5347 | -4.7235 | Steady Progression | Thermal headroom (MW) | 9.9945 | 10.2182 | 10.1992 | 10.2374 | 10.2675 | 10.2909 | 10.3023 | 10.3061 | 10.302 | 10.2634 | 10.2281 | 10.113 | 9.9929 | 9.8529 | 9.3543 | 9.1987 | 7.5496 | 5.0976 | 3.9189
Alverdiscott_Indian Queens | ST TUDY 33KV | St Tudy | Primary | 11 | 50.5347 | -4.7235 | System Transformation | Thermal headroom (MW) | 9.9488 | 10.1274 | 10.0651 | 10.0601 | 10.048 | 10.0198 | 9.9159 | 9.8185 | 9.6975 | 9.5554 | 9.4002 | 8.8333 | 8.6014 | 8.3193 | 7.9122 | 7.4798 | 4.6094 | 3.1395 | 2.8633
Alverdiscott_Indian Queens | ST TUDY 33KV | St Tudy | Primary | 11 | 50.5347 | -4.7235 | WPD Best View | Thermal headroom (MW) | 9.9028 | 9.9236 | 9.7058 | 9.5299 | 9.3594 | 9.1663 | 8.9625 | 8.7862 | 8.1874 | 7.7986 | 7.2975 | 6.7924 | 6.2521 | 5.742 | 4.8613 | 4.4171 | 3.1953 | 3.5895 | 4.3441
Alverdiscott_Indian Queens | ST TUDY 33KV | Wadebridge | Primary | 11 | 50.522 | -4.8142 | Consumer Transformation | Thermal headroom (MW) | 3.4409 | 3.5381 | 3.1546 | 2.9158 | 2.68 | 2.3956 | 2.0401 | 1.7533 | 1.4603 | 1.1511 | 0.83693 | 0.54435 | 0.1617 | -0.70602 | -1.2546 | -1.8126 | -3.6452 | -4.4032 | -4.0551
Alverdiscott_Indian Queens | ST TUDY 33KV | Wadebridge | Primary | 11 | 50.522 | -4.8142 | Leading the Way | Thermal headroom (MW) | 3.4259 | 3.481 | 3.1415 | 2.9054 | 2.6764 | 2.3674 | 1.9878 | 1.7104 | 1.4188 | 1.1217 | 0.8228 | 0.61975 | -0.26994 | -0.77112 | -1.3303 | -1.7791 | -2.8319 | -3.0085 | -2.1822
Alverdiscott_Indian Queens | ST TUDY 33KV | Wadebridge | Primary | 11 | 50.522 | -4.8142 | Steady Progression | Thermal headroom (MW) | 3.5199 | 3.8953 | 3.8394 | 3.8369 | 3.8821 | 3.9201 | 3.9487 | 3.9714 | 3.9674 | 3.954 | 3.9176 | 3.7982 | 3.6896 | 3.5592 | 3.42 | 3.2498 | 1.9621 | 0.36572 | -0.74469
Alverdiscott_Indian Queens | ST TUDY 33KV | Wadebridge | Primary | 11 | 50.522 | -4.8142 | System Transformation | Thermal headroom (MW) | 3.4693 | 3.7878 | 3.6268 | 3.6065 | 3.596 | 3.5793 | 3.4741 | 3.3786 | 3.2551 | 3.1208 | 2.9646 | 2.7651 | 2.5282 | 2.2791 | 1.6821 | 1.4287 | 0.13656 | -1.2906 | -1.2213
Alverdiscott_Indian Queens | ST TUDY 33KV | Wadebridge | Primary | 11 | 50.522 | -4.8142 | WPD Best View | Thermal headroom (MW) | 3.4259 | 3.481 | 3.1415 | 2.9054 | 2.6764 | 2.3674 | 1.9878 | 1.7104 | 1.4188 | 1.1217 | 0.8228 | 0.61975 | -0.26994 | -0.77112 | -1.3303 | -1.7791 | -2.8319 | -3.0085 | -2.1822
Alverdiscott_Indian Queens | TRURO 33KV | TRURO 33KV | Bulk Supply Point | 33 | 50.28 | -5.0864 | Consumer Transformation | Thermal headroom (MW) | 23.4125 | 23.9369 | 22.1783 | 21.0165 | 19.8031 | 18.4328 | 16.8762 | 15.5511 | 13.603 | 11.9792 | 10.1881 | 8.5629 | 6.5234 | 3.1481 | 1.1215 | -0.79283 | -10.5423 | -11.9954 | -9.2764
Alverdiscott_Indian Queens | TRURO 33KV | TRURO 33KV | Bulk Supply Point | 33 | 50.28 | -5.0864 | Leading the Way | Thermal headroom (MW) | 23.2895 | 23.7207 | 22.235 | 21.1293 | 19.9013 | 18.417 | 16.4498 | 15.0616 | 13.2323 | 11.3822 | 9.4832 | 7.1166 | 3.8506 | 1.6467 | -0.5574 | -2.4942 | -6.4773 | -5.2225 | -1.03
Alverdiscott_Indian Queens | TRURO 33KV | TRURO 33KV | Bulk Supply Point | 33 | 50.28 | -5.0864 | Steady Progression | Thermal headroom (MW) | 23.8849 | 25.9098 | 25.828 | 26.0382 | 26.3552 | 26.5814 | 26.7769 | 26.9168 | 26.8274 | 26.7387 | 26.4274 | 25.6935 | 24.612 | 23.6484 | 22.632 | 21.5986 | 11.52 | 2.4628 | -2.187
Alverdiscott_Indian Queens | TRURO 33KV | TRURO 33KV | Bulk Supply Point | 33 | 50.28 | -5.0864 | System Transformation | Thermal headroom (MW) | 23.5743 | 25.2962 | 24.8167 | 24.821 | 24.8211 | 24.721 | 24.1306 | 23.6014 | 22.6746 | 21.5165 | 20.5079 | 19.0837 | 17.4991 | 15.7316 | 12.7021 | 11.0429 | -0.72041 | -5.9822 | -5.0776
Alverdiscott_Indian Queens | TRURO 33KV | TRURO 33KV | Bulk Supply Point | 33 | 50.28 | -5.0864 | WPD Best View | Thermal headroom (MW) | 23.2895 | 23.7207 | 22.235 | 21.1293 | 19.9013 | 18.417 | 16.4498 | 15.0616 | 13.2323 | 11.3822 | 9.4832 | 7.1166 | 3.8506 | 1.6467 | -0.5574 | -2.4942 | -6.4773 | -5.2225 | -1.03
Alverdiscott_Indian Queens | TRURO 33KV | Devoran | Primary | 11 | 50.2184 | -5.1003 | Consumer Transformation | Thermal headroom (MW) | 1.9764 | 1.9785 | 1.7308 | 1.5504 | 1.3505 | 1.1389 | 0.87862 | 0.62255 | 0.3432 | 0.050819 | -0.25369 | -0.52007 | -0.76056 | -1.3775 | -1.5872 | -1.7331 | -2.576 | -3.1205 | -2.8248
Alverdiscott_Indian Queens | TRURO 33KV | Devoran | Primary | 11 | 50.2184 | -5.1003 | Leading the Way | Thermal headroom (MW) | 1.965 | 1.9541 | 1.7329 | 1.5584 | 1.3529 | 1.1276 | 0.84575 | 0.60038 | 0.2978 | -0.032847 | -0.31137 | -0.55 | -1.1501 | -1.3379 | -1.4301 | -1.6502 | -2.2972 | -2.4289 | -1.8945
Alverdiscott_Indian Queens | TRURO 33KV | Devoran | Primary | 11 | 50.2184 | -5.1003 | Steady Progression | Thermal headroom (MW) | 2.0372 | 2.2512 | 2.2298 | 2.2494 | 2.2671 | 2.2716 | 2.2662 | 2.2439 | 2.2052 | 2.1393 | 2.0404 | 1.8842 | 1.7137 | 1.5224 | 1.3103 | 1.1047 | -0.4713 | -1.2504 | -1.8752
Alverdiscott_Indian Queens | TRURO 33KV | Devoran | Primary | 11 | 50.2184 | -5.1003 | System Transformation | Thermal headroom (MW) | 2.0032 | 2.1696 | 2.1069 | 2.0872 | 2.0625 | 2.0207 | 1.916 | 1.7938 | 1.6388 | 1.4533 | 1.253 | 0.9856 | 0.69014 | 0.3753 | -0.28817 | -0.5892 | -1.6937 | -2.276 | -2.0991
Alverdiscott_Indian Queens | TRURO 33KV | Devoran | Primary | 11 | 50.2184 | -5.1003 | WPD Best View | Thermal headroom (MW) | 1.965 | 1.9541 | 1.7329 | 1.5584 | 1.3529 | 1.1276 | 0.84575 | 0.60038 | 0.2978 | -0.032847 | -0.31137 | -0.55 | -1.1501 | -1.3379 | -1.4301 | -1.6502 | -2.2972 | -2.4289 | -1.8945
Alverdiscott_Indian Queens | TRURO 33KV | Perranporth | Primary | 11 | 50.3216 | -5.1553 | Consumer Transformation | Thermal headroom (MW) | 1.1895 | 1.3484 | 0.90961 | 0.6503 | 0.31671 | -0.11357 | -0.50445 | -0.80647 | -1.6677 | -2.0086 | -2.3686 | -2.8051 | -3.4094 | -4.4272 | -5.0319 | -5.6561 | -8.3631 | -8.6954 | -8.1637
Alverdiscott_Indian Queens | TRURO 33KV | Perranporth | Primary | 11 | 50.3216 | -5.1553 | Leading the Way | Thermal headroom (MW) | 1.1563 | 1.2872 | 0.92387 | 0.68146 | 0.33865 | -0.14446 | -0.92979 | -1.2167 | -1.8463 | -2.2334 | -2.7488 | -3.7751 | -4.4498 | -5.201 | -6.3026 | -6.8685 | -8.1333 | -7.6041 | -6.3698
Alverdiscott_Indian Queens | TRURO 33KV | Perranporth | Primary | 11 | 50.3216 | -5.1553 | Steady Progression | Thermal headroom (MW) | 1.3156 | 1.8472 | 1.8265 | 1.8905 | 1.943 | 1.9535 | 1.99 | 2.02 | 1.9087 | 1.8822 | 1.8303 | 1.6805 | 1.1632 | 0.91726 | 0.70223 | 0.48871 | -1.4747 | -5.2749 | -6.9053
Alverdiscott_Indian Queens | TRURO 33KV | Perranporth | Primary | 11 | 50.3216 | -5.1553 | System Transformation | Thermal headroom (MW) | 1.2295 | 1.6834 | 1.5564 | 1.5617 | 1.5212 | 1.436 | 1.2876 | 1.1367 | 0.76111 | 0.17904 | -0.047849 | -0.35842 | -0.70673 | -1.1603 | -1.8873 | -2.2462 | -6.1549 | -7.988 | -8.0973
Alverdiscott_Indian Queens | TRURO 33KV | Perranporth | Primary | 11 | 50.3216 | -5.1553 | WPD Best View | Thermal headroom (MW) | 1.1563 | 1.2872 | 0.92387 | 0.68146 | 0.33865 | -0.14446 | -0.92979 | -1.2167 | -1.8463 | -2.2334 | -2.7488 | -3.7751 | -4.4498 | -5.201 | -6.3026 | -6.8685 | -8.1333 | -7.6041 | -6.3698
Alverdiscott_Indian Queens | TRURO 33KV | St Agnes | Primary | 11 | 50.2971 | -5.1998 | Consumer Transformation | Thermal headroom (MW) | 0.32645 | 0.33292 | 0.0035286 | -0.24288 | -0.48061 | -0.72824 | -0.99583 | -1.1859 | -1.4329 | -1.6991 | -2.0289 | -2.2609 | -2.5245 | -3.0881 | -3.3844 | -3.654 | -4.4063 | -4.6214 | -4.0813
Alverdiscott_Indian Queens | TRURO 33KV | St Agnes | Primary | 11 | 50.2971 | -5.1998 | Leading the Way | Thermal headroom (MW) | 0.2962 | 0.31488 | 0.025256 | -0.18474 | -0.43631 | -0.6893 | -0.97977 | -1.2227 | -1.4465 | -1.777 | -2.107 | -2.4046 | -3.0578 | -3.3964 | -3.6724 | -3.947 | -4.2686 | -4.0956 | -3.578
Alverdiscott_Indian Queens | TRURO 33KV | St Agnes | Primary | 11 | 50.2971 | -5.1998 | Steady Progression | Thermal headroom (MW) | 0.42842 | 0.75408 | 0.75033 | 0.81737 | 0.88909 | 0.95312 | 1.0172 | 1.0784 | 1.0908 | 1.109 | 1.0456 | 0.90233 | 0.74916 | 0.58102 | 0.39541 | 0.20828 | -1.2667 | -2.5293 | -3.4916
Alverdiscott_Indian Queens | TRURO 33KV | St Agnes | Primary | 11 | 50.2971 | -5.1998 | System Transformation | Thermal headroom (MW) | 0.35671 | 0.61866 | 0.55152 | 0.56505 | 0.57522 | 0.58439 | 0.44782 | 0.37707 | 0.23927 | 0.10215 | -0.073364 | -0.36347 | -0.64491 | -0.9605 | -1.6199 | -1.9116 | -2.8958 | -3.9846 | -3.903
Alverdiscott_Indian Queens | TRURO 33KV | St Agnes | Primary | 11 | 50.2971 | -5.1998 | WPD Best View | Thermal headroom (MW) | 0.2962 | 0.31488 | 0.025256 | -0.18474 | -0.43631 | -0.6893 | -0.97977 | -1.2227 | -1.4465 | -1.777 | -2.107 | -2.4046 | -3.0578 | -3.3964 | -3.6724 | -3.947 | -4.2686 | -4.0956 | -3.578
Alverdiscott_Indian Queens | TRURO 33KV | Truro Treyew Road | Primary | 11 | 50.2573 | -5.0657 | Consumer Transformation | Thermal headroom (MW) | 1.9397 | 2.5531 | 2.1319 | 2.0161 | 1.8919 | 1.6641 | 1.2733 | 0.92494 | 0.49066 | -0.013112 | -0.58718 | -1.2689 | -2.0337 | -2.7248 | -3.4336 | -4.1197 | -6.4299 | -6.7442 | -6.0972
Alverdiscott_Indian Queens | TRURO 33KV | Truro Treyew Road | Primary | 11 | 50.2573 | -5.0657 | Leading the Way | Thermal headroom (MW) | 1.917 | 2.4521 | 2.1293 | 1.9897 | 1.8701 | 1.5924 | 1.1737 | 0.76284 | 0.28013 | -0.2606 | -0.88387 | -1.4881 | -2.184 | -2.809 | -3.423 | -3.978 | -5.1229 | -4.633 | -3.0094
Alverdiscott_Indian Queens | TRURO 33KV | Truro Treyew Road | Primary | 11 | 50.2573 | -5.0657 | Steady Progression | Thermal headroom (MW) | 2.0068 | 2.8906 | 2.8631 | 2.9478 | 3.1193 | 3.2654 | 3.3811 | 3.4744 | 3.5733 | 3.6236 | 3.6719 | 3.6133 | 3.5097 | 3.3981 | 3.2446 | 3.0715 | 1.4167 | -0.45039 | -0.81694
Alverdiscott_Indian Queens | TRURO 33KV | Truro Treyew Road | Primary | 11 | 50.2573 | -5.0657 | System Transformation | Thermal headroom (MW) | 1.959 | 2.8009 | 2.6371 | 2.7586 | 2.8699 | 2.9425 | 2.9531 | 2.9819 | 2.9385 | 2.8712 | 2.7235 | 2.561 | 2.2886 | 1.976 | 1.6005 | 1.2175 | -0.99032 | -1.8748 | -1.3196
Alverdiscott_Indian Queens | TRURO 33KV | Truro Treyew Road | Primary | 11 | 50.2573 | -5.0657 | WPD Best View | Thermal headroom (MW) | 1.917 | 2.4521 | 2.1293 | 1.9897 | 1.8701 | 1.5924 | 1.1737 | 0.76284 | 0.28013 | -0.2606 | -0.88387 | -1.4881 | -2.184 | -2.809 | -3.423 | -3.978 | -5.1229 | -4.633 | -3.0094
Alverdiscott_Indian Queens | TRURO 33KV | Twelveheads. | Primary | 11 | 50.237 | -5.1343 | Consumer Transformation | Thermal headroom (MW) | 2.1863 | 2.2798 | 1.9344 | 1.6739 | 1.444 | 1.2141 | 0.95491 | 0.72847 | 0.47197 | 0.21267 | -0.062038 | -0.25715 | -0.68396 | -1.1263 | -1.5752 | -2.0491 | -5.9146 | -5.7618 | -5.0161
Alverdiscott_Indian Queens | TRURO 33KV | Twelveheads. | Primary | 11 | 50.237 | -5.1343 | Leading the Way | Thermal headroom (MW) | 2.1602 | 2.2275 | 1.9485 | 1.6854 | 1.4721 | 1.2245 | 0.94415 | 0.72165 | 0.43737 | 0.15523 | -0.12659 | -0.58324 | -1.0912 | -1.6197 | -2.1257 | -2.5958 | -3.4695 | -2.8959 | -2.0705
Alverdiscott_Indian Queens | TRURO 33KV | Twelveheads. | Primary | 11 | 50.237 | -5.1343 | Steady Progression | Thermal headroom (MW) | 2.2863 | 2.6679 | 2.6574 | 2.6581 | 2.726 | 2.7812 | 2.8181 | 2.848 | 2.8492 | 2.8471 | 2.8073 | 2.6789 | 2.5485 | 2.385 | 2.2222 | 2.0425 | -0.91961 | -3.0226 | -3.8588
Alverdiscott_Indian Queens | TRURO 33KV | Twelveheads. | Primary | 11 | 50.237 | -5.1343 | System Transformation | Thermal headroom (MW) | 2.2206 | 2.5471 | 2.4447 | 2.4068 | 2.4148 | 2.4075 | 2.2912 | 2.1748 | 2.0159 | 1.85 | 1.6696 | 1.4136 | 1.1181 | 0.81825 | 0.53771 | 0.25004 | -3.9673 | -4.9159 | -4.6156
Alverdiscott_Indian Queens | TRURO 33KV | Twelveheads. | Primary | 11 | 50.237 | -5.1343 | WPD Best View | Thermal headroom (MW) | 2.1602 | 2.2275 | 1.9485 | 1.6854 | 1.4721 | 1.2245 | 0.94415 | 0.72165 | 0.43737 | 0.15523 | -0.12659 | -0.58324 | -1.0912 | -1.6197 | -2.1257 | -2.5958 | -3.4695 | -2.8959 | -2.0705
Axminster | Woodcote 33kV | Woodcote 33kV | Bulk Supply Point | 33 | 50.7876 | -2.9213 | Consumer Transformation | Thermal headroom (MW) | 41.2293 | 42.1002 | 37.3731 | 33.7574 | 30.1311 | 25.7592 | 20.0927 | 14.3106 | 8.102 | 1.7098 | -5.9701 | -12.8149 | -19.9408 | -27.5957 | -34.3846 | -42.3722 | -69.2908 | -76.2008 | -73.2397
Axminster | Woodcote 33kV | Woodcote 33kV | Bulk Supply Point | 33 | 50.7876 | -2.9213 | Leading the Way | Thermal headroom (MW) | 40.9905 | 41.5466 | 37.0831 | 33.3342 | 29.4933 | 24.733 | 18.4567 | 11.9355 | 4.1874 | -2.8181 | -10.0825 | -16.4524 | -24.1419 | -30.3873 | -37.3631 | -42.599 | -59.269 | -57.6188 | -45.8165
Axminster | Woodcote 33kV | Woodcote 33kV | Bulk Supply Point | 33 | 50.7876 | -2.9213 | Steady Progression | Thermal headroom (MW) | 42.2218 | 46.3625 | 45.4464 | 45.1986 | 44.9304 | 44.7425 | 44.2595 | 43.3112 | 42.1693 | 40.7786 | 38.9869 | 36.2449 | 33.0771 | 29.6395 | 24.9192 | 20.9187 | -4.0711 | -25.8719 | -35.7105
Axminster | Woodcote 33kV | Woodcote 33kV | Bulk Supply Point | 33 | 50.7876 | -2.9213 | System Transformation | Thermal headroom (MW) | 41.6164 | 45.1157 | 43.1814 | 42.1992 | 41.2251 | 40.1022 | 37.8902 | 35.0727 | 32.2174 | 28.9467 | 24.9844 | 19.0683 | 13.618 | 7.9887 | 1.5438 | -4.3987 | -30.8173 | -43.034 | -42.0812
Axminster | Woodcote 33kV | Woodcote 33kV | Bulk Supply Point | 33 | 50.7876 | -2.9213 | WPD Best View | Thermal headroom (MW) | 41.818 | 45.5458 | 43.9288 | 43.3767 | 42.5686 | 41.7827 | 40.1624 | 37.9232 | 35.7087 | 33.1864 | 30.1487 | 25.2102 | 20.8573 | 16.1727 | 11.1987 | 6.0656 | -20.7822 | -36.9129 | -40.5891
Axminster | Woodcote 33kV | Axminster | Primary | 11 | 50.7799 | -2.9952 | Consumer Transformation | Thermal headroom (MW) | 10.7947 | 10.8519 | 10.4853 | 10.1832 | 9.8882 | 9.4936 | 9.0015 | 8.3349 | 7.7696 | 7.1853 | 6.2441 | 5.7642 | 5.0099 | 4.2328 | 3.4895 | 2.214 | -0.5836 | -1.183 | -1.1362
Axminster | Woodcote 33kV | Axminster | Primary | 11 | 50.7799 | -2.9952 | Leading the Way | Thermal headroom (MW) | 10.7655 | 10.8143 | 10.4785 | 10.1437 | 9.8419 | 9.4436 | 8.9206 | 8.163 | 7.1902 | 6.5882 | 6.0128 | 5.458 | 4.7506 | 4.0645 | 3.0226 | 2.2587 | 0.49287 | 0.70019 | 1.775
Axminster | Woodcote 33kV | Axminster | Primary | 11 | 50.7799 | -2.9952 | Steady Progression | Thermal headroom (MW) | 10.8854 | 11.2108 | 11.1492 | 11.1381 | 11.1389 | 11.1276 | 11.1111 | 10.9512 | 10.8337 | 10.7048 | 10.5484 | 10.3619 | 10.1306 | 9.8865 | 9.2803 | 8.9567 | 7.5219 | 5.1825 | 3.9772
Axminster | Woodcote 33kV | Axminster | Primary | 11 | 50.7799 | -2.9952 | System Transformation | Thermal headroom (MW) | 10.8244 | 11.1022 | 10.975 | 10.9049 | 10.836 | 10.7474 | 10.6 | 10.2307 | 10.0027 | 9.7198 | 9.4162 | 8.7428 | 8.3472 | 7.9568 | 7.6064 | 7.1636 | 4.547 | 2.8998 | 2.6744
Axminster | Woodcote 33kV | Axminster | Primary | 11 | 50.7799 | -2.9952 | WPD Best View | Thermal headroom (MW) | 10.8271 | 11.1042 | 10.979 | 10.9105 | 10.8481 | 10.7637 | 10.627 | 10.2697 | 10.0508 | 9.782 | 9.4955 | 8.8463 | 8.4706 | 8.1028 | 7.7732 | 7.3407 | 4.669 | 2.9574 | 2.7032
Axminster | Woodcote 33kV | Beaminster | Primary | 11 | 50.8117 | -2.761 | Consumer Transformation | Thermal headroom (MW) | 0.78224 | 0.70948 | 0.32322 | -0.097326 | -0.41389 | -0.76656 | -1.2041 | -1.6222 | -2.064 | -2.6323 | -3.1164 | -3.5625 | -3.9995 | -4.4273 | -4.7666 | -5.2637 | -7.9442 | -8.4499 | -8.1256
Axminster | Woodcote 33kV | Beaminster | Primary | 11 | 50.8117 | -2.761 | Leading the Way | Thermal headroom (MW) | 0.75798 | 0.67492 | 0.20035 | -0.12753 | -0.43694 | -0.82374 | -1.3056 | -1.7267 | -2.1878 | -2.8139 | -3.3148 | -3.7399 | -4.1464 | -4.4664 | -5.0778 | -5.6602 | -6.9662 | -6.7606 | -5.9463
Axminster | Woodcote 33kV | Beaminster | Primary | 11 | 50.8117 | -2.761 | Steady Progression | Thermal headroom (MW) | 0.87836 | 1.1113 | 1.0439 | 1.0366 | 0.93269 | 0.91235 | 0.86966 | 0.81018 | 0.70739 | 0.5339 | 0.35579 | 0.089256 | -0.19835 | -0.52367 | -0.86092 | -1.2243 | -3.7536 | -5.5813 | -6.2528
Axminster | Woodcote 33kV | Beaminster | Primary | 11 | 50.8117 | -2.761 | System Transformation | Thermal headroom (MW) | 0.81508 | 0.98412 | 0.85136 | 0.67031 | 0.60303 | 0.5137 | 0.31211 | 0.10533 | -0.14881 | -0.54863 | -0.88652 | -1.3293 | -1.7983 | -2.3276 | -2.8415 | -3.3735 | -5.6824 | -6.3304 | -6.1993
Axminster | Woodcote 33kV | Beaminster | Primary | 11 | 50.8117 | -2.761 | WPD Best View | Thermal headroom (MW) | 0.87038 | 1.1017 | 1.0246 | 1.0058 | 0.88309 | 0.84483 | 0.77544 | 0.67715 | 0.53997 | 0.31509 | 0.083658 | -0.2487 | -0.60211 | -1.0068 | -1.4069 | -1.8162 | -4.2491 | -5.6647 | -6.1899
Axminster | Woodcote 33kV | Bridport | Primary | 11 | 50.7369 | -2.7616 | Consumer Transformation | Thermal headroom (MW) | 3.4298 | 3.6819 | 2.6599 | 1.9342 | 1.3809 | 0.54223 | -0.51874 | -1.5622 | -3.2537 | -5.1447 | -7.3789 | -9.2083 | -11.1356 | -13.3017 | -15.2002 | -17.0813 | -23.4132 | -25.0913 | -24.187
Axminster | Woodcote 33kV | Bridport | Primary | 11 | 50.7369 | -2.7616 | Leading the Way | Thermal headroom (MW) | 3.3953 | 3.589 | 2.475 | 1.6258 | 0.99124 | 0.029206 | -1.1561 | -2.8105 | -4.8175 | -7.008 | -9.6284 | -11.3335 | -13.4025 | -15.0373 | -16.5414 | -17.8671 | -21.017 | -20.9061 | -17.9985
Axminster | Woodcote 33kV | Bridport | Primary | 11 | 50.7369 | -2.7616 | Steady Progression | Thermal headroom (MW) | 3.5399 | 4.2653 | 3.8682 | 3.6467 | 3.5951 | 3.4399 | 3.2715 | 3.0738 | 2.825 | 2.543 | 2.1386 | 1.8493 | 1.396 | 0.7356 | 0.0068529 | -0.81168 | -6.4215 | -12.4576 | -14.6462
Axminster | Woodcote 33kV | Bridport | Primary | 11 | 50.7369 | -2.7616 | System Transformation | Thermal headroom (MW) | 3.4653 | 4.0914 | 3.4431 | 3.0863 | 2.8813 | 2.5613 | 2.1208 | 1.627 | 1.0842 | 0.48945 | -0.66211 | -1.5324 | -2.532 | -3.6364 | -5.2444 | -6.5926 | -12.9547 | -16.0474 | -15.4805
Axminster | Woodcote 33kV | Bridport | Primary | 11 | 50.7369 | -2.7616 | WPD Best View | Thermal headroom (MW) | 3.5399 | 4.2653 | 3.8682 | 3.6467 | 3.5951 | 3.4399 | 3.2715 | 3.0738 | 2.825 | 2.543 | 2.1258 | 1.8298 | 1.396 | 0.7356 | 0.0068529 | -0.81168 | -6.4215 | -12.4576 | -14.6462
Axminster | Woodcote 33kV | Chard | Primary | 11 | 50.8726 | -2.9582 | Consumer Transformation | Thermal headroom (MW) | 2.2808 | 2.7129 | 2.1303 | 1.9224 | 1.4197 | 0.9997 | 0.30763 | -0.312 | -0.94992 | -1.3376 | -1.7222 | -2.1443 | -2.536 | -3.4926 | -4.1957 | -4.8776 | -7.125 | -7.7427 | -7.0514
Axminster | Woodcote 33kV | Chard | Primary | 11 | 50.8726 | -2.9582 | Leading the Way | Thermal headroom (MW) | 2.2319 | 2.5104 | 2.0965 | 1.9079 | 1.3219 | 0.89557 | 0.1333 | -0.51875 | -1.2515 | -1.6685 | -2.0001 | -2.1585 | -2.9062 | -3.4115 | -3.871 | -4.2739 | -5.3374 | -5.3717 | -4.1027
Axminster | Woodcote 33kV | Chard | Primary | 11 | 50.8726 | -2.9582 | Steady Progression | Thermal headroom (MW) | 2.393 | 3.2064 | 3.1407 | 3.1613 | 3.0954 | 3.1869 | 3.1974 | 3.1822 | 3.1225 | 3.1577 | 3.1954 | 3.1385 | 3.085 | 3.0018 | 2.9055 | 2.7835 | 1.5466 | 0.71058 | -0.076686
Axminster | Woodcote 33kV | Chard | Primary | 11 | 50.8726 | -2.9582 | System Transformation | Thermal headroom (MW) | 2.3145 | 3.0475 | 2.7757 | 2.8609 | 2.6648 | 2.6805 | 2.4699 | 2.2329 | 1.9837 | 1.9035 | 1.8018 | 1.6231 | 1.4433 | 1.2058 | 0.63145 | 0.43609 | -0.12259 | -1.1957 | -0.77058
Axminster | Woodcote 33kV | Chard | Primary | 11 | 50.8726 | -2.9582 | WPD Best View | Thermal headroom (MW) | 2.3145 | 3.0475 | 2.7757 | 2.8609 | 2.6648 | 2.6805 | 2.4699 | 2.2329 | 1.9837 | 1.9035 | 1.8018 | 1.6231 | 1.4433 | 1.2058 | 0.63145 | 0.43609 | -0.12259 | -1.1957 | -0.77058
Axminster | Woodcote 33kV | Colyford | Primary | 11 | 50.729 | -3.0565 | Consumer Transformation | Thermal headroom (MW) | 5.6326 | 5.9035 | 5.4343 | 5.1498 | 4.8855 | 4.6014 | 4.1057 | 3.6703 | 3.216 | 2.7408 | 2.154 | 1.6031 | 0.88059 | -0.045491 | -1.0029 | -2.0004 | -5.6276 | -6.7238 | -6.515
Axminster | Woodcote 33kV | Colyford | Primary | 11 | 50.729 | -3.0565 | Leading the Way | Thermal headroom (MW) | 5.5966 | 5.8184 | 5.4548 | 5.1636 | 4.9084 | 4.6051 | 4.0921 | 3.6657 | 3.2029 | 2.6876 | 2.0847 | 1.584 | 0.68269 | -0.22173 | -1.1148 | -1.915 | -4.2208 | -4.3673 | -2.9501
Axminster | Woodcote 33kV | Colyford | Primary | 11 | 50.729 | -3.0565 | Steady Progression | Thermal headroom (MW) | 5.7395 | 6.3774 | 6.3411 | 6.3737 | 6.4884 | 6.5884 | 6.6311 | 6.6695 | 6.6693 | 6.6521 | 6.5608 | 6.3948 | 6.2223 | 6.0049 | 5.7687 | 5.4941 | 3.8809 | 1.2446 | 0.11504
Axminster | Woodcote 33kV | Colyford | Primary | 11 | 50.729 | -3.0565 | System Transformation | Thermal headroom (MW) | 5.6683 | 6.2427 | 6.0857 | 6.111 | 6.1414 | 6.1636 | 6.0679 | 5.9539 | 5.8067 | 5.6334 | 5.3397 | 5.0279 | 4.6674 | 4.2851 | 3.8817 | 3.4837 | 1.0832 | -0.69749 | -0.61239
Axminster | Woodcote 33kV | Colyford | Primary | 11 | 50.729 | -3.0565 | WPD Best View | Thermal headroom (MW) | 5.6709 | 6.2448 | 6.0896 | 6.1165 | 6.1535 | 6.18 | 6.0949 | 5.9929 | 5.8548 | 5.6956 | 5.4189 | 5.1314 | 4.7908 | 4.4311 | 4.0485 | 3.6608 | 1.2052 | -0.63988 | -0.5836
Axminster | Woodcote 33kV | Crewkerne | Primary | 11 | 50.8817 | -2.7851 | Consumer Transformation | Thermal headroom (MW) | 4.0162 | 4.334 | 3.9999 | 3.7564 | 3.5828 | 3.2024 | 2.4322 | 1.6222 | 1.0701 | 0.54526 | -0.41383 | -1.1402 | -1.8862 | -2.9052 | -3.5391 | -4.5023 | -6.7552 | -7.3433 | -7.1233
Axminster | Woodcote 33kV | Crewkerne | Primary | 11 | 50.8817 | -2.7851 | Leading the Way | Thermal headroom (MW) | 3.9927 | 4.2723 | 4.035 | 3.7467 | 3.5787 | 3.2084 | 2.2382 | 1.2231 | 0.28233 | -0.3537 | -0.95697 | -1.537 | -2.4672 | -3.0186 | -3.8256 | -4.1902 | -5.4287 | -5.4608 | -4.3907
Axminster | Woodcote 33kV | Crewkerne | Primary | 11 | 50.8817 | -2.7851 | Steady Progression | Thermal headroom (MW) | 4.0964 | 4.6861 | 4.6667 | 4.6688 | 4.7503 | 4.8452 | 4.7418 | 4.5712 | 4.5389 | 4.5585 | 4.5262 | 4.3974 | 4.2018 | 3.9661 | 3.3617 | 3.1168 | 1.3974 | -0.20218 | -1.3532
Axminster | Woodcote 33kV | Crewkerne | Primary | 11 | 50.8817 | -2.7851 | System Transformation | Thermal headroom (MW) | 4.0456 | 4.578 | 4.4797 | 4.4535 | 4.5084 | 4.5018 | 4.1564 | 3.7408 | 3.5999 | 3.4971 | 3.2936 | 2.6942 | 2.323 | 1.9217 | 1.2182 | 0.8871 | -1.1402 | -2.5995 | -2.6297
Axminster | Woodcote 33kV | Crewkerne | Primary | 11 | 50.8817 | -2.7851 | WPD Best View | Thermal headroom (MW) | 4.0463 | 4.5787 | 4.4811 | 4.4554 | 4.5111 | 4.5054 | 4.1622 | 3.7493 | 3.6107 | 3.5116 | 3.3298 | 2.7182 | 2.441 | 2.074 | 1.7501 | 1.4359 | -0.98843 | -2.1543 | -2.5918
Axminster | Woodcote 33kV | Dowlish Ford | Primary | 11 | 50.915 | -2.9148 | Consumer Transformation | Thermal headroom (MW) | 8.3523 | 8.5079 | 7.8678 | 7.376 | 6.8204 | 6.17 | 5.5907 | 5.0316 | 4.427 | 3.9587 | 3.1389 | 2.6223 | 2.0168 | 1.4465 | 0.89423 | -0.018558 | -2.0851 | -2.0138 | -1.5836
Axminster | Woodcote 33kV | Dowlish Ford | Primary | 11 | 50.915 | -2.9148 | Leading the Way | Thermal headroom (MW) | 8.3261 | 8.4701 | 7.7808 | 7.2075 | 6.5586 | 5.8298 | 5.222 | 4.6363 | 3.6677 | 3.199 | 2.7087 | 2.252 | 1.7508 | 1.2382 | 0.46056 | 0.06605 | -0.8959 | -0.30124 | 0.68
Axminster | Woodcote 33kV | Dowlish Ford | Primary | 11 | 50.915 | -2.9148 | Steady Progression | Thermal headroom (MW) | 8.4518 | 8.9411 | 8.7258 | 8.6191 | 8.4658 | 8.351 | 8.3371 | 8.2928 | 8.1941 | 8.1266 | 8.036 | 7.8654 | 7.673 | 7.4654 | 6.9009 | 6.6867 | 5.5763 | 3.8256 | 2.7097
Axminster | Woodcote 33kV | Dowlish Ford | Primary | 11 | 50.915 | -2.9148 | System Transformation | Thermal headroom (MW) | 8.3832 | 8.8084 | 8.4426 | 8.215 | 7.9159 | 7.6775 | 7.4838 | 7.2735 | 6.996 | 6.7534 | 6.507 | 5.8364 | 5.5155 | 5.1842 | 4.8833 | 4.6044 | 2.7032 | 1.4756 | 1.4225
Axminster | Woodcote 33kV | Dowlish Ford | Primary | 11 | 50.915 | -2.9148 | WPD Best View | Thermal headroom (MW) | 8.3832 | 8.8084 | 8.4426 | 8.215 | 7.9159 | 7.6775 | 7.4838 | 7.2735 | 6.996 | 6.7534 | 6.507 | 5.8364 | 5.5155 | 5.1842 | 4.8833 | 4.6044 | 2.7032 | 1.4756 | 1.4225
Axminster | Woodcote 33kV | Penn Cross | Primary | 11 | 50.7451 | -2.9271 | Consumer Transformation | Thermal headroom (MW) | 8.484 | 8.5443 | 8.2279 | 7.9808 | 7.7131 | 7.4015 | 6.9824 | 6.5828 | 6.1402 | 5.6727 | 5.1827 | 4.4914 | 3.8517 | 3.2431 | 2.5009 | 1.7552 | -0.99038 | -1.8217 | -1.6767
Axminster | Woodcote 33kV | Penn Cross | Primary | 11 | 50.7451 | -2.9271 | Leading the Way | Thermal headroom (MW) | 8.475 | 8.545 | 8.2589 | 7.9952 | 7.7012 | 7.3583 | 6.9007 | 6.4898 | 6.012 | 5.5083 | 5.0055 | 4.3426 | 3.4493 | 2.6753 | 1.8874 | 1.2151 | -0.38578 | -0.39129 | 0.62081
Axminster | Woodcote 33kV | Penn Cross | Primary | 11 | 50.7451 | -2.9271 | Steady Progression | Thermal headroom (MW) | 8.5554 | 8.8603 | 8.815 | 8.8409 | 8.8449 | 8.8389 | 8.8025 | 8.738 | 8.65 | 8.5233 | 8.3634 | 8.0202 | 7.6397 | 7.332 | 6.9964 | 6.6446 | 4.6204 | 3.0875 | 2.3517
Axminster | Woodcote 33kV | Penn Cross | Primary | 11 | 50.7451 | -2.9271 | System Transformation | Thermal headroom (MW) | 8.515 | 8.7864 | 8.6934 | 8.6675 | 8.5963 | 8.5032 | 8.3634 | 8.1974 | 7.9753 | 7.732 | 7.4213 | 6.8449 | 6.2158 | 5.7352 | 5.2615 | 4.785 | 2.8049 | 1.6681 | 1.7313
Axminster | Woodcote 33kV | Penn Cross | Primary | 11 | 50.7451 | -2.9271 | WPD Best View | Thermal headroom (MW) | 8.5415 | 8.8383 | 8.7771 | 8.7848 | 8.7701 | 8.7401 | 8.6661 | 8.5581 | 8.4238 | 8.2439 | 8.0257 | 7.6154 | 7.1732 | 6.801 | 6.409 | 6.0104 | 4.0458 | 2.8355 | 2.1469
Axminster | Woodcote 33kV | Waterlake Primary | Primary | 11 | 50.8472 | -2.9508 | Consumer Transformation | Thermal headroom (MW) | 9.5967 | 9.5659 | 9.2345 | 8.9845 | 8.7055 | 8.3915 | 8.0121 | 7.6234 | 7.1726 | 6.7008 | 6.2218 | 5.6912 | 5.2207 | 4.8029 | 4.4675 | 4.2112 | 2.9359 | 2.4415 | 2.6155
Axminster | Woodcote 33kV | Waterlake Primary | Primary | 11 | 50.8472 | -2.9508 | Leading the Way | Thermal headroom (MW) | 9.5852 | 9.5225 | 9.2402 | 8.9791 | 8.6951 | 8.3427 | 7.9226 | 7.5159 | 7.0381 | 6.5246 | 5.9466 | 5.4394 | 5.0059 | 4.6984 | 4.5297 | 4.4463 | 3.2113 | 3.3879 | 4.1617
Axminster | Woodcote 33kV | Waterlake Primary | Primary | 11 | 50.8472 | -2.9508 | Steady Progression | Thermal headroom (MW) | 9.6758 | 9.8923 | 9.8419 | 9.8213 | 9.8054 | 9.7684 | 9.7158 | 9.6329 | 9.5147 | 9.353 | 9.1545 | 8.864 | 8.541 | 8.1925 | 7.812 | 7.4133 | 4.8777 | 3.3664 | 2.8237
Axminster | Woodcote 33kV | Waterlake Primary | Primary | 11 | 50.8472 | -2.9508 | System Transformation | Thermal headroom (MW) | 9.6362 | 9.7992 | 9.682 | 9.6216 | 9.5488 | 9.4469 | 9.2664 | 9.0415 | 8.7732 | 8.4509 | 8.0805 | 7.6058 | 7.0919 | 6.5317 | 5.9126 | 5.2904 | 3.0767 | 2.574 | 2.6867
Axminster | Woodcote 33kV | Waterlake Primary | Primary | 11 | 50.8472 | -2.9508 | WPD Best View | Thermal headroom (MW) | 9.6448 | 9.8192 | 9.7129 | 9.6672 | 9.6136 | 9.53 | 9.3821 | 9.1947 | 8.9677 | 8.6956 | 8.3703 | 7.9529 | 7.4999 | 7.0159 | 6.4918 | 5.9183 | 3.6299 | 2.8321 | 2.7764
Axminster | YEOVIL 33kV | YEOVIL 33kV | Bulk Supply Point | 33 | 50.9384 | -2.6033 | Consumer Transformation | Thermal headroom (MW) | 0.044031 | -0.22781 | -1.2488 | -2.0925 | -3.258 | -4.4293 | -6.0125 | -7.3972 | -9.0419 | -10.817 | -12.652 | -14.5628 | -16.4174 | -18.49 | -19.8606 | -21.0908 | -25.0373 | -26.2623 | -25.2539
Axminster | YEOVIL 33kV | YEOVIL 33kV | Bulk Supply Point | 33 | 50.9384 | -2.6033 | Leading the Way | Thermal headroom (MW) | 0.010068 | -0.46035 | -1.487 | -2.2911 | -3.6675 | -4.9313 | -6.8341 | -8.2998 | -9.9284 | -11.8797 | -13.7677 | -15.6313 | -17.4237 | -18.859 | -19.8031 | -20.3396 | -23.3545 | -22.7335 | -20.1782
Axminster | YEOVIL 33kV | YEOVIL 33kV | Bulk Supply Point | 33 | 50.9384 | -2.6033 | Steady Progression | Thermal headroom (MW) | 0.25862 | 0.75648 | 0.57219 | 0.48764 | 0.094491 | -0.047933 | -0.32794 | -0.58037 | -0.94814 | -1.4565 | -2.0932 | -2.9633 | -4.0323 | -5.1174 | -6.1536 | -7.2425 | -13.7342 | -18.2291 | -19.8792
Axminster | YEOVIL 33kV | YEOVIL 33kV | Bulk Supply Point | 33 | 50.9384 | -2.6033 | System Transformation | Thermal headroom (MW) | 0.13882 | 0.41937 | 0.0069959 | -0.27611 | -0.83688 | -1.1719 | -1.958 | -2.6142 | -3.4432 | -4.542 | -5.668 | -7.0795 | -8.5854 | -10.2024 | -12.0647 | -13.6654 | -19.3846 | -21.2215 | -20.7405
Axminster | YEOVIL 33kV | YEOVIL 33kV | Bulk Supply Point | 33 | 50.9384 | -2.6033 | WPD Best View | Thermal headroom (MW) | 0.14954 | 0.43357 | 0.038699 | -0.23015 | -0.76068 | -1.0771 | -1.812 | -2.4117 | -3.1845 | -4.2126 | -5.257 | -6.5679 | -7.967 | -9.4682 | -11.2014 | -12.6536 | -18.6304 | -21.05 | -20.7709
Axminster | YEOVIL 33kV | Coker | Primary | 11 | 50.914 | -2.6651 | Consumer Transformation | Thermal headroom (MW) | 2.1583 | 2.1175 | 1.9036 | 1.7369 | 1.5112 | 1.1893 | 0.83794 | 0.48151 | 0.10234 | -0.36941 | -0.86321 | -1.3431 | -1.8296 | -2.267 | -2.5283 | -2.7556 | -3.386 | -3.5277 | -3.2613
Axminster | YEOVIL 33kV | Coker | Primary | 11 | 50.914 | -2.6651 | Leading the Way | Thermal headroom (MW) | 2.1519 | 2.0916 | 1.9084 | 1.7385 | 1.4924 | 1.144 | 0.76635 | 0.39409 | -0.021984 | -0.53341 | -1.0329 | -1.4994 | -1.9077 | -2.2326 | -2.3434 | -2.3808 | -3.0216 | -2.7694 | -2.2712
Axminster | YEOVIL 33kV | Coker | Primary | 11 | 50.914 | -2.6651 | Steady Progression | Thermal headroom (MW) | 2.2098 | 2.3149 | 2.2876 | 2.2608 | 2.2186 | 2.1551 | 2.0909 | 2.0071 | 1.8875 | 1.731 | 1.5367 | 1.2891 | 1.0121 | 0.70132 | 0.41621 | 0.12029 | -1.4781 | -2.4306 | -2.7109
Axminster | YEOVIL 33kV | Coker | Primary | 11 | 50.914 | -2.6651 | System Transformation | Thermal headroom (MW) | 2.1817 | 2.2614 | 2.1813 | 2.1391 | 2.0491 | 1.9395 | 1.7683 | 1.5865 | 1.366 | 1.083 | 0.75706 | 0.36375 | -0.054951 | -0.50386 | -0.88504 | -1.2976 | -2.5936 | -2.8566 | -2.732
Axminster | YEOVIL 33kV | Coker | Primary | 11 | 50.914 | -2.6651 | WPD Best View | Thermal headroom (MW) | 2.1843 | 2.2641 | 2.1866 | 2.1465 | 2.0612 | 1.9558 | 1.7953 | 1.6255 | 1.4141 | 1.1452 | 0.8363 | 0.4673 | 0.068444 | -0.35787 | -0.7173 | -1.0878 | -2.4498 | -2.8792 | -2.7931
Axminster | YEOVIL 33kV | East Chinnock Primary | Primary | 11 | 50.9155 | -2.7258 | Consumer Transformation | Thermal headroom (MW) | 2.9566 | 2.9592 | 2.7463 | 2.5503 | 2.3311 | 2.0593 | 1.7439 | 1.4215 | 1.0646 | 0.63262 | 0.20319 | -0.25227 | -0.66998 | -1.052 | -1.3154 | -1.5283 | -2.1296 | -2.4115 | -2.2022
Axminster | YEOVIL 33kV | East Chinnock Primary | Primary | 11 | 50.9155 | -2.7258 | Leading the Way | Thermal headroom (MW) | 2.9479 | 2.958 | 2.7523 | 2.5352 | 2.3055 | 2.0007 | 1.6623 | 1.3198 | 0.91918 | 0.45555 | -0.015529 | -0.46373 | -0.85265 | -1.1377 | -1.2657 | -1.3121 | -2.0539 | -1.8139 | -1.2074
Axminster | YEOVIL 33kV | East Chinnock Primary | Primary | 11 | 50.9155 | -2.7258 | Steady Progression | Thermal headroom (MW) | 3.0109 | 3.1773 | 3.1439 | 3.1298 | 3.1058 | 3.0704 | 3.0167 | 2.939 | 2.8353 | 2.6868 | 2.509 | 2.2594 | 1.9813 | 1.6815 | 1.3657 | 1.0382 | -0.80928 | -1.874 | -2.2521
Axminster | YEOVIL 33kV | East Chinnock Primary | Primary | 11 | 50.9155 | -2.7258 | System Transformation | Thermal headroom (MW) | 2.9803 | 3.1211 | 3.0495 | 2.9933 | 2.9188 | 2.8256 | 2.6751 | 2.4884 | 2.2672 | 1.9945 | 1.6705 | 1.2721 | 0.83751 | 0.36884 | -0.10769 | -0.59034 | -2.1428 | -2.4511 | -2.3405
Axminster | YEOVIL 33kV | East Chinnock Primary | Primary | 11 | 50.9155 | -2.7258 | WPD Best View | Thermal headroom (MW) | 2.9856 | 3.1293 | 3.0689 | 3.0219 | 2.9668 | 2.8832 | 2.7612 | 2.6053 | 2.4192 | 2.1866 | 1.9077 | 1.5599 | 1.1882 | 0.78587 | 0.38852 | -0.028593 | -1.705 | -2.2685 | -2.2751
Axminster | YEOVIL 33kV | Montacute | Primary | 11 | 50.9547 | -2.6972 | Consumer Transformation | Thermal headroom (MW) | 4.4869 | 4.0203 | 3.626 | 3.2633 | 2.6258 | 2.3926 | 1.7611 | 1.4164 | 0.99857 | 0.50397 | -0.023161 | -0.65572 | -1.2929 | -2.2628 | -2.8668 | -3.426 | -5.2134 | -5.805 | -5.3654
Axminster | YEOVIL 33kV | Montacute | Primary | 11 | 50.9547 | -2.6972 | Leading the Way | Thermal headroom (MW) | 4.4791 | 3.7553 | 3.2074 | 2.9538 | 2.0604 | 1.8262 | 1.0365 | 0.63332 | 0.24288 | -0.3472 | -0.88596 | -1.4025 | -2.2691 | -2.8194 | -3.2672 | -3.6481 | -4.4472 | -4.4713 | -3.446
Axminster | YEOVIL 33kV | Montacute | Primary | 11 | 50.9547 | -2.6972 | Steady Progression | Thermal headroom (MW) | 4.5313 | 4.3879 | 4.2481 | 4.1975 | 3.7062 | 3.7037 | 3.5268 | 3.4885 | 3.4309 | 3.3371 | 3.2072 | 3.0365 | 2.8936 | 2.6715 | 2.4898 | 2.2755 | 0.54976 | -1.0443 | -1.6771
Axminster | YEOVIL 33kV | Montacute | Primary | 11 | 50.9547 | -2.6972 | System Transformation | Thermal headroom (MW) | 4.5094 | 4.1686 | 3.9428 | 3.7215 | 3.238 | 3.1965 | 2.7973 | 2.6794 | 2.4851 | 2.3127 | 2.1215 | 1.846 | 1.5611 | 1.2567 | 0.57965 | 0.2112 | -1.4256 | -2.3716 | -2.0266
Axminster | YEOVIL 33kV | Montacute | Primary | 11 | 50.9547 | -2.6972 | WPD Best View | Thermal headroom (MW) | 4.5094 | 4.1686 | 3.9428 | 3.7215 | 3.238 | 3.1965 | 2.7973 | 2.6794 | 2.4851 | 2.3127 | 2.1215 | 1.846 | 1.5611 | 1.2567 | 0.57965 | 0.2112 | -1.4256 | -2.3716 | -2.0266
Bridgwater_Taunton | Bowhays Cross 33kV | Bowhays Cross 33kV | Bulk Supply Point | 33 | 51.159 | -3.34 | Consumer Transformation | Thermal headroom (MW) | 27.6024 | 27.8493 | 25.8225 | 24.2876 | 22.2421 | 20.0338 | 17.3232 | 14.8289 | 11.3395 | 8.389 | 5.0725 | 1.9601 | -1.0617 | -7.1445 | -9.6089 | -12.2753 | -23.8786 | -30.1553 | -29.3986
Bridgwater_Taunton | Bowhays Cross 33kV | Bowhays Cross 33kV | Bulk Supply Point | 33 | 51.159 | -3.34 | Leading the Way | Thermal headroom (MW) | 27.4959 | 27.6432 | 25.8651 | 24.0053 | 21.9939 | 19.6158 | 15.8479 | 13.2978 | 10.3366 | 6.8722 | 3.6258 | -0.26822 | -5.4235 | -8.0968 | -11.3043 | -13.6645 | -21.5938 | -23.4032 | -18.5247
Bridgwater_Taunton | Bowhays Cross 33kV | Bowhays Cross 33kV | Bulk Supply Point | 33 | 51.159 | -3.34 | Steady Progression | Thermal headroom (MW) | 28.084 | 29.7948 | 29.5347 | 29.4391 | 29.3416 | 29.1763 | 28.9026 | 28.5045 | 27.8766 | 27.0744 | 25.7947 | 24.059 | 21.5483 | 19.6989 | 17.6943 | 15.2671 | -1.1585 | -13.9072 | -21.3864
Bridgwater_Taunton | Bowhays Cross 33kV | Bowhays Cross 33kV | Bulk Supply Point | 33 | 51.159 | -3.34 | System Transformation | Thermal headroom (MW) | 27.7798 | 29.2259 | 28.5216 | 28.1711 | 27.6271 | 27.0358 | 25.9233 | 24.4306 | 22.8055 | 20.1455 | 18.1104 | 15.6552 | 12.4768 | 9.26 | 2.9132 | -0.48167 | -15.9497 | -24.0821 | -24.8091
Bridgwater_Taunton | Bowhays Cross 33kV | Bowhays Cross 33kV | Bulk Supply Point | 33 | 51.159 | -3.34 | WPD Best View | Thermal headroom (MW) | 27.7916 | 29.2371 | 28.5831 | 28.2018 | 27.677 | 27.1032 | 26.0348 | 24.5918 | 23.0043 | 20.4027 | 18.438 | 16.0834 | 13.0351 | 9.9335 | 3.7026 | 0.38583 | -15.3553 | -24.1755 | -25.0617
Bridgwater_Taunton | Bowhays Cross 33kV | Alcombe | Primary | 11 | 51.1996 | -3.4649 | Consumer Transformation | Thermal headroom (MW) | 3.5672 | 4.0935 | 3.7202 | 3.6248 | 3.4867 | 3.2241 | 2.3847 | 1.8982 | 1.4208 | 0.94007 | 0.42272 | -0.52253 | -1.1429 | -1.9661 | -3.1443 | -3.9882 | -7.8318 | -9.148 | -9.0528
Bridgwater_Taunton | Bowhays Cross 33kV | Alcombe | Primary | 11 | 51.1996 | -3.4649 | Leading the Way | Thermal headroom (MW) | 3.5507 | 4.0071 | 3.7337 | 3.651 | 3.1431 | 2.8635 | 2.3238 | 1.8397 | 1.331 | 0.79511 | -0.071154 | -0.45554 | -1.166 | -2.2352 | -2.9201 | -3.9533 | -5.9454 | -6.1701 | -5.1051
Bridgwater_Taunton | Bowhays Cross 33kV | Alcombe | Primary | 11 | 51.1996 | -3.4649 | Steady Progression | Thermal headroom (MW) | 3.6311 | 4.4282 | 4.3879 | 4.4806 | 4.6118 | 4.7251 | 4.8029 | 4.8541 | 4.8755 | 4.888 | 4.875 | 4.4223 | 4.3254 | 4.1923 | 4.0492 | 3.8475 | 1.9704 | -0.47421 | -1.4563
Bridgwater_Taunton | Bowhays Cross 33kV | Alcombe | Primary | 11 | 51.1996 | -3.4649 | System Transformation | Thermal headroom (MW) | 3.5894 | 4.326 | 4.1767 | 4.2938 | 4.376 | 4.4172 | 4.3851 | 4.3145 | 3.8704 | 3.7394 | 3.5984 | 3.3932 | 3.1326 | 2.5198 | 2.2783 | 1.6485 | -1.1446 | -3.0406 | -3.4535
Bridgwater_Taunton | Bowhays Cross 33kV | Alcombe | Primary | 11 | 51.1996 | -3.4649 | WPD Best View | Thermal headroom (MW) | 3.5894 | 4.326 | 4.1767 | 4.2938 | 4.376 | 4.4172 | 4.3851 | 4.3145 | 3.8704 | 3.7394 | 3.5984 | 3.3932 | 3.1326 | 2.5198 | 2.2783 | 1.6485 | -1.1446 | -3.0406 | -3.4535
Bridgwater_Taunton | Bowhays Cross 33kV | Bowhays Cross | Primary | 11 | 51.1599 | -3.3396 | Consumer Transformation | Thermal headroom (MW) | 8.0682 | 8.1561 | 7.7403 | 7.2972 | 6.4446 | 5.6767 | 4.8325 | 4.1569 | 3.4095 | 2.6436 | 1.4793 | 0.62815 | -0.33609 | -1.4982 | -2.35 | -3.5427 | -7.2517 | -8.2436 | -7.8257
Bridgwater_Taunton | Bowhays Cross 33kV | Bowhays Cross | Primary | 11 | 51.1599 | -3.3396 | Leading the Way | Thermal headroom (MW) | 8.0348 | 8.1125 | 7.7295 | 6.8689 | 6.3049 | 5.4992 | 4.5828 | 3.8885 | 3.0968 | 1.9633 | 1.2346 | 0.080844 | -0.71043 | -1.7645 | -2.4468 | -3.3367 | -5.5519 | -5.4066 | -4.2417
Bridgwater_Taunton | Bowhays Cross 33kV | Bowhays Cross | Primary | 11 | 51.1599 | -3.3396 | Steady Progression | Thermal headroom (MW) | 8.1666 | 8.588 | 8.5172 | 8.4413 | 8.3319 | 8.2608 | 8.175 | 8.0912 | 7.9585 | 7.8044 | 7.2575 | 7.0004 | 6.7563 | 6.4939 | 6.2306 | 5.5809 | 3.4053 | 0.63991 | -1.0464
Bridgwater_Taunton | Bowhays Cross 33kV | Bowhays Cross | Primary | 11 | 51.1599 | -3.3396 | System Transformation | Thermal headroom (MW) | 8.1058 | 8.4505 | 8.3122 | 8.1309 | 7.9077 | 7.7232 | 7.4327 | 6.8218 | 6.5092 | 6.1655 | 5.7759 | 5.3652 | 4.6026 | 4.2198 | 3.4998 | 2.7949 | -0.47679 | -2.55 | -3.1045
Bridgwater_Taunton | Bowhays Cross 33kV | Bowhays Cross | Primary | 11 | 51.1599 | -3.3396 | WPD Best View | Thermal headroom (MW) | 8.1058 | 8.4505 | 8.3122 | 8.1309 | 7.9077 | 7.7232 | 7.4327 | 6.8218 | 6.5092 | 6.1655 | 5.7759 | 5.3652 | 4.6026 | 4.2198 | 3.4998 | 2.7949 | -0.47679 | -2.55 | -3.1045
Bridgwater_Taunton | Bowhays Cross 33kV | Holford | Primary | 11 | 51.1688 | -3.1967 | Consumer Transformation | Thermal headroom (MW) | 1.5938 | 1.5701 | 1.4323 | 1.328 | 1.2003 | 1.0599 | 0.89011 | 0.70101 | 0.48865 | 0.24581 | -0.017638 | -0.28132 | -0.51273 | -1.0718 | -1.2218 | -1.3544 | -1.7688 | -2.3769 | -2.3346
Bridgwater_Taunton | Bowhays Cross 33kV | Holford | Primary | 11 | 51.1688 | -3.1967 | Leading the Way | Thermal headroom (MW) | 1.5898 | 1.5572 | 1.4391 | 1.3217 | 1.1925 | 1.0321 | 0.82818 | 0.62111 | 0.39751 | 0.10461 | -0.17341 | -0.43905 | -0.99573 | -1.1504 | -1.2336 | -1.2736 | -1.82 | -2.0932 | -1.7324
Bridgwater_Taunton | Bowhays Cross 33kV | Holford | Primary | 11 | 51.1688 | -3.1967 | Steady Progression | Thermal headroom (MW) | 1.6254 | 1.6822 | 1.658 | 1.6363 | 1.6203 | 1.5896 | 1.5525 | 1.4965 | 1.4193 | 1.3269 | 1.214 | 1.0516 | 0.88309 | 0.69425 | 0.48392 | 0.24566 | -1.3854 | -2.1547 | -2.7527
Bridgwater_Taunton | Bowhays Cross 33kV | Holford | Primary | 11 | 51.1688 | -3.1967 | System Transformation | Thermal headroom (MW) | 1.6086 | 1.6513 | 1.5983 | 1.5672 | 1.5219 | 1.4648 | 1.3689 | 1.255 | 1.1111 | 0.93719 | 0.73993 | 0.5112 | 0.23375 | -0.091915 | -0.76354 | -1.0757 | -2.1537 | -2.7691 | -2.7377
Bridgwater_Taunton | Bowhays Cross 33kV | Holford | Primary | 11 | 51.1688 | -3.1967 | WPD Best View | Thermal headroom (MW) | 1.6114 | 1.654 | 1.6132 | 1.5746 | 1.534 | 1.4812 | 1.3958 | 1.294 | 1.1592 | 0.99938 | 0.81917 | 0.61475 | 0.3688 | 0.070968 | -0.57261 | -0.86593 | -2.0099 | -2.7917 | -2.7988
Bridgwater_Taunton | Bowhays Cross 33kV | Luckwell Bridge | Primary | 11 | 51.1374 | -3.5634 | Consumer Transformation | Thermal headroom (MW) | 0.053576 | 0.00028482 | -0.22116 | -0.39583 | -0.58082 | -0.77524 | -0.98963 | -1.2108 | -1.7955 | -2.0555 | -2.311 | -2.521 | -2.7535 | -3.322 | -3.4814 | -3.6371 | -5.3579 | -5.8739 | -6.0158
Bridgwater_Taunton | Bowhays Cross 33kV | Luckwell Bridge | Primary | 11 | 51.1374 | -3.5634 | Leading the Way | Thermal headroom (MW) | 0.041336 | -0.014979 | -0.22061 | -0.39084 | -0.5692 | -0.77354 | -1.386 | -1.5954 | -1.8698 | -2.1279 | -2.3889 | -3.0055 | -3.2305 | -3.4019 | -4.0821 | -4.3857 | -5.3071 | -5.4476 | -5.0664
Bridgwater_Taunton | Bowhays Cross 33kV | Luckwell Bridge | Primary | 11 | 51.1374 | -3.5634 | Steady Progression | Thermal headroom (MW) | 0.11391 | 0.24054 | 0.22197 | 0.21585 | 0.21741 | 0.20795 | 0.17385 | 0.13402 | 0.086185 | 0.015194 | -0.084473 | -0.23489 | -0.75072 | -0.93495 | -1.1286 | -1.3239 | -2.9804 | -4.8887 | -5.6947
Bridgwater_Taunton | Bowhays Cross 33kV | Luckwell Bridge | Primary | 11 | 51.1374 | -3.5634 | System Transformation | Thermal headroom (MW) | 0.071335 | 0.16995 | 0.10059 | 0.049363 | 0.0039612 | -0.056164 | -0.16108 | -0.29422 | -0.44135 | -0.99339 | -1.1848 | -1.4376 | -1.7174 | -2.0115 | -2.6528 | -2.9667 | -5.2224 | -6.029 | -6.3315
Bridgwater_Taunton | Bowhays Cross 33kV | Luckwell Bridge | Primary | 11 | 51.1374 | -3.5634 | WPD Best View | Thermal headroom (MW) | 0.071335 | 0.16995 | 0.10059 | 0.049363 | 0.0039612 | -0.056164 | -0.16108 | -0.29422 | -0.44135 | -0.99339 | -1.1848 | -1.4376 | -1.7174 | -2.0115 | -2.6528 | -2.9667 | -5.2224 | -6.029 | -6.3315
Bridgwater_Taunton | Bowhays Cross 33kV | Periton | Primary | 11 | 51.2006 | -3.4968 | Consumer Transformation | Thermal headroom (MW) | 9.9471 | 10.042 | 9.8728 | 9.7546 | 9.6313 | 9.4706 | 9.2947 | 9.1239 | 8.9282 | 8.7102 | 8.495 | 8.3082 | 8.1601 | 7.6445 | 7.5169 | 7.4066 | 7.2099 | 6.751 | 6.9634
Bridgwater_Taunton | Bowhays Cross 33kV | Periton | Primary | 11 | 51.2006 | -3.4968 | Leading the Way | Thermal headroom (MW) | 9.9383 | 10.0356 | 9.8835 | 9.7691 | 9.6502 | 9.4824 | 9.2757 | 9.1054 | 8.8725 | 8.6396 | 8.4133 | 8.2377 | 7.7264 | 7.6054 | 7.5474 | 7.5146 | 7.2286 | 7.1009 | 7.5309
Bridgwater_Taunton | Bowhays Cross 33kV | Periton | Primary | 11 | 51.2006 | -3.4968 | Steady Progression | Thermal headroom (MW) | 9.9941 | 10.2241 | 10.2119 | 10.2467 | 10.2733 | 10.2827 | 10.2888 | 10.2871 | 10.2435 | 10.1966 | 10.1144 | 9.9888 | 9.8627 | 9.718 | 9.5504 | 9.39 | 7.9917 | 7.0694 | 6.4004
Bridgwater_Taunton | Bowhays Cross 33kV | Periton | Primary | 11 | 51.2006 | -3.4968 | System Transformation | Thermal headroom (MW) | 9.9631 | 10.1716 | 10.1282 | 10.1304 | 10.1231 | 10.1021 | 10.0111 | 9.9138 | 9.8099 | 9.6556 | 9.4897 | 9.2795 | 9.0549 | 8.8016 | 8.2041 | 7.9646 | 7.0304 | 6.4049 | 6.5317
Bridgwater_Taunton | Bowhays Cross 33kV | Periton | Primary | 11 | 51.2006 | -3.4968 | WPD Best View | Thermal headroom (MW) | 9.9631 | 10.1716 | 10.1282 | 10.1304 | 10.1231 | 10.1021 | 10.0111 | 9.9138 | 9.8099 | 9.6556 | 9.4897 | 9.2795 | 9.0549 | 8.8016 | 8.2041 | 7.9646 | 7.0304 | 6.4049 | 6.5317
Bridgwater_Taunton | Bowhays Cross 33kV | Wiveliscombe | Primary | 11 | 51.0357 | -3.3087 | Consumer Transformation | Thermal headroom (MW) | 5.5433 | 5.6115 | 5.3288 | 5.13 | 4.849 | 4.5235 | 4.1612 | 3.8477 | 3.5298 | 3.1934 | 2.848 | 2.5195 | 2.1056 | 1.4618 | 1.2038 | 0.75826 | -0.8562 | -1.6001 | -1.3271
Bridgwater_Taunton | Bowhays Cross 33kV | Wiveliscombe | Primary | 11 | 51.0357 | -3.3087 | Leading the Way | Thermal headroom (MW) | 5.5234 | 5.5682 | 5.3297 | 5.1243 | 4.8131 | 4.4661 | 4.0588 | 3.7483 | 3.4029 | 3.048 | 2.6999 | 2.4742 | 1.6886 | 1.3603 | 0.87225 | 0.44494 | -0.42324 | -0.61263 | 0.080681
Bridgwater_Taunton | Bowhays Cross 33kV | Wiveliscombe | Primary | 11 | 51.0357 | -3.3087 | Steady Progression | Thermal headroom (MW) | 5.5996 | 5.8663 | 5.8309 | 5.8097 | 5.7666 | 5.7432 | 5.7213 | 5.6865 | 5.6301 | 5.5392 | 5.4444 | 5.2524 | 4.9901 | 4.7761 | 4.5529 | 4.3041 | 2.5609 | 1.4297 | 0.71229
Bridgwater_Taunton | Bowhays Cross 33kV | Wiveliscombe | Primary | 11 | 51.0357 | -3.3087 | System Transformation | Thermal headroom (MW) | 5.5627 | 5.793 | 5.6825 | 5.6531 | 5.5375 | 5.4611 | 5.3241 | 5.185 | 5.0224 | 4.827 | 4.5975 | 4.3182 | 3.8723 | 3.5274 | 2.8356 | 2.507 | 1.2209 | 0.48479 | 0.65918
Bridgwater_Taunton | Bowhays Cross 33kV | Wiveliscombe | Primary | 11 | 51.0357 | -3.3087 | WPD Best View | Thermal headroom (MW) | 5.5627 | 5.793 | 5.6825 | 5.6531 | 5.5375 | 5.4611 | 5.3241 | 5.185 | 5.0224 | 4.827 | 4.5975 | 4.3182 | 3.8723 | 3.5274 | 2.8356 | 2.507 | 1.2209 | 0.48479 | 0.65918
Bridgwater_Taunton | Bridgwater 33kV | Bridgwater 33kV | Bulk Supply Point | 33 | 51.1186 | -2.9654 | Consumer Transformation | Thermal headroom (MW) | -8.9647 | -7.0858 | -14.0486 | -18.4907 | -23.5692 | -30.8621 | -39.8355 | -47.8348 | -56.9535 | -65.5066 | -74.3469 | -83.2894 | -90.6437 | -99.6062 | -107.0489 | -114.1313 | -140.2326 | -148.7107 | -142.7897
Bridgwater_Taunton | Bridgwater 33kV | Bridgwater 33kV | Bulk Supply Point | 33 | 51.1186 | -2.9654 | Leading the Way | Thermal headroom (MW) | -9.4297 | -8.1991 | -14.3928 | -19.048 | -24.7481 | -32.8558 | -42.7289 | -51.2484 | -60.9184 | -70.3327 | -79.96 | -87.0842 | -94.8587 | -100.5022 | -105.7341 | -110.7483 | -129.7328 | -127.0438 | -111.6547
Bridgwater_Taunton | Bridgwater 33kV | Bridgwater 33kV | Bulk Supply Point | 33 | 51.1186 | -2.9654 | Steady Progression | Thermal headroom (MW) | -7.4755 | -0.86937 | -2.1256 | -2.2513 | -2.235 | -3.039 | -3.8255 | -4.8822 | -6.6062 | -8.5623 | -11.0694 | -15.1969 | -19.509 | -23.8928 | -28.7002 | -33.9406 | -65.1213 | -87.9106 | -97.4873
Bridgwater_Taunton | Bridgwater 33kV | Bridgwater 33kV | Bulk Supply Point | 33 | 51.1186 | -2.9654 | System Transformation | Thermal headroom (MW) | -8.4495 | -2.79 | -5.67 | -6.3428 | -7.5595 | -9.7664 | -13.2357 | -16.9317 | -21.7652 | -26.96 | -32.3597 | -38.7745 | -45.4166 | -53.0878 | -62.454 | -70.2399 | -96.972 | -108.0292 | -104.8034
Bridgwater_Taunton | Bridgwater 33kV | Bridgwater 33kV | Bulk Supply Point | 33 | 51.1186 | -2.9654 | WPD Best View | Thermal headroom (MW) | -7.9135 | -1.7831 | -3.8039 | -4.2745 | -4.8915 | -6.4041 | -8.4928 | -10.7643 | -13.7964 | -17.5605 | -21.5142 | -27.0207 | -32.3531 | -38.3525 | -46.1172 | -52.4491 | -80.5137 | -97.8523 | -100.5019
Bridgwater_Taunton | Bridgwater 33kV | Bath Road Primary | Primary | 11 | 51.1418 | -2.9815 | Consumer Transformation | Thermal headroom (MW) | -17.8728 | -16.4484 | -17.4071 | -17.791 | -18.1294 | -18.7776 | -19.9505 | -20.6354 | -21.727 | -22.3886 | -22.8973 | -23.8021 | -24.1375 | -24.43 | -25.678 | -26.9359 | -31.1305 | -32.0429 | -30.7822
Bridgwater_Taunton | Bridgwater 33kV | Bath Road Primary | Primary | 11 | 51.1418 | -2.9815 | Leading the Way | Thermal headroom (MW) | -17.9676 | -16.7082 | -17.6745 | -18.166 | -18.9838 | -19.7091 | -20.6214 | -21.3653 | -22.7123 | -23.4534 | -24.2542 | -24.4507 | -24.3817 | -24.8669 | -25.9523 | -27.2982 | -30.4169 | -29.3502 | -26.7032
Bridgwater_Taunton | Bridgwater 33kV | Bath Road Primary | Primary | 11 | 51.1418 | -2.9815 | Steady Progression | Thermal headroom (MW) | -17.7107 | -15.7944 | -16.1154 | -16.0626 | -15.9041 | -15.7629 | -15.6023 | -15.4662 | -15.6115 | -15.5321 | -15.3915 | -15.7236 | -15.6475 | -15.6062 | -15.7882 | -15.996 | -17.1137 | -18.9858 | -19.898
Bridgwater_Taunton | Bridgwater 33kV | Bath Road Primary | Primary | 11 | 51.1418 | -2.9815 | System Transformation | Thermal headroom (MW) | -17.8346 | -16.0625 | -16.6541 | -16.6848 | -16.6846 | -16.6905 | -16.8039 | -16.946 | -17.8969 | -18.075 | -18.1227 | -18.2445 | -18.3311 | -18.7929 | -19.2074 | -19.9736 | -22.0673 | -23.7812 | -23.3786
Bridgwater_Taunton | Bridgwater 33kV | Bath Road Primary | Primary | 11 | 51.1418 | -2.9815 | WPD Best View | Thermal headroom (MW) | -17.7107 | -15.7944 | -16.1154 | -16.0626 | -15.9041 | -15.7629 | -15.6023 | -15.4662 | -15.6115 | -15.5321 | -15.3915 | -15.7236 | -15.6475 | -15.6062 | -15.7882 | -15.996 | -17.1137 | -18.9858 | -19.898
Bridgwater_Taunton | Bridgwater 33kV | Bridgwater Local | Primary | 11 | 51.1292 | -3.0082 | Consumer Transformation | Thermal headroom (MW) | 2.7994 | 3.0383 | 2.508 | 2.2565 | 1.9866 | 1.5065 | 0.96333 | 0.48817 | -0.0057064 | -0.42453 | -0.88308 | -1.3725 | -1.7689 | -2.0968 | -2.3473 | -2.8718 | -4.8881 | -5.4798 | -5.2577
Bridgwater_Taunton | Bridgwater 33kV | Bridgwater Local | Primary | 11 | 51.1292 | -3.0082 | Leading the Way | Thermal headroom (MW) | 2.7485 | 2.8932 | 2.4311 | 2.1826 | 1.9077 | 1.415 | 0.8743 | 0.41988 | -0.046685 | -0.48117 | -0.86035 | -1.1033 | -1.2234 | -1.2886 | -1.4476 | -1.8546 | -2.9936 | -3.1618 | -2.3321
Bridgwater_Taunton | Bridgwater 33kV | Bridgwater Local | Primary | 11 | 51.1292 | -3.0082 | Steady Progression | Thermal headroom (MW) | 2.8989 | 3.4456 | 3.3143 | 3.3044 | 3.3409 | 3.3704 | 3.4134 | 3.4381 | 3.4499 | 3.4641 | 3.449 | 3.3708 | 3.2934 | 3.172 | 3.0466 | 2.888 | 2.1051 | 1.4079 | 1.2027
Bridgwater_Taunton | Bridgwater 33kV | Bridgwater Local | Primary | 11 | 51.1292 | -3.0082 | System Transformation | Thermal headroom (MW) | 2.8232 | 3.3065 | 3.0304 | 3.023 | 2.9879 | 2.9547 | 2.8938 | 2.8115 | 2.6988 | 2.6002 | 2.4949 | 2.2943 | 2.0933 | 1.8812 | 1.6804 | 1.4964 | 1.0598 | 0.87951 | 1.2223
Bridgwater_Taunton | Bridgwater 33kV | Bridgwater Local | Primary | 11 | 51.1292 | -3.0082 | WPD Best View | Thermal headroom (MW) | 2.8989 | 3.4456 | 3.3143 | 3.3044 | 3.3409 | 3.3704 | 3.4134 | 3.4381 | 3.4499 | 3.4641 | 3.449 | 3.3708 | 3.2934 | 3.172 | 3.0466 | 2.888 | 2.1051 | 1.4079 | 1.2027
Bridgwater_Taunton | Bridgwater 33kV | Burnham | Primary | 11 | 51.2382 | -2.9881 | Consumer Transformation | Thermal headroom (MW) | 3.9083 | 4.3323 | 3.9082 | 3.7502 | 3.5853 | 3.3965 | 3.0039 | 2.685 | 2.358 | 1.9907 | 1.6022 | 1.1264 | 0.71413 | -0.028298 | -0.34302 | -1.0535 | -3.6964 | -5.1285 | -5.1272
Bridgwater_Taunton | Bridgwater 33kV | Burnham | Primary | 11 | 51.2382 | -2.9881 | Leading the Way | Thermal headroom (MW) | 3.8783 | 4.2752 | 3.9119 | 3.7862 | 3.6571 | 3.4695 | 3.0707 | 2.7967 | 2.4476 | 2.0736 | 1.6894 | 1.4374 | 0.87362 | 0.74037 | 0.27473 | -0.20415 | -1.8206 | -2.7209 | -1.7991
Bridgwater_Taunton | Bridgwater 33kV | Burnham | Primary | 11 | 51.2382 | -2.9881 | Steady Progression | Thermal headroom (MW) | 3.9929 | 4.747 | 4.7052 | 4.8204 | 4.9733 | 5.0975 | 5.2367 | 5.3627 | 5.4758 | 5.5721 | 5.6315 | 5.6148 | 5.5556 | 5.4759 | 5.3821 | 5.2739 | 4.1315 | 3.3504 | 2.73
Bridgwater_Taunton | Bridgwater 33kV | Burnham | Primary | 11 | 51.2382 | -2.9881 | System Transformation | Thermal headroom (MW) | 3.9385 | 4.6402 | 4.5049 | 4.6066 | 4.7116 | 4.8128 | 4.8521 | 4.8687 | 4.8658 | 4.849 | 4.7966 | 4.6437 | 4.4758 | 4.2762 | 3.7199 | 3.5215 | 2.9664 | 2.2117 | 2.5186
Bridgwater_Taunton | Bridgwater 33kV | Burnham | Primary | 11 | 51.2382 | -2.9881 | WPD Best View | Thermal headroom (MW) | 3.9929 | 4.747 | 4.7052 | 4.8204 | 4.9733 | 5.0975 | 5.2367 | 5.3627 | 5.4758 | 5.5721 | 5.6315 | 5.6148 | 5.5556 | 5.4759 | 5.3821 | 5.2739 | 4.1315 | 3.3504 | 2.73
Bridgwater_Taunton | Bridgwater 33kV | Colley Lane | Primary | 11 | 51.1194 | -2.9885 | Consumer Transformation | Thermal headroom (MW) | 7.4038 | 8.2621 | 7.4683 | 7.1186 | 6.581 | 5.8188 | 4.1893 | 3.0318 | 2.1485 | 1.0777 | 0.0059776 | -1.4323 | -2.0852 | -2.7441 | -4.2148 | -5.4061 | -9.2748 | -10.03 | -8.9461
Bridgwater_Taunton | Bridgwater 33kV | Colley Lane | Primary | 11 | 51.1194 | -2.9885 | Leading the Way | Thermal headroom (MW) | 7.3127 | 8.1022 | 7.4063 | 7.0794 | 6.122 | 5.243 | 3.7439 | 2.3817 | 1.3243 | 0.010979 | -1.628 | -2.6198 | -3.4694 | -4.6173 | -5.3446 | -6.24 | -7.336 | -6.7329 | -4.7693
Bridgwater_Taunton | Bridgwater 33kV | Colley Lane | Primary | 11 | 51.1194 | -2.9885 | Steady Progression | Thermal headroom (MW) | 7.6042 | 9.0891 | 8.9832 | 9.1799 | 9.2871 | 9.304 | 9.1997 | 9.0396 | 9.0036 | 8.7974 | 8.5552 | 7.8307 | 7.626 | 7.3877 | 7.1328 | 6.8626 | 4.7515 | 2.466 | 2.0277
Bridgwater_Taunton | Bridgwater 33kV | Colley Lane | Primary | 11 | 51.1194 | -2.9885 | System Transformation | Thermal headroom (MW) | 7.4579 | 8.8111 | 8.5365 | 8.6791 | 8.6223 | 8.4618 | 7.8881 | 7.2751 | 6.5546 | 5.937 | 5.2813 | 4.5327 | 4.0764 | 3.2599 | 2.7992 | 1.9541 | 0.15958 | -0.74429 | -0.38223
Bridgwater_Taunton | Bridgwater 33kV | Colley Lane | Primary | 11 | 51.1194 | -2.9885 | WPD Best View | Thermal headroom (MW) | 7.599 | 9.0851 | 8.9752 | 9.1688 | 9.2691 | 9.2798 | 9.1597 | 8.9819 | 8.9164 | 8.673 | 8.3967 | 7.6236 | 7.3792 | 7.0957 | 6.7992 | 6.5085 | 4.6101 | 2.5835 | 2.098
Bridgwater_Taunton | Bridgwater 33kV | Creech St Michael | Primary | 11 | 51.0156 | -3.0255 | Consumer Transformation | Thermal headroom (MW) | 9.8537 | 9.7363 | 9.0941 | 8.6098 | 7.9174 | 6.9708 | 5.9264 | 5.048 | 4.0733 | 3.049 | 2.042 | 1.0453 | 0.23866 | -1.1666 | -2.2094 | -3.1793 | -6.1986 | -6.8375 | -5.9217
Bridgwater_Taunton | Bridgwater 33kV | Creech St Michael | Primary | 11 | 51.0156 | -3.0255 | Leading the Way | Thermal headroom (MW) | 9.8198 | 9.6568 | 9.0091 | 8.4759 | 7.7005 | 6.6453 | 5.4669 | 4.5407 | 3.5216 | 2.4839 | 1.536 | 0.83416 | -0.49355 | -1.374 | -2.2358 | -2.9665 | -4.5085 | -4.1568 | -2.6853
Bridgwater_Taunton | Bridgwater 33kV | Creech St Michael | Primary | 11 | 51.0156 | -3.0255 | Steady Progression | Thermal headroom (MW) | 9.9662 | 10.2469 | 10.068 | 9.9886 | 9.7768 | 9.5417 | 9.323 | 9.1358 | 8.8683 | 8.5711 | 8.2119 | 7.7533 | 7.3263 | 6.8532 | 6.3581 | 5.856 | 3.0364 | 1.3676 | 0.25746
Bridgwater_Taunton | Bridgwater 33kV | Creech St Michael | Primary | 11 | 51.0156 | -3.0255 | System Transformation | Thermal headroom (MW) | 9.8939 | 10.0788 | 9.7787 | 9.5976 | 9.2339 | 8.8532 | 8.3683 | 7.9796 | 7.5156 | 6.9584 | 6.3534 | 5.6608 | 5.0026 | 4.3314 | 3.3293 | 2.7279 | 0.71691 | -0.91815 | -0.58365
Bridgwater_Taunton | Bridgwater 33kV | Creech St Michael | Primary | 11 | 51.0156 | -3.0255 | WPD Best View | Thermal headroom (MW) | 9.8993 | 10.0922 | 9.7987 | 9.6315 | 9.2845 | 8.9194 | 8.4662 | 8.1073 | 7.6768 | 7.1648 | 6.6053 | 5.958 | 5.3584 | 4.748 | 3.787 | 3.2224 | 1.1578 | -0.65361 | -0.44252
Bridgwater_Taunton | Bridgwater 33kV | Curry Mallet | Primary | 11 | 50.9867 | -2.9449 | Consumer Transformation | Thermal headroom (MW) | 2.5662 | 2.5179 | 2.2619 | 2.07 | 1.8494 | 1.6064 | 1.3131 | 1.0078 | 0.66334 | 0.30464 | -0.10942 | -0.52041 | -0.89472 | -1.2099 | -1.4589 | -1.6523 | -2.5427 | -2.9017 | -2.778
Bridgwater_Taunton | Bridgwater 33kV | Curry Mallet | Primary | 11 | 50.9867 | -2.9449 | Leading the Way | Thermal headroom (MW) | 2.5598 | 2.5074 | 2.27 | 2.0621 | 1.8322 | 1.5604 | 1.2449 | 0.90956 | 0.5414 | 0.11962 | -0.34251 | -0.73841 | -1.063 | -1.3029 | -1.4258 | -1.5649 | -2.5113 | -2.3514 | -1.7596
Bridgwater_Taunton | Bridgwater 33kV | Curry Mallet | Primary | 11 | 50.9867 | -2.9449 | Steady Progression | Thermal headroom (MW) | 2.6247 | 2.7485 | 2.6947 | 2.6865 | 2.6596 | 2.621 | 2.5643 | 2.4851 | 2.3844 | 2.2486 | 2.0794 | 1.843 | 1.586 | 1.3006 | 0.9974 | 0.64295 | -1.2525 | -2.3391 | -2.7274
Bridgwater_Taunton | Bridgwater 33kV | Curry Mallet | Primary | 11 | 50.9867 | -2.9449 | System Transformation | Thermal headroom (MW) | 2.5938 | 2.6808 | 2.5877 | 2.538 | 2.47 | 2.3734 | 2.2233 | 2.0453 | 1.8281 | 1.5626 | 1.2625 | 0.89148 | 0.49314 | 0.016467 | -0.47474 | -0.95933 | -2.5908 | -2.941 | -2.8668
Bridgwater_Taunton | Bridgwater 33kV | Curry Mallet | Primary | 11 | 50.9867 | -2.9449 | WPD Best View | Thermal headroom (MW) | 2.5938 | 2.6808 | 2.5877 | 2.538 | 2.47 | 2.3734 | 2.2233 | 2.0453 | 1.8281 | 1.5626 | 1.2625 | 0.89148 | 0.49314 | 0.016467 | -0.47474 | -0.95933 | -2.5908 | -2.941 | -2.8668
Bridgwater_Taunton | Bridgwater 33kV | Martock | Primary | 11 | 50.9681 | -2.7732 | Consumer Transformation | Thermal headroom (MW) | -0.12127 | 0.12109 | -0.33307 | -0.6276 | -0.98542 | -1.4261 | -2.0471 | -2.5611 | -3.4602 | -3.8922 | -4.3371 | -4.7946 | -5.1757 | -5.9484 | -6.6279 | -7.3202 | -10.3066 | -11.1227 | -11.0305
Bridgwater_Taunton | Bridgwater 33kV | Martock | Primary | 11 | 50.9681 | -2.7732 | Leading the Way | Thermal headroom (MW) | -0.14352 | 0.058794 | -0.31621 | -0.60538 | -0.97676 | -1.4392 | -2.4844 | -2.9819 | -3.5585 | -4.0238 | -4.4341 | -5.0518 | -5.3314 | -5.905 | -6.8327 | -7.3492 | -8.9192 | -9.1411 | -8.1296
Bridgwater_Taunton | Bridgwater 33kV | Martock | Primary | 11 | 50.9681 | -2.7732 | Steady Progression | Thermal headroom (MW) | -0.021353 | 0.58254 | 0.54936 | 0.57606 | 0.61103 | 0.64017 | 0.64819 | 0.66603 | 0.6519 | 0.63036 | 0.59024 | 0.45631 | -0.052591 | -0.23095 | -0.41553 | -0.60044 | -2.0749 | -3.8551 | -4.8078
Bridgwater_Taunton | Bridgwater 33kV | Martock | Primary | 11 | 50.9681 | -2.7732 | System Transformation | Thermal headroom (MW) | -0.084126 | 0.45907 | 0.31451 | 0.2923 | 0.23783 | 0.20471 | 0.010898 | -0.13788 | -0.33965 | -0.86995 | -1.0647 | -1.3461 | -1.6359 | -1.9461 | -2.6046 | -2.8891 | -4.7821 | -6.0282 | -6.2452
Bridgwater_Taunton | Bridgwater 33kV | Martock | Primary | 11 | 50.9681 | -2.7732 | WPD Best View | Thermal headroom (MW) | -0.084126 | 0.45907 | 0.31451 | 0.2923 | 0.23783 | 0.20471 | 0.010898 | -0.13788 | -0.33965 | -0.86995 | -1.0647 | -1.3461 | -1.6359 | -1.9461 | -2.6046 | -2.8891 | -4.7821 | -6.0282 | -6.2452
Bridgwater_Taunton | Bridgwater 33kV | Nether Stowey | Primary | 11 | 51.1482 | -3.1256 | Consumer Transformation | Thermal headroom (MW) | 4.4016 | 4.4722 | 4.0821 | 3.8677 | 3.6401 | 3.3815 | 3.072 | 2.7707 | 2.4371 | 2.0941 | 1.7372 | 1.4448 | 1.19 | 0.90051 | 0.6698 | 0.49411 | -0.073999 | -0.32704 | -0.054279
Bridgwater_Taunton | Bridgwater 33kV | Nether Stowey | Primary | 11 | 51.1482 | -3.1256 | Leading the Way | Thermal headroom (MW) | 4.3793 | 4.3582 | 4.0854 | 3.8767 | 3.6503 | 3.3719 | 3.0424 | 2.7459 | 2.3841 | 2.0146 | 1.65 | 1.4 | 1.1198 | 0.91284 | 0.82028 | 0.77917 | 0.086784 | 0.33649 | 0.98305
Bridgwater_Taunton | Bridgwater 33kV | Nether Stowey | Primary | 11 | 51.1482 | -3.1256 | Steady Progression | Thermal headroom (MW) | 4.4894 | 4.8099 | 4.7826 | 4.7373 | 4.7665 | 4.7765 | 4.7819 | 4.765 | 4.7159 | 4.6509 | 4.5474 | 4.3613 | 4.1412 | 3.9169 | 3.6644 | 3.408 | 1.8585 | 0.6338 | 0.17127
Bridgwater_Taunton | Bridgwater 33kV | Nether Stowey | Primary | 11 | 51.1482 | -3.1256 | System Transformation | Thermal headroom (MW) | 4.4327 | 4.708 | 4.5388 | 4.5276 | 4.502 | 4.4613 | 4.3308 | 4.1818 | 4.0052 | 3.7891 | 3.5271 | 3.1989 | 2.8329 | 2.4561 | 2.0722 | 1.7113 | 0.31403 | -0.067441 | 0.11179
Bridgwater_Taunton | Bridgwater 33kV | Nether Stowey | Primary | 11 | 51.1482 | -3.1256 | WPD Best View | Thermal headroom (MW) | 4.4754 | 4.7822 | 4.6454 | 4.6753 | 4.6831 | 4.6755 | 4.6367 | 4.5748 | 4.4835 | 4.3638 | 4.2069 | 3.9615 | 3.6953 | 3.41 | 3.1041 | 2.8117 | 1.3255 | 0.42229 | 0.18232
Bridgwater_Taunton | Bridgwater 33kV | North Street Langport | Primary | 11 | 51.0396 | -2.8284 | Consumer Transformation | Thermal headroom (MW) | 4.3633 | 4.3401 | 3.9229 | 3.5809 | 3.2318 | 2.7263 | 2.2296 | 1.7444 | 1.2195 | 0.70673 | 0.19532 | -0.27033 | -0.70598 | -1.4942 | -1.8233 | -2.0708 | -3.2212 | -3.9944 | -3.6768
Bridgwater_Taunton | Bridgwater 33kV | North Street Langport | Primary | 11 | 51.0396 | -2.8284 | Leading the Way | Thermal headroom (MW) | 4.3339 | 4.3136 | 3.9178 | 3.5666 | 3.2193 | 2.6432 | 2.1007 | 1.5996 | 1.0418 | 0.51161 | -0.007293 | -0.3835 | -1.1295 | -1.3846 | -1.5296 | -1.6972 | -2.8454 | -2.9351 | -2.0906
Bridgwater_Taunton | Bridgwater 33kV | North Street Langport | Primary | 11 | 51.0396 | -2.8284 | Steady Progression | Thermal headroom (MW) | 4.4659 | 4.7715 | 4.7115 | 4.7094 | 4.7098 | 4.6111 | 4.5733 | 4.5013 | 4.3868 | 4.2523 | 4.0766 | 3.7885 | 3.4799 | 3.1479 | 2.8079 | 2.4336 | -0.1457 | -1.9467 | -2.8443
Bridgwater_Taunton | Bridgwater 33kV | North Street Langport | Primary | 11 | 51.0396 | -2.8284 | System Transformation | Thermal headroom (MW) | 4.3969 | 4.644 | 4.512 | 4.4388 | 4.3637 | 4.1633 | 3.9642 | 3.7212 | 3.4304 | 3.1046 | 2.7299 | 2.2816 | 1.7981 | 1.2559 | 0.40154 | -0.12346 | -2.0759 | -3.0198 | -2.8183
Bridgwater_Taunton | Bridgwater 33kV | North Street Langport | Primary | 11 | 51.0396 | -2.8284 | WPD Best View | Thermal headroom (MW) | 4.4022 | 4.648 | 4.5227 | 4.4537 | 4.3878 | 4.1959 | 4.0181 | 3.7992 | 3.5266 | 3.229 | 2.8884 | 2.4887 | 2.0449 | 1.5479 | 0.73516 | 0.26688 | -1.7883 | -3.065 | -2.9405
Bridgwater_Taunton | Bridgwater 33kV | Shapwick | Primary | 11 | 51.1292 | -2.8445 | Consumer Transformation | Thermal headroom (MW) | 2.2307 | 2.1747 | 1.8581 | 1.5951 | 1.3021 | 0.97523 | 0.57775 | 0.17834 | -0.27064 | -0.74238 | -1.2394 | -1.7643 | -2.2457 | -2.6551 | -2.9957 | -3.2511 | -4.3976 | -4.9234 | -4.7538
Bridgwater_Taunton | Bridgwater 33kV | Shapwick | Primary | 11 | 51.1292 | -2.8445 | Leading the Way | Thermal headroom (MW) | 2.2043 | 2.1635 | 1.8694 | 1.593 | 1.2999 | 0.94657 | 0.51739 | 0.10122 | -0.38937 | -0.9171 | -1.4844 | -1.9712 | -2.4071 | -2.7048 | -2.8708 | -3.0405 | -4.2888 | -4.1154 | -3.3457
Bridgwater_Taunton | Bridgwater 33kV | Shapwick | Primary | 11 | 51.1292 | -2.8445 | Steady Progression | Thermal headroom (MW) | 2.3144 | 2.5076 | 2.4603 | 2.4523 | 2.4398 | 2.4047 | 2.342 | 2.2574 | 2.137 | 1.9796 | 1.7832 | 1.4897 | 1.1652 | 0.81629 | 0.44671 | 0.042757 | -2.3331 | -3.8531 | -4.3796
Bridgwater_Taunton | Bridgwater 33kV | Shapwick | Primary | 11 | 51.1292 | -2.8445 | System Transformation | Thermal headroom (MW) | 2.2597 | 2.412 | 2.3167 | 2.2612 | 2.1823 | 2.076 | 1.8845 | 1.6577 | 1.3891 | 1.0651 | 0.68124 | 0.22071 | -0.28477 | -0.84683 | -1.453 | -2.0515 | -4.0985 | -4.6169 | -4.5033
Bridgwater_Taunton | Bridgwater 33kV | Shapwick | Primary | 11 | 51.1292 | -2.8445 | WPD Best View | Thermal headroom (MW) | 2.3118 | 2.5049 | 2.455 | 2.4449 | 2.4277 | 2.3884 | 2.315 | 2.2184 | 2.089 | 1.9174 | 1.704 | 1.3861 | 1.0418 | 0.6703 | 0.2799 | -0.16706 | -2.4769 | -3.8305 | -4.3185
Bridgwater_Taunton | Bridgwater 33kV | Watchfield | Primary | 11 | 51.219 | -2.9325 | Consumer Transformation | Thermal headroom (MW) | 7.6926 | 7.987 | 7.5742 | 7.4034 | 7.2723 | 6.4812 | 5.688 | 4.931 | 4.1669 | 3.4643 | 2.7497 | 2.2492 | 1.7933 | 1.4191 | 1.026 | 0.66063 | 0.040764 | 0.55484 | 1.4874
Bridgwater_Taunton | Bridgwater 33kV | Watchfield | Primary | 11 | 51.219 | -2.9325 | Leading the Way | Thermal headroom (MW) | 7.6594 | 7.8028 | 7.5373 | 7.3579 | 7.2053 | 6.2579 | 5.2996 | 4.3521 | 3.3447 | 2.5076 | 1.6392 | 1.2517 | 0.98482 | 0.78841 | 0.62568 | 0.55845 | 0.68905 | 1.5485 | 2.5313
Bridgwater_Taunton | Bridgwater 33kV | Watchfield | Primary | 11 | 51.219 | -2.9325 | Steady Progression | Thermal headroom (MW) | 7.7595 | 8.2802 | 8.2298 | 8.1545 | 8.2414 | 7.9868 | 7.8004 | 7.6057 | 7.362 | 7.1849 | 6.9919 | 6.8904 | 6.7843 | 6.6727 | 6.5297 | 6.4023 | 5.8142 | 4.7533 | 4.6612
Bridgwater_Taunton | Bridgwater 33kV | Watchfield | Primary | 11 | 51.219 | -2.9325 | System Transformation | Thermal headroom (MW) | 7.7092 | 8.1821 | 7.9376 | 7.9513 | 7.9771 | 7.5607 | 7.115 | 6.6509 | 6.1929 | 5.811 | 5.4121 | 5.1955 | 4.9543 | 4.7268 | 4.4962 | 4.2625 | 3.6215 | 3.6124 | 4.2301
Bridgwater_Taunton | Bridgwater 33kV | Watchfield | Primary | 11 | 51.219 | -2.9325 | WPD Best View | Thermal headroom (MW) | 7.7595 | 8.2802 | 8.2298 | 8.1545 | 8.2414 | 7.9868 | 7.8004 | 7.6057 | 7.362 | 7.1849 | 6.9919 | 6.8904 | 6.7843 | 6.6727 | 6.5297 | 6.4023 | 5.8142 | 4.7533 | 4.6612
Bridgwater_Taunton | Churchill 33kV | Churchill 33kV | Bulk Supply Point | 33 | 51.3559 | -2.7894 | Consumer Transformation | Thermal headroom (MW) | 14.5146 | 15.4808 | 11.8726 | 9.6124 | 7.1427 | 4.1861 | -0.12294 | -4.4816 | -9.4101 | -14.8474 | -21.0602 | -27.2264 | -32.7121 | -39.8148 | -43.6123 | -48.003 | -72.7617 | -80.1036 | -78.2877
Bridgwater_Taunton | Churchill 33kV | Churchill 33kV | Bulk Supply Point | 33 | 51.3559 | -2.7894 | Leading the Way | Thermal headroom (MW) | 14.313 | 14.5926 | 11.5971 | 8.9927 | 6.4107 | 3.0825 | -1.662 | -6.3006 | -12.515 | -18.4919 | -24.248 | -29.6161 | -36.564 | -39.782 | -42.851 | -44.7235 | -67.4228 | -67.9053 | -57.213
Bridgwater_Taunton | Churchill 33kV | Churchill 33kV | Bulk Supply Point | 33 | 51.3559 | -2.7894 | Steady Progression | Thermal headroom (MW) | 15.1454 | 18.0702 | 17.2641 | 16.666 | 16.6304 | 16.4731 | 15.8762 | 15.0187 | 13.7129 | 11.9745 | 9.8782 | 6.9107 | 3.6358 | -0.00044349 | -4.7253 | -8.9611 | -39.2161 | -51.752 | -57.1363
Bridgwater_Taunton | Churchill 33kV | Churchill 33kV | Bulk Supply Point | 33 | 51.3559 | -2.7894 | System Transformation | Thermal headroom (MW) | 14.7848 | 17.3228 | 15.4862 | 14.9388 | 14.4161 | 13.5904 | 11.9501 | 10.0144 | 7.402 | 4.1234 | 0.46337 | -5.0436 | -10.3005 | -16.1474 | -24.499 | -30.4555 | -60.3792 | -66.337 | -64.1679
Bridgwater_Taunton | Churchill 33kV | Churchill 33kV | Bulk Supply Point | 33 | 51.3559 | -2.7894 | WPD Best View | Thermal headroom (MW) | 14.8052 | 17.0657 | 14.9288 | 14.0982 | 13.2415 | 12.1784 | 10.2977 | 8.2475 | 5.5838 | 2.3465 | -1.8059 | -6.5389 | -11.2429 | -16.9659 | -22.5923 | -27.8859 | -52.5222 | -59.7009 | -59.4747
Bridgwater_Taunton | Churchill 33kV | Axbridge | Primary | 11 | 51.2859 | -2.8157 | Consumer Transformation | Thermal headroom (MW) | 5.9947 | 6.0471 | 5.7941 | 5.6454 | 5.5021 | 5.2956 | 5.0068 | 4.755 | 4.4867 | 4.1982 | 3.9144 | 3.6358 | 3.3911 | 2.7695 | 2.5796 | 2.4145 | 2.1062 | 1.4728 | 1.6123
Bridgwater_Taunton | Churchill 33kV | Axbridge | Primary | 11 | 51.2859 | -2.8157 | Leading the Way | Thermal headroom (MW) | 5.9633 | 5.98 | 5.7272 | 5.5596 | 5.4105 | 5.1737 | 4.8796 | 4.6354 | 4.363 | 4.0859 | 3.8264 | 3.629 | 3.0446 | 2.9104 | 2.8446 | 2.8362 | 2.4686 | 2.2061 | 2.7704
Bridgwater_Taunton | Churchill 33kV | Axbridge | Primary | 11 | 51.2859 | -2.8157 | Steady Progression | Thermal headroom (MW) | 6.0512 | 6.234 | 6.1521 | 6.1329 | 6.1305 | 6.1182 | 6.0872 | 6.0534 | 5.9993 | 5.9185 | 5.815 | 5.6634 | 5.5052 | 5.3206 | 5.1201 | 4.9046 | 3.3803 | 2.7132 | 2.2507
Bridgwater_Taunton | Churchill 33kV | Axbridge | Primary | 11 | 51.2859 | -2.8157 | System Transformation | Thermal headroom (MW) | 6.0122 | 6.1596 | 6.0229 | 5.9802 | 5.95 | 5.9073 | 5.8185 | 5.7171 | 5.5838 | 5.4247 | 5.2412 | 5.0049 | 4.7386 | 4.4494 | 3.8165 | 3.5491 | 2.5089 | 2.021 | 2.2
Bridgwater_Taunton | Churchill 33kV | Axbridge | Primary | 11 | 51.2859 | -2.8157 | WPD Best View | Thermal headroom (MW) | 6.0486 | 6.232 | 6.1344 | 6.1255 | 6.1185 | 6.1018 | 6.0602 | 6.0144 | 5.9512 | 5.8563 | 5.7358 | 5.5598 | 5.3818 | 5.1746 | 4.9533 | 4.7275 | 3.2365 | 2.7358 | 2.3118
Bridgwater_Taunton | Churchill 33kV | Blagdon 33/11kv S/S | Primary | 11 | 51.3375 | -2.7148 | Consumer Transformation | Thermal headroom (MW) | 0.50676 | 0.69856 | 0.60218 | 0.54094 | 0.37781 | 0.17636 | -0.082304 | -0.38683 | -0.72825 | -1.1148 | -1.5368 | -2.0006 | -2.4106 | -2.7558 | -2.9962 | -3.2093 | -4.1703 | -4.5364 | -4.3947
Bridgwater_Taunton | Churchill 33kV | Blagdon 33/11kv S/S | Primary | 11 | 51.3375 | -2.7148 | Leading the Way | Thermal headroom (MW) | 0.50136 | 0.69247 | 0.61483 | 0.52154 | 0.3485 | 0.12018 | -0.17768 | -0.52222 | -0.9003 | -1.3414 | -1.8171 | -2.2518 | -2.6003 | -2.8186 | -2.9236 | -3.2127 | -4.1716 | -3.9701 | -3.1847
Bridgwater_Taunton | Churchill 33kV | Blagdon 33/11kv S/S | Primary | 11 | 51.3375 | -2.7148 | Steady Progression | Thermal headroom (MW) | 0.53058 | 0.7992 | 0.79959 | 0.85367 | 0.90689 | 0.9322 | 0.88695 | 0.81439 | 0.69902 | 0.54748 | 0.3602 | 0.12025 | -0.15964 | -0.46702 | -0.79776 | -1.1593 | -3.2857 | -4.4064 | -4.5816
Bridgwater_Taunton | Churchill 33kV | Blagdon 33/11kv S/S | Primary | 11 | 51.3375 | -2.7148 | System Transformation | Thermal headroom (MW) | 0.51237 | 0.77234 | 0.75107 | 0.79595 | 0.82612 | 0.76489 | 0.64228 | 0.47486 | 0.2644 | 0.0076309 | -0.31055 | -0.6976 | -1.1107 | -1.6194 | -2.1622 | -2.6817 | -4.4456 | -4.7056 | -4.5523
Bridgwater_Taunton | Churchill 33kV | Blagdon 33/11kv S/S | Primary | 11 | 51.3375 | -2.7148 | WPD Best View | Thermal headroom (MW) | 0.51335 | 0.77171 | 0.74963 | 0.79311 | 0.79703 | 0.74197 | 0.62516 | 0.46451 | 0.25352 | 0.0098329 | -0.27923 | -0.61185 | -0.96073 | -1.4018 | -1.8447 | -2.2723 | -3.9472 | -4.5348 | -4.466
Bridgwater_Taunton | Churchill 33kV | Bristol International Airport | Primary | 11 | 51.3806 | -2.7064 | Consumer Transformation | Thermal headroom (MW) | 5.6196 | 5.8249 | 5.7196 | 5.6752 | 5.6231 | 5.5491 | 5.449 | 5.34 | 5.2057 | 5.0642 | 4.919 | 4.7771 | 4.6754 | 4.5972 | 4.496 | 4.4193 | 4.3015 | 4.2897 | 4.4972
Bridgwater_Taunton | Churchill 33kV | Bristol International Airport | Primary | 11 | 51.3806 | -2.7064 | Leading the Way | Thermal headroom (MW) | 5.6121 | 5.8217 | 5.7241 | 5.6769 | 5.6193 | 5.5394 | 5.4229 | 5.2953 | 5.1395 | 4.9859 | 4.8348 | 4.7215 | 4.6445 | 4.5571 | 4.5321 | 4.5339 | 4.4233 | 4.6287 | 5.0796
Bridgwater_Taunton | Churchill 33kV | Bristol International Airport | Primary | 11 | 51.3806 | -2.7064 | Steady Progression | Thermal headroom (MW) | 5.6459 | 5.9367 | 5.9284 | 5.9896 | 6.0325 | 6.0691 | 6.0967 | 6.1118 | 6.1124 | 6.0895 | 6.0565 | 5.9909 | 5.9006 | 5.8097 | 5.693 | 5.5848 | 4.9559 | 4.5385 | 4.5029
Bridgwater_Taunton | Churchill 33kV | Bristol International Airport | Primary | 11 | 51.3806 | -2.7064 | System Transformation | Thermal headroom (MW) | 5.6319 | 5.907 | 5.8857 | 5.9203 | 5.9408 | 5.9503 | 5.9354 | 5.8994 | 5.8451 | 5.7617 | 5.6549 | 5.5197 | 5.3661 | 5.1871 | 5.0156 | 4.8513 | 4.2693 | 4.2408 | 4.4404
Bridgwater_Taunton | Churchill 33kV | Bristol International Airport | Primary | 11 | 51.3806 | -2.7064 | WPD Best View | Thermal headroom (MW) | 5.6319 | 5.907 | 5.8857 | 5.9203 | 5.9408 | 5.9503 | 5.9354 | 5.8994 | 5.8451 | 5.7617 | 5.6549 | 5.5197 | 5.3661 | 5.1871 | 5.0156 | 4.8513 | 4.2693 | 4.2408 | 4.4404
Bridgwater_Taunton | Churchill 33kV | Cheddar | Primary | 11 | 51.2749 | -2.7824 | Consumer Transformation | Thermal headroom (MW) | -0.062047 | 0.019489 | -0.21913 | -0.38607 | -0.57711 | -0.80585 | -1.1573 | -1.5755 | -2.0944 | -2.5533 | -2.9946 | -3.4931 | -4.0147 | -4.832 | -5.1963 | -5.4879 | -16.2237 | -16.4735 | -15.6942
Bridgwater_Taunton | Churchill 33kV | Cheddar | Primary | 11 | 51.2749 | -2.7824 | Leading the Way | Thermal headroom (MW) | -0.072903 | 0.0044968 | -0.2183 | -0.39459 | -0.59072 | -0.85068 | -1.2425 | -1.708 | -2.3255 | -2.8011 | -3.2859 | -3.77 | -4.5546 | -4.8481 | -5.008 | -5.1894 | -15.0341 | -14.7185 | -13.2173
Bridgwater_Taunton | Churchill 33kV | Cheddar | Primary | 11 | 51.2749 | -2.7824 | Steady Progression | Thermal headroom (MW) | -0.017949 | 0.24161 | 0.19228 | 0.21091 | 0.216 | 0.20848 | 0.16906 | 0.075709 | -0.089474 | -0.22564 | -0.40108 | -0.64262 | -0.91129 | -1.2161 | -1.5478 | -1.8912 | -8.242 | -9.4004 | -9.685
Bridgwater_Taunton | Churchill 33kV | Cheddar | Primary | 11 | 51.2749 | -2.7824 | System Transformation | Thermal headroom (MW) | -0.040144 | 0.18701 | 0.10949 | 0.091956 | 0.057324 | 0.0012047 | -0.11123 | -0.3284 | -0.63448 | -0.90475 | -1.1974 | -1.5744 | -2.0043 | -2.4849 | -3.3258 | -3.8566 | -13.1149 | -13.6788 | -12.8786
Bridgwater_Taunton | Churchill 33kV | Cheddar | Primary | 11 | 51.2749 | -2.7824 | WPD Best View | Thermal headroom (MW) | -0.017949 | 0.24161 | 0.19228 | 0.21091 | 0.216 | 0.20848 | 0.16906 | 0.075709 | -0.089474 | -0.22564 | -0.40108 | -0.64262 | -0.91129 | -1.2161 | -1.5478 | -1.8912 | -8.242 | -9.4004 | -9.685
Bridgwater_Taunton | Churchill 33kV | Chew Stoke | Primary | 11 | 51.3724 | -2.6377 | Consumer Transformation | Thermal headroom (MW) | 1.7814 | 1.8129 | 1.6197 | 1.4577 | 1.2678 | 1.0389 | 0.73303 | 0.38672 | -0.013074 | -0.43289 | -1.2949 | -1.8177 | -2.3048 | -2.7144 | -3.0377 | -3.6558 | -5.1047 | -5.6219 | -5.8868
Bridgwater_Taunton | Churchill 33kV | Chew Stoke | Primary | 11 | 51.3724 | -2.6377 | Leading the Way | Thermal headroom (MW) | 1.7757 | 1.8072 | 1.6246 | 1.4337 | 1.227 | 0.96292 | 0.62352 | 0.22884 | -0.57337 | -1.0882 | -1.6268 | -2.129 | -2.584 | -2.8809 | -3.4188 | -3.5262 | -5.1426 | -5.0107 | -4.1772
Bridgwater_Taunton | Churchill 33kV | Chew Stoke | Primary | 11 | 51.3724 | -2.6377 | Steady Progression | Thermal headroom (MW) | 1.8228 | 1.9789 | 1.9361 | 1.9208 | 1.898 | 1.8536 | 1.7889 | 1.6781 | 1.5412 | 1.3756 | 1.1713 | 0.89464 | 0.584 | 0.24112 | -0.48632 | -0.90233 | -3.1302 | -4.4373 | -5.0637
Bridgwater_Taunton | Churchill 33kV | Chew Stoke | Primary | 11 | 51.3724 | -2.6377 | System Transformation | Thermal headroom (MW) | 1.8038 | 1.9426 | 1.8715 | 1.8213 | 1.7617 | 1.6611 | 1.5116 | 1.3245 | 1.0916 | 0.80335 | 0.44615 | -0.32437 | -0.81577 | -1.3907 | -1.9692 | -2.5405 | -5.185 | -5.8008 | -6.0342
Bridgwater_Taunton | Churchill 33kV | Chew Stoke | Primary | 11 | 51.3724 | -2.6377 | WPD Best View | Thermal headroom (MW) | 1.7885 | 1.8606 | 1.7116 | 1.5858 | 1.4457 | 1.2687 | 1.0226 | 0.739 | 0.40463 | 0.031885 | -0.73036 | -1.2215 | -1.732 | -2.2317 | -2.6797 | -3.4338 | -5.0459 | -5.2542 | -5.401
Bridgwater_Taunton | Churchill 33kV | Churchill Gate 33/11 | Primary | 11 | 51.3382 | -2.7937 | Consumer Transformation | Thermal headroom (MW) | 1.206 | 1.2349 | 1.0075 | 0.91984 | 0.80877 | 0.65823 | 0.44136 | 0.20979 | -0.039613 | -0.31215 | -0.57905 | -0.88644 | -1.1861 | -1.7907 | -1.9768 | -2.1177 | -2.4541 | -2.9823 | -2.8883
Bridgwater_Taunton | Churchill 33kV | Churchill Gate 33/11 | Primary | 11 | 51.3382 | -2.7937 | Leading the Way | Thermal headroom (MW) | 1.1747 | 1.1757 | 0.93632 | 0.83382 | 0.71813 | 0.53895 | 0.32222 | 0.091022 | -0.16663 | -0.44608 | -0.72421 | -1.0042 | -1.6055 | -1.7589 | -1.83 | -1.8532 | -2.211 | -2.4705 | -1.9315
Bridgwater_Taunton | Churchill 33kV | Churchill Gate 33/11 | Primary | 11 | 51.3382 | -2.7937 | Steady Progression | Thermal headroom (MW) | 1.2497 | 1.3689 | 1.2686 | 1.2529 | 1.2433 | 1.2315 | 1.1889 | 1.1362 | 1.0551 | 0.95881 | 0.82204 | 0.66774 | 0.48436 | 0.28533 | 0.071875 | -0.17214 | -1.8524 | -2.4375 | -2.8656
Bridgwater_Taunton | Churchill 33kV | Churchill Gate 33/11 | Primary | 11 | 51.3382 | -2.7937 | System Transformation | Thermal headroom (MW) | 1.2185 | 1.3111 | 1.1618 | 1.1423 | 1.1136 | 1.0675 | 0.98156 | 0.87568 | 0.7329 | 0.56667 | 0.36292 | 0.10751 | -0.17933 | -0.48058 | -1.1721 | -1.5103 | -2.625 | -3.0788 | -2.9378
Bridgwater_Taunton | Churchill 33kV | Churchill Gate 33/11 | Primary | 11 | 51.3382 | -2.7937 | WPD Best View | Thermal headroom (MW) | 1.2211 | 1.3132 | 1.1671 | 1.1497 | 1.1256 | 1.0838 | 1.0085 | 0.91467 | 0.78099 | 0.62886 | 0.44216 | 0.21106 | -0.05594 | -0.3346 | -0.98371 | -1.3005 | -2.4812 | -3.1014 | -2.9989
Bridgwater_Taunton | Churchill 33kV | Compton Martin 33/11kv S/S | Primary | 11 | 51.3247 | -2.6559 | Consumer Transformation | Thermal headroom (MW) | 0.86199 | 0.76701 | 0.45568 | 0.19155 | -0.12872 | -0.47535 | -0.93572 | -1.429 | -1.9697 | -2.6075 | -3.2667 | -3.9767 | -4.5875 | -5.4828 | -5.9022 | -6.2349 | -7.6158 | -8.6959 | -8.6418
Bridgwater_Taunton | Churchill 33kV | Compton Martin 33/11kv S/S | Primary | 11 | 51.3247 | -2.6559 | Leading the Way | Thermal headroom (MW) | 0.85546 | 0.74917 | 0.47347 | 0.17856 | -0.14108 | -0.53606 | -1.052 | -1.5715 | -2.2082 | -2.9147 | -3.6492 | -4.2797 | -5.2047 | -5.5824 | -5.7979 | -5.9363 | -7.5719 | -7.8592 | -6.9682
Bridgwater_Taunton | Churchill 33kV | Compton Martin 33/11kv S/S | Primary | 11 | 51.3247 | -2.6559 | Steady Progression | Thermal headroom (MW) | 0.93727 | 1.0421 | 0.97998 | 0.93791 | 0.88367 | 0.80279 | 0.69657 | 0.55459 | 0.3719 | 0.14074 | -0.15131 | -0.53123 | -0.93516 | -1.4127 | -1.9288 | -2.4731 | -5.7381 | -7.1334 | -7.9809
Bridgwater_Taunton | Churchill 33kV | Compton Martin 33/11kv S/S | Primary | 11 | 51.3247 | -2.6559 | System Transformation | Thermal headroom (MW) | 0.90273 | 0.97761 | 0.86263 | 0.78126 | 0.66748 | 0.52293 | 0.2977 | 0.031175 | -0.30781 | -0.72181 | -1.1826 | -1.7517 | -2.4329 | -3.1823 | -4.2936 | -5.0483 | -7.5202 | -8.341 | -8.286
Bridgwater_Taunton | Churchill 33kV | Compton Martin 33/11kv S/S | Primary | 11 | 51.3247 | -2.6559 | WPD Best View | Thermal headroom (MW) | 0.8863 | 0.84651 | 0.60778 | 0.40872 | 0.17425 | -0.078955 | -0.43479 | -0.80917 | -1.2334 | -1.7128 | -2.2402 | -2.8691 | -3.5022 | -4.4946 | -5.0884 | -5.6339 | -7.5808 | -8.4718 | -8.3333
Bridgwater_Taunton | Churchill 33kV | Congresbury | Primary | 11 | 51.3759 | -2.8024 | Consumer Transformation | Thermal headroom (MW) | 4.5034 | 4.8085 | 4.2025 | 3.7534 | 3.5503 | 3.2589 | 2.8383 | 2.4537 | 2.0587 | 1.674 | 0.93307 | 0.2429 | -0.14569 | -0.48796 | -0.83611 | -1.8607 | -4.458 | -4.9166 | -4.7025
Bridgwater_Taunton | Churchill 33kV | Congresbury | Primary | 11 | 51.3759 | -2.8024 | Leading the Way | Thermal headroom (MW) | 4.4472 | 4.5367 | 4.0962 | 3.5515 | 3.3531 | 3.0635 | 2.635 | 2.2787 | 1.5392 | 1.184 | 0.86748 | 0.3131 | 0.12566 | -0.054524 | -1.0038 | -1.4772 | -2.9538 | -2.7938 | -1.5635
Bridgwater_Taunton | Churchill 33kV | Congresbury | Primary | 11 | 51.3759 | -2.8024 | Steady Progression | Thermal headroom (MW) | 4.5945 | 5.2066 | 5.0786 | 4.8187 | 4.9002 | 4.9907 | 5.0657 | 5.1114 | 5.1254 | 5.1292 | 5.1215 | 4.9086 | 4.795 | 4.6643 | 4.1546 | 3.9973 | 3.1817 | 2.3987 | 2.0779
Bridgwater_Taunton | Churchill 33kV | Congresbury | Primary | 11 | 51.3759 | -2.8024 | System Transformation | Thermal headroom (MW) | 4.5311 | 5.0644 | 4.6949 | 4.4764 | 4.5083 | 4.5305 | 4.517 | 4.4672 | 4.3984 | 4.3006 | 4.1819 | 3.4049 | 3.1849 | 2.9356 | 2.6916 | 2.4547 | 1.2456 | 0.81274 | 0.88204
Bridgwater_Taunton | Churchill 33kV | Congresbury | Primary | 11 | 51.3759 | -2.8024 | WPD Best View | Thermal headroom (MW) | 4.5311 | 5.0644 | 4.6949 | 4.4764 | 4.5083 | 4.5305 | 4.517 | 4.4672 | 4.3984 | 4.3006 | 4.1819 | 3.4049 | 3.1849 | 2.9356 | 2.6916 | 2.4547 | 1.2456 | 0.81274 | 0.88204
Bridgwater_Taunton | Churchill 33kV | Nailsea | Primary | 11 | 51.4269 | -2.7549 | Consumer Transformation | Thermal headroom (MW) | 4.3647 | 4.68 | 4.1257 | 3.7216 | 3.2882 | 2.7373 | 2.0418 | 1.5463 | 0.98639 | 0.4179 | -0.15292 | -0.84093 | -1.4379 | -2.3499 | -2.8236 | -3.6741 | -6.7537 | -8.0256 | -7.6163
Bridgwater_Taunton | Churchill 33kV | Nailsea | Primary | 11 | 51.4269 | -2.7549 | Leading the Way | Thermal headroom (MW) | 4.332 | 4.6322 | 4.0854 | 3.6408 | 3.176 | 2.6259 | 1.9042 | 1.4059 | 0.85838 | 0.3244 | -0.16203 | -0.48438 | -1.0828 | -1.2964 | -1.8469 | -2.4063 | -4.1938 | -4.8649 | -3.7008
Bridgwater_Taunton | Churchill 33kV | Nailsea | Primary | 11 | 51.4269 | -2.7549 | Steady Progression | Thermal headroom (MW) | 4.4456 | 5.1314 | 4.9812 | 4.9805 | 4.9501 | 4.9847 | 5.0334 | 5.0675 | 5.0962 | 5.1035 | 5.0879 | 4.9604 | 4.7986 | 4.5989 | 4.3905 | 4.1843 | 2.6547 | 1.8835 | 1.4102
Bridgwater_Taunton | Churchill 33kV | Nailsea | Primary | 11 | 51.4269 | -2.7549 | System Transformation | Thermal headroom (MW) | 4.3905 | 5.0113 | 4.7768 | 4.6817 | 4.5473 | 4.4931 | 4.4299 | 4.3951 | 4.3337 | 4.2076 | 4.0267 | 3.763 | 3.4884 | 3.127 | 2.4612 | 2.1655 | 1.3183 | 0.6791 | 1.1562
Bridgwater_Taunton | Churchill 33kV | Nailsea | Primary | 11 | 51.4269 | -2.7549 | WPD Best View | Thermal headroom (MW) | 4.3905 | 5.0113 | 4.7768 | 4.6817 | 4.5473 | 4.4931 | 4.4299 | 4.3951 | 4.3337 | 4.2076 | 4.0267 | 3.763 | 3.4884 | 3.127 | 2.4612 | 2.1655 | 1.3183 | 0.6791 | 1.1562
Bridgwater_Taunton | Churchill 33kV | Westwick | Primary | 11 | 51.3504 | -2.8958 | Consumer Transformation | Thermal headroom (MW) | 6.7445 | 6.8238 | 6.3883 | 6.2574 | 6.1739 | 6.0978 | 5.8117 | 5.6237 | 5.3882 | 5.037 | 4.8173 | 4.5001 | 4.2295 | 4.0377 | 3.8371 | 3.5379 | 2.0453 | 1.7465 | 1.8571
Bridgwater_Taunton | Churchill 33kV | Westwick | Primary | 11 | 51.3504 | -2.8958 | Leading the Way | Thermal headroom (MW) | 6.7377 | 6.5112 | 6.3659 | 6.2071 | 6.1202 | 6.0264 | 5.6848 | 5.4868 | 5.2374 | 4.8021 | 4.5682 | 4.3101 | 4.1066 | 3.8686 | 3.6246 | 3.412 | 2.7083 | 2.6976 | 3.1694
Bridgwater_Taunton | Churchill 33kV | Westwick | Primary | 11 | 51.3504 | -2.8958 | Steady Progression | Thermal headroom (MW) | 6.7639 | 6.9418 | 6.9023 | 6.5892 | 6.6072 | 6.6306 | 6.5755 | 6.5644 | 6.5303 | 6.405 | 6.3465 | 6.2186 | 6.0758 | 5.9632 | 5.8347 | 5.7066 | 4.8577 | 4.3524 | 4.2859
Bridgwater_Taunton | Churchill 33kV | Westwick | Primary | 11 | 51.3504 | -2.8958 | System Transformation | Thermal headroom (MW) | 6.7528 | 6.9072 | 6.5527 | 6.5044 | 6.5026 | 6.5038 | 6.3769 | 6.3473 | 6.2533 | 6.0217 | 5.8994 | 5.677 | 5.4718 | 5.2951 | 5.1027 | 4.9353 | 4.0877 | 4.0007 | 4.176
Bridgwater_Taunton | Churchill 33kV | Westwick | Primary | 11 | 51.3504 | -2.8958 | WPD Best View | Thermal headroom (MW) | 6.7528 | 6.9072 | 6.5527 | 6.5044 | 6.5026 | 6.5038 | 6.3769 | 6.3473 | 6.2533 | 6.0217 | 5.8994 | 5.677 | 5.4718 | 5.2951 | 5.1027 | 4.9353 | 4.0877 | 4.0007 | 4.176
Bridgwater_Taunton | Churchill 33kV | Winscombe | Primary | 11 | 51.3192 | -2.8363 | Consumer Transformation | Thermal headroom (MW) | 7.7417 | 7.8152 | 7.5148 | 7.2747 | 7.0218 | 6.74 | 6.3439 | 5.9081 | 5.427 | 4.9067 | 4.3961 | 3.7894 | 3.2132 | 2.7254 | 2.3509 | 2.0644 | 1.2725 | 0.68956 | 0.84304
Bridgwater_Taunton | Churchill 33kV | Winscombe | Primary | 11 | 51.3192 | -2.8363 | Leading the Way | Thermal headroom (MW) | 7.7316 | 7.7798 | 7.4692 | 7.1982 | 6.9122 | 6.6059 | 6.1575 | 5.6924 | 5.182 | 4.6198 | 4.0755 | 3.5354 | 3.0792 | 2.7838 | 2.6247 | 2.5824 | 1.603 | 1.7151 | 2.717
Bridgwater_Taunton | Churchill 33kV | Winscombe | Primary | 11 | 51.3192 | -2.8363 | Steady Progression | Thermal headroom (MW) | 7.7899 | 8.064 | 7.9707 | 7.9535 | 7.9226 | 7.8966 | 7.8394 | 7.7569 | 7.6239 | 7.4518 | 7.2271 | 6.9379 | 6.6045 | 6.2317 | 5.8362 | 5.4083 | 3.0106 | 1.9493 | 1.7663
Bridgwater_Taunton | Churchill 33kV | Winscombe | Primary | 11 | 51.3192 | -2.8363 | System Transformation | Thermal headroom (MW) | 7.7656 | 7.9912 | 7.8498 | 7.7728 | 7.7005 | 7.619 | 7.4691 | 7.2768 | 7.0225 | 6.7161 | 6.3324 | 5.8676 | 5.3459 | 4.7817 | 4.1753 | 3.5398 | 1.4964 | 1.2869 | 1.5278
Bridgwater_Taunton | Churchill 33kV | Winscombe | Primary | 11 | 51.3192 | -2.8363 | WPD Best View | Thermal headroom (MW) | 7.7733 | 8.0064 | 7.8829 | 7.8245 | 7.7698 | 7.7194 | 7.6175 | 7.482 | 7.2854 | 7.0481 | 6.7526 | 6.3891 | 5.9632 | 5.5127 | 5.0508 | 4.5555 | 2.259 | 1.573 | 1.622
Bridgwater_Taunton | Street 33kV | Street 33kV | Bulk Supply Point | 33 | 51.1314 | -2.7526 | Consumer Transformation | Thermal headroom (MW) | 22.3368 | 22.8118 | 20.9306 | 19.4592 | 17.7326 | 15.9877 | 13.5328 | 11.2335 | 8.7241 | 6.2472 | 3.4283 | 0.68158 | -2.15 | -5.2032 | -8.0674 | -11.4509 | -22.4605 | -26.4563 | -25.5392
Bridgwater_Taunton | Street 33kV | Street 33kV | Bulk Supply Point | 33 | 51.1314 | -2.7526 | Leading the Way | Thermal headroom (MW) | 22.1955 | 22.6218 | 20.8776 | 19.2949 | 17.4498 | 15.5643 | 12.9285 | 10.6366 | 7.6975 | 5.0764 | 2.435 | 0.1775 | -2.6612 | -5.2266 | -8.2075 | -10.4819 | -18.2235 | -18.4038 | -13.1511
Bridgwater_Taunton | Street 33kV | Street 33kV | Bulk Supply Point | 33 | 51.1314 | -2.7526 | Steady Progression | Thermal headroom (MW) | 22.7827 | 24.6771 | 24.3578 | 24.384 | 24.2918 | 24.3223 | 24.1546 | 23.9202 | 23.5085 | 22.9911 | 22.2523 | 21.0838 | 19.769 | 18.2849 | 16.4138 | 14.7533 | 4.7022 | -3.4802 | -6.9835
Bridgwater_Taunton | Street 33kV | Street 33kV | Bulk Supply Point | 33 | 51.1314 | -2.7526 | System Transformation | Thermal headroom (MW) | 22.4961 | 24.1202 | 23.5237 | 23.2242 | 22.75 | 22.4085 | 21.5727 | 20.6839 | 19.5384 | 18.2262 | 16.6875 | 14.4478 | 12.1809 | 9.8096 | 6.8304 | 4.4598 | -5.4561 | -10.037 | -9.542
Bridgwater_Taunton | Street 33kV | Street 33kV | Bulk Supply Point | 33 | 51.1314 | -2.7526 | WPD Best View | Thermal headroom (MW) | 22.7218 | 24.553 | 24.1837 | 24.1145 | 23.9352 | 23.8911 | 23.5492 | 23.1596 | 22.5819 | 21.9114 | 21.0438 | 19.737 | 18.2587 | 16.6531 | 14.6716 | 12.9244 | 3.1063 | -4.3517 | -7.2203
Bridgwater_Taunton | Street 33kV | Edgarley | Primary | 11 | 51.1395 | -2.6873 | Consumer Transformation | Thermal headroom (MW) | 2.7766 | 2.8388 | 2.6698 | 2.5842 | 2.4867 | 2.3694 | 2.1834 | 2.0007 | 1.7986 | 1.5889 | 1.3862 | 1.1568 | 0.96085 | 0.77735 | 0.49838 | 0.15366 | -1.0984 | -1.5085 | -1.4503
Bridgwater_Taunton | Street 33kV | Edgarley | Primary | 11 | 51.1395 | -2.6873 | Leading the Way | Thermal headroom (MW) | 2.7703 | 2.8274 | 2.6605 | 2.5719 | 2.478 | 2.3551 | 2.1577 | 1.9817 | 1.7719 | 1.5481 | 1.3477 | 1.1868 | 1.0293 | 0.79283 | 0.47185 | 0.18 | -0.59848 | -0.6658 | -0.20048
Bridgwater_Taunton | Street 33kV | Edgarley | Primary | 11 | 51.1395 | -2.6873 | Steady Progression | Thermal headroom (MW) | 2.812 | 2.9921 | 2.9512 | 2.9867 | 3.0111 | 3.0271 | 3.0311 | 3.0251 | 3.0076 | 2.9769 | 2.9289 | 2.8408 | 2.7459 | 2.6299 | 2.5065 | 2.3786 | 1.6184 | 1.0433 | 0.88526
Bridgwater_Taunton | Street 33kV | Edgarley | Primary | 11 | 51.1395 | -2.6873 | System Transformation | Thermal headroom (MW) | 2.7894 | 2.9449 | 2.8886 | 2.8953 | 2.9022 | 2.8964 | 2.8558 | 2.8001 | 2.7278 | 2.6357 | 2.518 | 2.3673 | 2.1958 | 2.0171 | 1.8224 | 1.6473 | 0.92868 | 0.66663 | 0.69554
Bridgwater_Taunton | Street 33kV | Edgarley | Primary | 11 | 51.1395 | -2.6873 | WPD Best View | Thermal headroom (MW) | 2.812 | 2.9921 | 2.9512 | 2.9867 | 3.0111 | 3.0271 | 3.0311 | 3.0251 | 3.0076 | 2.9769 | 2.9289 | 2.8408 | 2.7459 | 2.6299 | 2.5065 | 2.3786 | 1.6184 | 1.0433 | 0.88526
Bridgwater_Taunton | Street 33kV | Millfield | Primary | 11 | 51.1122 | -2.7297 | Consumer Transformation | Thermal headroom (MW) | 0.35137 | 0.80391 | 0.28766 | -0.034963 | -0.31913 | -0.64493 | -1.2857 | -1.8231 | -2.3823 | -2.9681 | -3.5622 | -4.235 | -4.9846 | -6.0347 | -7.2163 | -8.4078 | -12.7344 | -14.3629 | -14.0393
Bridgwater_Taunton | Street 33kV | Millfield | Primary | 11 | 51.1122 | -2.7297 | Leading the Way | Thermal headroom (MW) | 0.31436 | 0.7462 | 0.28015 | -0.050295 | -0.33161 | -0.69667 | -1.386 | -1.9043 | -2.5034 | -3.1199 | -3.7054 | -4.1392 | -5.2819 | -6.3466 | -7.4593 | -8.3846 | -11.1465 | -11.5189 | -9.6204
Bridgwater_Taunton | Street 33kV | Millfield | Primary | 11 | 51.1122 | -2.7297 | Steady Progression | Thermal headroom (MW) | 0.46803 | 1.3691 | 1.3129 | 1.4389 | 1.6126 | 1.7542 | 1.8025 | 1.8644 | 1.8977 | 1.8684 | 1.8093 | 1.6318 | 1.3242 | 1.0539 | 0.75316 | 0.44276 | -1.8537 | -3.9673 | -5.4723
Bridgwater_Taunton | Street 33kV | Millfield | Primary | 11 | 51.1122 | -2.7297 | System Transformation | Thermal headroom (MW) | 0.39547 | 1.2109 | 1.0717 | 1.1196 | 1.2213 | 1.2635 | 1.1199 | 1.0051 | 0.85325 | 0.65812 | 0.40219 | 0.016216 | -0.57693 | -1.0681 | -1.9042 | -2.3823 | -4.393 | -6.7481 | -6.5011
Bridgwater_Taunton | Street 33kV | Millfield | Primary | 11 | 51.1122 | -2.7297 | WPD Best View | Thermal headroom (MW) | 0.4655 | 1.3613 | 1.2961 | 1.4178 | 1.5745 | 1.6887 | 1.709 | 1.7403 | 1.7304 | 1.6614 | 1.5532 | 1.3124 | 0.93787 | 0.60018 | 0.24301 | -0.11039 | -2.1808 | -4.2676 | -5.6602
Bridgwater_Taunton | Street 33kV | Somerton | Primary | 11 | 51.0581 | -2.7412 | Consumer Transformation | Thermal headroom (MW) | 2.0924 | 2.1871 | 1.7994 | 1.3507 | 0.96388 | 0.4798 | -0.20274 | -0.79229 | -1.4121 | -1.927 | -2.4384 | -2.9404 | -3.3567 | -4.044 | -4.4244 | -5.0696 | -7.1398 | -7.8872 | -7.3744
Bridgwater_Taunton | Street 33kV | Somerton | Primary | 11 | 51.0581 | -2.7412 | Leading the Way | Thermal headroom (MW) | 2.0629 | 2.1503 | 1.7943 | 1.2796 | 0.87097 | 0.35595 | -0.41029 | -1.0094 | -1.6775 | -2.2014 | -2.6993 | -3.0026 | -3.5805 | -3.9576 | -4.5579 | -5.1172 | -6.192 | -6.2358 | -5.2429
Bridgwater_Taunton | Street 33kV | Somerton | Primary | 11 | 51.0581 | -2.7412 | Steady Progression | Thermal headroom (MW) | 2.1988 | 2.6042 | 2.5571 | 2.4746 | 2.4494 | 2.4249 | 2.3217 | 2.2503 | 2.1339 | 2.0263 | 1.8658 | 1.6091 | 1.3514 | 1.0487 | 0.74075 | 0.41514 | -1.6671 | -3.0482 | -3.8044
Bridgwater_Taunton | Street 33kV | Somerton | Primary | 11 | 51.0581 | -2.7412 | System Transformation | Thermal headroom (MW) | 2.1315 | 2.4714 | 2.3668 | 2.1759 | 2.0541 | 1.9527 | 1.6598 | 1.4082 | 1.1069 | 0.80892 | 0.49854 | 0.085717 | -0.36059 | -0.82422 | -1.6248 | -2.0575 | -3.5882 | -4.3178 | -3.9934
Bridgwater_Taunton | Street 33kV | Somerton | Primary | 11 | 51.0581 | -2.7412 | WPD Best View | Thermal headroom (MW) | 2.1368 | 2.479 | 2.3841 | 2.2046 | 2.0968 | 2.0076 | 1.7365 | 1.5182 | 1.2493 | 1.0011 | 0.72966 | 0.35859 | -0.037859 | -0.4355 | -0.83206 | -1.2278 | -3.1726 | -3.8141 | -3.9635
Bridgwater_Taunton | Street 33kV | Wedmore | Primary | 11 | 51.2296 | -2.8069 | Consumer Transformation | Thermal headroom (MW) | 3.4939 | 3.4952 | 3.3127 | 3.1678 | 2.9989 | 2.8078 | 2.5666 | 2.3115 | 2.0277 | 1.7271 | 1.4073 | 1.0496 | 0.73827 | 0.4684 | 0.26802 | 0.1113 | -0.38766 | -0.69468 | -0.59912
Bridgwater_Taunton | Street 33kV | Wedmore | Primary | 11 | 51.2296 | -2.8069 | Leading the Way | Thermal headroom (MW) | 3.4786 | 3.4809 | 3.312 | 3.1583 | 2.9849 | 2.7738 | 2.5105 | 2.2466 | 1.9383 | 1.6087 | 1.2221 | 0.9075 | 0.64751 | 0.46084 | 0.37215 | 0.3309 | -0.32599 | -0.22199 | 0.28304
Bridgwater_Taunton | Street 33kV | Wedmore | Primary | 11 | 51.2296 | -2.8069 | Steady Progression | Thermal headroom (MW) | 3.5402 | 3.6706 | 3.6384 | 3.6319 | 3.6207 | 3.597 | 3.5585 | 3.4982 | 3.4124 | 3.3073 | 3.1685 | 2.9868 | 2.7789 | 2.5474 | 2.3033 | 2.0423 | 0.5154 | -0.31087 | -0.53979
Bridgwater_Taunton | Street 33kV | Wedmore | Primary | 11 | 51.2296 | -2.8069 | System Transformation | Thermal headroom (MW) | 3.5122 | 3.6222 | 3.5622 | 3.5286 | 3.4843 | 3.4159 | 3.3004 | 3.1636 | 2.9956 | 2.7905 | 2.5493 | 2.2611 | 1.927 | 1.5598 | 1.1601 | 0.77735 | -0.5117 | -0.7429 | -0.65233
Bridgwater_Taunton | Street 33kV | Wedmore | Primary | 11 | 51.2296 | -2.8069 | WPD Best View | Thermal headroom (MW) | 3.5402 | 3.6706 | 3.6384 | 3.6319 | 3.6207 | 3.597 | 3.5585 | 3.4982 | 3.4124 | 3.3073 | 3.1685 | 2.9868 | 2.7789 | 2.5474 | 2.3033 | 2.0423 | 0.5154 | -0.31087 | -0.53979
Bridgwater_Taunton | Street 33kV | Wells | Primary | 11 | 51.2073 | -2.6494 | Consumer Transformation | Thermal headroom (MW) | 4.7764 | 4.8378 | 4.3439 | 3.9751 | 3.3187 | 2.9004 | 2.3678 | 1.8988 | 1.3701 | 0.85018 | -0.032935 | -0.60185 | -1.5722 | -2.5076 | -3.5044 | -4.8011 | -8.5305 | -9.5348 | -9.6704
Bridgwater_Taunton | Street 33kV | Wells | Primary | 11 | 51.2073 | -2.6494 | Leading the Way | Thermal headroom (MW) | 4.7284 | 4.7602 | 4.3153 | 3.9308 | 3.1624 | 2.7144 | 2.1911 | 1.7455 | 0.88066 | 0.3478 | -0.11803 | -0.77329 | -1.6261 | -2.4815 | -3.6801 | -4.4116 | -6.8264 | -6.9844 | -5.7131
Bridgwater_Taunton | Street 33kV | Wells | Primary | 11 | 51.2073 | -2.6494 | Steady Progression | Thermal headroom (MW) | 4.8805 | 5.3159 | 5.228 | 5.2226 | 5.0261 | 5.0576 | 5.0718 | 5.0613 | 5.0209 | 4.9752 | 4.899 | 4.7268 | 4.556 | 4.3469 | 3.7562 | 3.5135 | 2.1801 | -0.67659 | -2.0334
Bridgwater_Taunton | Street 33kV | Wells | Primary | 11 | 51.2073 | -2.6494 | System Transformation | Thermal headroom (MW) | 4.8048 | 5.167 | 4.9903 | 4.9242 | 4.576 | 4.5089 | 4.4165 | 4.3071 | 4.1149 | 3.9174 | 3.6812 | 3.0331 | 2.7103 | 2.3588 | 2.0021 | 1.6534 | -1.2276 | -3.1926 | -3.4871
Bridgwater_Taunton | Street 33kV | Wells | Primary | 11 | 51.2073 | -2.6494 | WPD Best View | Thermal headroom (MW) | 4.8805 | 5.3159 | 5.228 | 5.2226 | 5.0261 | 5.0576 | 5.0718 | 5.0613 | 5.0209 | 4.9752 | 4.899 | 4.7268 | 4.556 | 4.3469 | 3.7562 | 3.5135 | 2.1801 | -0.67659 | -2.0334
Bridgwater_Taunton | Taunton 33kV | Taunton 33kV | Bulk Supply Point | 33 | 51.017 | -3.1528 | Consumer Transformation | Thermal headroom (MW) | 61.956 | 62.9257 | 58.4002 | 55.6496 | 52.1299 | 47.499 | 41.6243 | 35.7474 | 29.369 | 23.262 | 15.6561 | 8.5346 | 1.9104 | -6.7971 | -13.568 | -21.0515 | -45.6611 | -55.8973 | -54.5752
Bridgwater_Taunton | Taunton 33kV | Taunton 33kV | Bulk Supply Point | 33 | 51.017 | -3.1528 | Leading the Way | Thermal headroom (MW) | 61.7249 | 61.7624 | 58.1737 | 55.1969 | 51.1457 | 46.1975 | 39.6278 | 33.5435 | 25.88 | 19.1406 | 12.2125 | 6.0418 | -1.5574 | -7.6231 | -14.5255 | -18.8576 | -37.3991 | -38.1993 | -26.095
Bridgwater_Taunton | Taunton 33kV | Taunton 33kV | Bulk Supply Point | 33 | 51.017 | -3.1528 | Steady Progression | Thermal headroom (MW) | 62.7997 | 66.6044 | 65.8659 | 65.3199 | 65.0154 | 64.6998 | 64.229 | 63.3806 | 62.1592 | 60.558 | 58.6174 | 55.4831 | 52.0004 | 48.2296 | 43.1505 | 38.9153 | 10.7247 | -10.3765 | -21.1044
Bridgwater_Taunton | Taunton 33kV | Taunton 33kV | Bulk Supply Point | 33 | 51.017 | -3.1528 | System Transformation | Thermal headroom (MW) | 62.27 | 65.4924 | 63.4059 | 62.9661 | 61.8576 | 60.6963 | 58.8013 | 56.3232 | 53.2525 | 49.6191 | 45.8246 | 39.9066 | 34.4846 | 28.4433 | 19.7182 | 13.2901 | -14.7989 | -28.3415 | -28.4346
Bridgwater_Taunton | Taunton 33kV | Taunton 33kV | Bulk Supply Point | 33 | 51.017 | -3.1528 | WPD Best View | Thermal headroom (MW) | 62.2778 | 65.5021 | 63.4285 | 63.0019 | 61.9151 | 60.775 | 58.9209 | 56.4926 | 53.4849 | 49.9316 | 46.2229 | 40.4129 | 35.0905 | 29.1598 | 20.5323 | 14.2308 | -14.0636 | -28.1446 | -28.4065
Bridgwater_Taunton | Taunton 33kV | Culmhead | Primary | 11 | 50.939 | -3.1109 | Consumer Transformation | Thermal headroom (MW) | 0.57699 | 0.52347 | 0.29191 | 0.080806 | -0.17157 | -0.46292 | -0.81446 | -1.2055 | -1.6675 | -2.2208 | -2.7907 | -3.3631 | -3.8574 | -4.2744 | -4.5995 | -4.8467 | -5.5656 | -6.1002 | -6.051
Bridgwater_Taunton | Taunton 33kV | Culmhead | Primary | 11 | 50.939 | -3.1109 | Leading the Way | Thermal headroom (MW) | 0.57026 | 0.51636 | 0.29414 | 0.054325 | -0.21184 | -0.54516 | -0.94362 | -1.3712 | -1.908 | -2.523 | -3.149 | -3.7055 | -4.1446 | -4.4373 | -4.5984 | -4.6489 | -5.7239 | -5.5709 | -4.8028
Bridgwater_Taunton | Taunton 33kV | Culmhead | Primary | 11 | 50.939 | -3.1109 | Steady Progression | Thermal headroom (MW) | 0.6371 | 0.73113 | 0.67578 | 0.64155 | 0.59178 | 0.51754 | 0.41886 | 0.29407 | 0.11387 | -0.10151 | -0.36847 | -0.69366 | -1.0681 | -1.5129 | -1.9857 | -2.4848 | -5.1939 | -6.6005 | -7.0117
Bridgwater_Taunton | Taunton 33kV | Culmhead | Primary | 11 | 50.939 | -3.1109 | System Transformation | Thermal headroom (MW) | 0.60676 | 0.67796 | 0.58695 | 0.51236 | 0.40968 | 0.27999 | 0.085598 | -0.16452 | -0.46335 | -0.81686 | -1.2424 | -1.7769 | -2.3965 | -3.0672 | -3.7556 | -4.4243 | -6.6862 | -7.1153 | -7.0494
Bridgwater_Taunton | Taunton 33kV | Culmhead | Primary | 11 | 50.939 | -3.1109 | WPD Best View | Thermal headroom (MW) | 0.60676 | 0.67796 | 0.58695 | 0.51236 | 0.40968 | 0.27999 | 0.085598 | -0.16452 | -0.46335 | -0.81686 | -1.2424 | -1.7769 | -2.3965 | -3.0672 | -3.7556 | -4.4243 | -6.6862 | -7.1153 | -7.0494
Bridgwater_Taunton | Taunton 33kV | Exebridge | Primary | 11 | 51.0145 | -3.5289 | Consumer Transformation | Thermal headroom (MW) | 6.7831 | 6.7747 | 6.4566 | 6.2155 | 5.9479 | 5.6552 | 5.322 | 4.9783 | 4.5678 | 4.1528 | 3.3656 | 2.9169 | 2.4847 | 2.1228 | 1.8336 | 1.251 | -0.044743 | -0.42863 | -0.56045
Bridgwater_Taunton | Taunton 33kV | Exebridge | Primary | 11 | 51.0145 | -3.5289 | Leading the Way | Thermal headroom (MW) | 6.7664 | 6.7538 | 6.4697 | 6.2066 | 5.9361 | 5.6114 | 5.2379 | 4.8683 | 4.073 | 3.6057 | 3.1026 | 2.6245 | 2.2156 | 1.93 | 1.4092 | 1.2745 | -0.18154 | 0.11162 | 0.86482
Bridgwater_Taunton | Taunton 33kV | Exebridge | Primary | 11 | 51.0145 | -3.5289 | Steady Progression | Thermal headroom (MW) | 6.8571 | 7.0872 | 7.0411 | 7.0417 | 7.0389 | 7.0187 | 6.9708 | 6.9024 | 6.807 | 6.644 | 6.4705 | 6.2006 | 5.921 | 5.5628 | 4.8559 | 4.4788 | 2.1686 | 0.20294 | -0.73856
Bridgwater_Taunton | Taunton 33kV | Exebridge | Primary | 11 | 51.0145 | -3.5289 | System Transformation | Thermal headroom (MW) | 6.8121 | 6.9932 | 6.8923 | 6.8448 | 6.7819 | 6.6905 | 6.5056 | 6.2976 | 6.0426 | 5.7493 | 5.3982 | 4.6007 | 4.0984 | 3.5842 | 3.0116 | 2.4246 | -0.30024 | -1.192 | -1.4318
Bridgwater_Taunton | Taunton 33kV | Exebridge | Primary | 11 | 51.0145 | -3.5289 | WPD Best View | Thermal headroom (MW) | 6.8121 | 6.9932 | 6.8923 | 6.8448 | 6.7819 | 6.6905 | 6.5056 | 6.2976 | 6.0426 | 5.7493 | 5.3982 | 4.6007 | 4.0984 | 3.5842 | 3.0116 | 2.4246 | -0.30024 | -1.192 | -1.4318
Bridgwater_Taunton | Taunton 33kV | Lydeard St Lawrence Primary | Primary | 11 | 51.0798 | -3.2386 | Consumer Transformation | Thermal headroom (MW) | 2.8134 | 2.8364 | 2.6239 | 2.4641 | 2.2879 | 2.0857 | 1.8352 | 1.5978 | 1.3391 | 1.0589 | 0.79231 | 0.53505 | 0.27128 | -0.32139 | -0.50985 | -0.65832 | -1.2673 | -1.8806 | -1.718
Bridgwater_Taunton | Taunton 33kV | Lydeard St Lawrence Primary | Primary | 11 | 51.0798 | -3.2386 | Leading the Way | Thermal headroom (MW) | 2.8015 | 2.8259 | 2.6369 | 2.4761 | 2.2982 | 2.0768 | 1.792 | 1.5447 | 1.269 | 0.96729 | 0.68624 | 0.42604 | -0.15756 | -0.33639 | -0.42482 | -0.48458 | -1.1719 | -1.3682 | -0.87242
Bridgwater_Taunton | Taunton 33kV | Lydeard St Lawrence Primary | Primary | 11 | 51.0798 | -3.2386 | Steady Progression | Thermal headroom (MW) | 2.8667 | 3.0549 | 3.0314 | 3.0495 | 3.055 | 3.0483 | 3.028 | 2.9998 | 2.9444 | 2.8678 | 2.7707 | 2.5986 | 2.4335 | 2.2348 | 2.0345 | 1.8204 | 0.13172 | -0.82109 | -1.5019
Bridgwater_Taunton | Taunton 33kV | Lydeard St Lawrence Primary | Primary | 11 | 51.0798 | -3.2386 | System Transformation | Thermal headroom (MW) | 2.8328 | 2.9918 | 2.9344 | 2.9174 | 2.8803 | 2.831 | 2.7235 | 2.5967 | 2.4421 | 2.2528 | 2.0428 | 1.7926 | 1.5061 | 1.191 | 0.52857 | 0.19583 | -0.97334 | -1.6421 | -1.537
Bridgwater_Taunton | Taunton 33kV | Lydeard St Lawrence Primary | Primary | 11 | 51.0798 | -3.2386 | WPD Best View | Thermal headroom (MW) | 2.8354 | 2.9938 | 2.9397 | 2.9248 | 2.8924 | 2.8473 | 2.7505 | 2.6356 | 2.4902 | 2.315 | 2.122 | 1.8961 | 1.6295 | 1.337 | 0.69538 | 0.40565 | -0.82957 | -1.6647 | -1.5981
Bridgwater_Taunton | Taunton 33kV | Priorswood | Primary | 11 | 51.0258 | -3.0916 | Consumer Transformation | Thermal headroom (MW) | -0.31491 | -0.50092 | -1.0678 | -1.3069 | -1.624 | -2.108 | -2.862 | -3.5642 | -4.3157 | -5.0412 | -6.046 | -6.734 | -7.3289 | -7.7997 | -8.6844 | -9.9297 | -13.5674 | -14.3514 | -14.3502
Bridgwater_Taunton | Taunton 33kV | Priorswood | Primary | 11 | 51.0258 | -3.0916 | Leading the Way | Thermal headroom (MW) | -0.35393 | -0.87896 | -1.2612 | -1.5097 | -1.8636 | -2.3405 | -3.1659 | -3.8482 | -4.9838 | -5.7271 | -6.3146 | -6.7055 | -6.9562 | -7.6276 | -8.7903 | -9.4456 | -11.5767 | -11.5516 | -10.1731
Bridgwater_Taunton | Taunton 33kV | Priorswood | Primary | 11 | 51.0258 | -3.0916 | Steady Progression | Thermal headroom (MW) | -0.23535 | -0.025826 | -0.11732 | -0.24029 | -0.2656 | -0.29131 | -0.33339 | -0.38008 | -0.48215 | -0.61185 | -0.80813 | -1.0573 | -1.3333 | -1.6486 | -2.3482 | -2.6959 | -4.5607 | -5.9936 | -6.452
Bridgwater_Taunton | Taunton 33kV | Priorswood | Primary | 11 | 51.0258 | -3.0916 | System Transformation | Thermal headroom (MW) | -0.29549 | -0.24503 | -0.56087 | -0.5855 | -0.66102 | -0.76111 | -0.93343 | -1.1012 | -1.3607 | -1.6637 | -2.0063 | -2.7482 | -3.1954 | -3.6636 | -4.1255 | -4.5505 | -6.9088 | -7.6411 | -7.7317
Bridgwater_Taunton | Taunton 33kV | Priorswood | Primary | 11 | 51.0258 | -3.0916 | WPD Best View | Thermal headroom (MW) | -0.29315 | -0.23831 | -0.54709 | -0.56074 | -0.62161 | -0.70642 | -0.85696 | -0.99518 | -1.1989 | -1.4388 | -1.7196 | -2.392 | -2.7677 | -3.1582 | -3.5539 | -3.9418 | -6.3717 | -7.3125 | -7.5098
Bridgwater_Taunton | Taunton 33kV | Staplegrove | Primary | 11 | 51.0254 | -3.1204 | Consumer Transformation | Thermal headroom (MW) | 5.4663 | 5.6041 | 4.8804 | 4.3891 | 3.8066 | 2.8626 | 1.9189 | 1.0956 | 0.23108 | -0.40118 | -1.3849 | -2.2238 | -3.4405 | -4.541 | -5.6759 | -7.1551 | -11.2817 | -12.3564 | -12.3598
Bridgwater_Taunton | Taunton 33kV | Staplegrove | Primary | 11 | 51.0254 | -3.1204 | Leading the Way | Thermal headroom (MW) | 5.4048 | 5.2923 | 4.7114 | 4.1419 | 3.4542 | 2.5007 | 1.5133 | 0.72185 | -0.50808 | -1.0933 | -1.5727 | -2.1714 | -3.0427 | -3.919 | -5.099 | -5.8507 | -8.4028 | -8.5787 | -6.9889
Bridgwater_Taunton | Taunton 33kV | Staplegrove | Primary | 11 | 51.0254 | -3.1204 | Steady Progression | Thermal headroom (MW) | 5.5596 | 6.0389 | 5.8465 | 5.5425 | 5.3548 | 5.2349 | 5.1861 | 5.1027 | 4.9875 | 4.9108 | 4.8161 | 4.6908 | 4.5392 | 4.3203 | 3.7299 | 3.4777 | 2.3079 | -0.35438 | -1.4301
Bridgwater_Taunton | Taunton 33kV | Staplegrove | Primary | 11 | 51.0254 | -3.1204 | System Transformation | Thermal headroom (MW) | 5.4865 | 5.8745 | 5.415 | 5.16 | 4.8365 | 4.626 | 4.4519 | 4.251 | 3.9886 | 3.8138 | 3.6188 | 3.0097 | 2.6965 | 2.3776 | 2.0805 | 1.8066 | -0.93856 | -2.7628 | -2.8742
Bridgwater_Taunton | Taunton 33kV | Staplegrove | Primary | 11 | 51.0254 | -3.1204 | WPD Best View | Thermal headroom (MW) | 5.4865 | 5.8745 | 5.415 | 5.16 | 4.8365 | 4.626 | 4.4519 | 4.251 | 3.9886 | 3.8138 | 3.6188 | 3.0097 | 2.6965 | 2.3776 | 2.0805 | 1.8066 | -0.93856 | -2.7628 | -2.8742
Bridgwater_Taunton | Taunton 33kV | Taunton Local | Primary | 11 | 51.0174 | -3.1007 | Consumer Transformation | Thermal headroom (MW) | 28.1365 | 28.7836 | 28.1453 | 27.9771 | 27.7169 | 27.2935 | 26.7978 | 26.374 | 25.6716 | 25.3058 | 24.892 | 24.3872 | 23.6811 | 22.3696 | 21.3683 | 20.2836 | 15.6673 | 14.0952 | 13.9521
Bridgwater_Taunton | Taunton 33kV | Taunton Local | Primary | 11 | 51.0174 | -3.1007 | Leading the Way | Thermal headroom (MW) | 28.106 | 28.5295 | 28.1406 | 27.9766 | 27.6855 | 27.2184 | 26.3537 | 25.9451 | 25.5866 | 25.1928 | 24.7368 | 23.9423 | 23.0687 | 22.1477 | 20.8785 | 20.0284 | 17.3055 | 16.8069 | 18.5315
Bridgwater_Taunton | Taunton 33kV | Taunton Local | Primary | 11 | 51.0174 | -3.1007 | Steady Progression | Thermal headroom (MW) | 28.2295 | 29.2392 | 29.1961 | 29.1541 | 29.2734 | 29.4092 | 29.5395 | 29.6575 | 29.7737 | 29.8686 | 29.9388 | 29.9292 | 29.5385 | 29.451 | 29.3316 | 29.1729 | 27.6995 | 24.2965 | 22.9353
Bridgwater_Taunton | Taunton 33kV | Taunton Local | Primary | 11 | 51.0174 | -3.1007 | System Transformation | Thermal headroom (MW) | 28.1694 | 29.118 | 28.7768 | 28.9062 | 28.9364 | 28.9553 | 28.955 | 28.9568 | 28.95 | 28.5517 | 28.4917 | 28.3467 | 28.1241 | 27.862 | 27.2388 | 26.9595 | 23.6494 | 21.5652 | 21.4385
Bridgwater_Taunton | Taunton 33kV | Taunton Local | Primary | 11 | 51.0174 | -3.1007 | WPD Best View | Thermal headroom (MW) | 28.1694 | 29.118 | 28.7768 | 28.9062 | 28.9364 | 28.9553 | 28.955 | 28.9568 | 28.95 | 28.5517 | 28.4917 | 28.3467 | 28.1241 | 27.862 | 27.2388 | 26.9595 | 23.6494 | 21.5652 | 21.4385
Bridgwater_Taunton | Taunton 33kV | Trull | Primary | 11 | 51.0013 | -3.1217 | Consumer Transformation | Thermal headroom (MW) | 3.9322 | 4.2493 | 3.1853 | 2.8452 | 2.4711 | 1.754 | 0.83362 | 0.051105 | -1.111 | -1.984 | -2.8857 | -3.8614 | -4.5824 | -5.8948 | -7.0296 | -8.0873 | -12.8581 | -14.0816 | -13.8444
Bridgwater_Taunton | Taunton 33kV | Trull | Primary | 11 | 51.0013 | -3.1217 | Leading the Way | Thermal headroom (MW) | 3.9008 | 3.6475 | 3.1413 | 2.786 | 2.3891 | 1.6495 | 0.32875 | -0.44464 | -1.2881 | -2.1592 | -2.9826 | -3.9052 | -4.2966 | -5.0713 | -6.2605 | -6.9109 | -9.5708 | -10.0331 | -8.5764
Bridgwater_Taunton | Taunton 33kV | Trull | Primary | 11 | 51.0013 | -3.1217 | Steady Progression | Thermal headroom (MW) | 4.0231 | 4.72 | 4.6046 | 4.0911 | 4.1104 | 4.1083 | 4.1137 | 4.0956 | 4.0569 | 3.9551 | 3.8431 | 3.6379 | 3.084 | 2.8397 | 2.5963 | 2.3153 | 0.48719 | -1.0122 | -1.9798
Bridgwater_Taunton | Taunton 33kV | Trull | Primary | 11 | 51.0013 | -3.1217 | System Transformation | Thermal headroom (MW) | 3.9613 | 4.5911 | 3.8342 | 3.7966 | 3.7329 | 3.6257 | 3.4725 | 3.3183 | 3.1184 | 2.5106 | 2.2049 | 1.8126 | 1.455 | 1.0901 | 0.38525 | 0.063967 | -2.1122 | -3.6367 | -3.7016
Bridgwater_Taunton | Taunton 33kV | Trull | Primary | 11 | 51.0013 | -3.1217 | WPD Best View | Thermal headroom (MW) | 3.9613 | 4.5911 | 3.8342 | 3.7966 | 3.7329 | 3.6257 | 3.4725 | 3.3183 | 3.1184 | 2.5106 | 2.2049 | 1.8126 | 1.455 | 1.0901 | 0.38525 | 0.063967 | -2.1122 | -3.6367 | -3.7016
Bridgwater_Taunton | Taunton 33kV | Wellington Primary | Primary | 11 | 50.9915 | -3.2478 | Consumer Transformation | Thermal headroom (MW) | 0.98198 | 1.119 | 0.97789 | 0.90833 | 0.74487 | 0.54777 | 0.31162 | -0.03316 | -0.29574 | -0.51726 | -0.74653 | -0.97285 | -1.1517 | -1.6746 | -1.9447 | -2.3006 | -3.4566 | -4.0746 | -3.8605
Bridgwater_Taunton | Taunton 33kV | Wellington Primary | Primary | 11 | 50.9915 | -3.2478 | Leading the Way | Thermal headroom (MW) | 0.97761 | 1.1051 | 0.98468 | 0.90775 | 0.71511 | 0.50774 | 0.24437 | -0.12386 | -0.41106 | -0.66125 | -0.8728 | -0.99922 | -1.4678 | -1.7569 | -2.1271 | -2.4018 | -3.0804 | -3.2637 | -2.6977
Bridgwater_Taunton | Taunton 33kV | Wellington Primary | Primary | 11 | 50.9915 | -3.2478 | Steady Progression | Thermal headroom (MW) | 1.0101 | 1.2456 | 1.2251 | 1.2588 | 1.2319 | 1.2302 | 1.2211 | 1.1684 | 1.1171 | 1.0622 | 1.0013 | 0.88661 | 0.7705 | 0.64406 | 0.50881 | 0.35723 | -0.76739 | -1.3439 | -2.0695
Bridgwater_Taunton | Taunton 33kV | Wellington Primary | Primary | 11 | 50.9915 | -3.2478 | System Transformation | Thermal headroom (MW) | 0.99315 | 1.2151 | 1.1631 | 1.1848 | 1.1161 | 1.0741 | 1.0064 | 0.8679 | 0.75438 | 0.62834 | 0.49016 | 0.31156 | 0.12127 | -0.086823 | -0.64747 | -0.83749 | -1.5278 | -2.4063 | -2.3077
Bridgwater_Taunton | Taunton 33kV | Wellington Primary | Primary | 11 | 50.9915 | -3.2478 | WPD Best View | Thermal headroom (MW) | 0.99315 | 1.2151 | 1.1631 | 1.1848 | 1.1161 | 1.0741 | 1.0064 | 0.8679 | 0.75438 | 0.62834 | 0.49016 | 0.31156 | 0.12127 | -0.086823 | -0.64747 | -0.83749 | -1.5278 | -2.4063 | -2.3077
Bridgwater_Taunton | Taunton 33kV | Wellington Town | Primary | 11 | 50.9792 | -3.2216 | Consumer Transformation | Thermal headroom (MW) | 5.1252 | 5.3687 | 4.8304 | 4.5089 | 4.1784 | 3.6791 | 2.6266 | 2.0458 | 1.4547 | 0.83063 | -0.2499 | -1.9502 | -3.3959 | -4.7527 | -6.5771 | -7.9503 | -13.739 | -15.7218 | -15.5291
Bridgwater_Taunton | Taunton 33kV | Wellington Town | Primary | 11 | 50.9792 | -3.2216 | Leading the Way | Thermal headroom (MW) | 5.0749 | 5.2641 | 4.7894 | 4.4747 | 3.7735 | 3.2671 | 2.5172 | 1.974 | 1.3536 | 0.44767 | -1.1916 | -2.4502 | -3.8308 | -5.5552 | -6.9275 | -8.4378 | -11.7354 | -11.8676 | -10.0244
Bridgwater_Taunton | Taunton 33kV | Wellington Town | Primary | 11 | 50.9792 | -3.2216 | Steady Progression | Thermal headroom (MW) | 5.2273 | 5.8649 | 5.7768 | 5.7893 | 5.8442 | 5.8867 | 5.9265 | 5.9301 | 5.9196 | 5.8488 | 5.7763 | 5.2391 | 5.0597 | 4.8197 | 4.5781 | 4.3076 | -0.35512 | -5.4664 | -7.1651
Bridgwater_Taunton | Taunton 33kV | Wellington Town | Primary | 11 | 50.9792 | -3.2216 | System Transformation | Thermal headroom (MW) | 5.1511 | 5.7072 | 5.4957 | 5.4951 | 5.478 | 5.4389 | 5.3148 | 5.1501 | 4.6134 | 4.3863 | 4.1459 | 3.8285 | 3.4626 | 2.7037 | 1.9034 | 0.56726 | -5.7299 | -8.8721 | -9.2817
Bridgwater_Taunton | Taunton 33kV | Wellington Town | Primary | 11 | 50.9792 | -3.2216 | WPD Best View | Thermal headroom (MW) | 5.1511 | 5.7072 | 5.4957 | 5.4951 | 5.478 | 5.4389 | 5.3148 | 5.1501 | 4.6134 | 4.3863 | 4.1459 | 3.8285 | 3.4626 | 2.7037 | 1.9034 | 0.56726 | -5.7299 | -8.8721 | -9.2817
Iron Acton | Bradley Stoke 33kV | Bradley Stoke 33kV | Bulk Supply Point | 33 | 51.5475 | -2.56 | Consumer Transformation | Thermal headroom (MW) | 21.1736 | 21.8393 | 20.6443 | 19.5129 | 18.4139 | 17.0915 | 15.448 | 13.3588 | 11.3684 | 9.7774 | 8.2771 | 6.4228 | 4.9936 | 3.1635 | 1.882 | 0.052237 | -8.3321 | -11.0281 | -9.8248
Iron Acton | Bradley Stoke 33kV | Bradley Stoke 33kV | Bulk Supply Point | 33 | 51.5475 | -2.56 | Leading the Way | Thermal headroom (MW) | 21.0716 | 21.716 | 20.5395 | 19.5641 | 18.6001 | 17.3901 | 15.1105 | 13.6626 | 11.8825 | 10.1965 | 8.3161 | 6.7258 | 5.2227 | 4.1686 | 2.3517 | 0.87514 | -4.3195 | -3.5658 | 0.44256
Iron Acton | Bradley Stoke 33kV | Bradley Stoke 33kV | Bulk Supply Point | 33 | 51.5475 | -2.56 | Steady Progression | Thermal headroom (MW) | 21.5123 | 23.0371 | 22.8775 | 22.8587 | 22.7195 | 22.6011 | 22.4993 | 22.333 | 22.0365 | 21.7 | 21.3834 | 20.7697 | 19.7485 | 18.9235 | 17.473 | 16.4595 | 9.0792 | 3.5914 | 1.3573
Iron Acton | Bradley Stoke 33kV | Bradley Stoke 33kV | Bulk Supply Point | 33 | 51.5475 | -2.56 | System Transformation | Thermal headroom (MW) | 21.3504 | 22.7136 | 22.3661 | 22.0632 | 21.9716 | 21.7384 | 21.3617 | 20.8434 | 20.1065 | 19.0005 | 18.1032 | 16.4363 | 15.0904 | 13.3812 | 11.4847 | 9.6128 | 0.93321 | -1.4829 | -1.0676
Iron Acton | Bradley Stoke 33kV | Bradley Stoke 33kV | Bulk Supply Point | 33 | 51.5475 | -2.56 | WPD Best View | Thermal headroom (MW) | 21.3818 | 22.7866 | 22.4888 | 22.2017 | 22.1281 | 21.9036 | 21.6038 | 21.1885 | 20.6005 | 19.6814 | 19.0041 | 17.8264 | 16.7451 | 15.5505 | 13.7441 | 12.4211 | 3.8854 | 0.26959 | -0.21916
Iron Acton | Bradley Stoke 33kV | Almondsbury | Primary | 11 | 51.5498 | -2.5695 | Consumer Transformation | Thermal headroom (MW) | 4.6336 | 5.153 | 4.8549 | 4.7562 | 4.429 | 4.0902 | 3.8129 | 3.5574 | 2.8842 | 2.5461 | 2.1949 | 1.8284 | 1.4715 | 0.74372 | 0.075038 | -0.61965 | -4.4691 | -5.2129 | -5.0518
Iron Acton | Bradley Stoke 33kV | Almondsbury | Primary | 11 | 51.5498 | -2.5695 | Leading the Way | Thermal headroom (MW) | 4.6212 | 5.1536 | 4.8702 | 4.7654 | 4.3816 | 3.9403 | 3.2843 | 3.0383 | 2.6942 | 2.3296 | 1.9522 | 1.3637 | 0.93307 | 0.33332 | -0.65736 | -1.1907 | -2.7343 | -2.8546 | -1.5262
Iron Acton | Bradley Stoke 33kV | Almondsbury | Primary | 11 | 51.5498 | -2.5695 | Steady Progression | Thermal headroom (MW) | 4.7011 | 5.4619 | 5.4332 | 5.5873 | 5.5808 | 5.5499 | 5.6781 | 5.7633 | 5.7861 | 5.8014 | 5.7796 | 5.7138 | 5.2157 | 5.0994 | 4.942 | 4.7808 | 2.8993 | 0.76666 | -0.066934
Iron Acton | Bradley Stoke 33kV | Almondsbury | Primary | 11 | 51.5498 | -2.5695 | System Transformation | Thermal headroom (MW) | 4.6644 | 5.3872 | 5.3116 | 5.4013 | 5.2999 | 5.1765 | 5.1814 | 5.161 | 5.0691 | 4.5851 | 4.4262 | 4.2219 | 3.9583 | 3.6996 | 3.0748 | 2.8041 | -0.16537 | -1.4586 | -1.376
Iron Acton | Bradley Stoke 33kV | Almondsbury | Primary | 11 | 51.5498 | -2.5695 | WPD Best View | Thermal headroom (MW) | 4.6644 | 5.3872 | 5.3116 | 5.4013 | 5.2999 | 5.1765 | 5.1814 | 5.161 | 5.0691 | 4.5851 | 4.4262 | 4.2219 | 3.9583 | 3.6996 | 3.0748 | 2.8041 | -0.16537 | -1.4586 | -1.376
Iron Acton | Bradley Stoke 33kV | Bradley Stoke | Primary | 11 | 51.5473 | -2.5595 | Consumer Transformation | Thermal headroom (MW) | 3.7836 | 4.4524 | 4.2941 | 4.331 | 4.347 | 4.3252 | 4.1758 | 4.0488 | 3.8496 | 3.5129 | 3.2354 | 2.9225 | 2.652 | 2.4224 | 2.2513 | 2.1047 | 0.80444 | 0.21177 | 0.38433
Iron Acton | Bradley Stoke 33kV | Bradley Stoke | Primary | 11 | 51.5473 | -2.5595 | Leading the Way | Thermal headroom (MW) | 3.7788 | 4.4414 | 4.3098 | 4.3461 | 4.363 | 4.3234 | 4.1567 | 4.0094 | 3.7732 | 3.3579 | 3.0544 | 2.851 | 2.6889 | 2.6262 | 2.6323 | 2.5978 | 1.7784 | 1.6634 | 2.6064
Iron Acton | Bradley Stoke 33kV | Bradley Stoke | Primary | 11 | 51.5473 | -2.5595 | Steady Progression | Thermal headroom (MW) | 3.8141 | 4.629 | 4.6162 | 4.7881 | 4.956 | 5.1017 | 5.2553 | 5.3889 | 5.4986 | 5.5209 | 5.5889 | 5.5523 | 5.4984 | 5.4325 | 5.3341 | 5.2185 | 4.519 | 4.2209 | 4.3094
Iron Acton | Bradley Stoke 33kV | Bradley Stoke | Primary | 11 | 51.5473 | -2.5595 | System Transformation | Thermal headroom (MW) | 3.8024 | 4.5866 | 4.5621 | 4.7202 | 4.8731 | 4.995 | 5.0969 | 5.1578 | 5.2182 | 5.0997 | 5.0196 | 4.9016 | 4.7484 | 4.5582 | 4.3569 | 4.1707 | 3.5538 | 3.5854 | 4.0415
Iron Acton | Bradley Stoke 33kV | Bradley Stoke | Primary | 11 | 51.5473 | -2.5595 | WPD Best View | Thermal headroom (MW) | 3.8024 | 4.5866 | 4.5621 | 4.7202 | 4.8731 | 4.995 | 5.0969 | 5.1578 | 5.2182 | 5.0997 | 5.0196 | 4.9016 | 4.7484 | 4.5582 | 4.3569 | 4.1707 | 3.5538 | 3.5854 | 4.0415
Iron Acton | Bradley Stoke 33kV | Cribbs Causeway | Primary | 11 | 51.529 | -2.5949 | Consumer Transformation | Thermal headroom (MW) | 5.272 | 5.8181 | 5.6224 | 5.2426 | 5.3363 | 5.3957 | 5.3233 | 5.2221 | 5.0147 | 4.9605 | 4.8907 | 4.801 | 4.7354 | 4.6862 | 4.6663 | 4.4647 | 3.7434 | 4.0332 | 4.7005
Iron Acton | Bradley Stoke 33kV | Cribbs Causeway | Primary | 11 | 51.529 | -2.5949 | Leading the Way | Thermal headroom (MW) | 5.1669 | 5.6495 | 5.2603 | 4.9605 | 5.0372 | 5.102 | 5.003 | 4.8839 | 4.5977 | 4.542 | 4.4943 | 4.4605 | 4.4646 | 4.5207 | 4.2555 | 4.0594 | 3.9874 | 4.6887 | 5.728
Iron Acton | Bradley Stoke 33kV | Cribbs Causeway | Primary | 11 | 51.529 | -2.5949 | Steady Progression | Thermal headroom (MW) | 5.3607 | 5.9923 | 5.9188 | 5.8171 | 5.7653 | 5.889 | 5.9377 | 5.9881 | 5.9655 | 6.0289 | 6.0685 | 6.0732 | 6.0906 | 6.1111 | 6.1198 | 6.1163 | 6.017 | 5.837 | 6.0421
Iron Acton | Bradley Stoke 33kV | Cribbs Causeway | Primary | 11 | 51.529 | -2.5949 | System Transformation | Thermal headroom (MW) | 5.2796 | 5.8716 | 5.7219 | 5.3873 | 5.5325 | 5.6474 | 5.6759 | 5.6607 | 5.5459 | 5.5785 | 5.5702 | 5.5457 | 5.5143 | 5.4701 | 5.4031 | 5.3441 | 5.2797 | 5.293 | 5.8919
Iron Acton | Bradley Stoke 33kV | Cribbs Causeway | Primary | 11 | 51.529 | -2.5949 | WPD Best View | Thermal headroom (MW) | 5.2796 | 5.8716 | 5.7219 | 5.3873 | 5.5325 | 5.6474 | 5.6759 | 5.6607 | 5.5459 | 5.5785 | 5.5702 | 5.5457 | 5.5143 | 5.4701 | 5.4031 | 5.3441 | 5.2797 | 5.293 | 5.8919
Iron Acton | Bradley Stoke 33kV/Lockleaze 33kV K Bar | Abbeywood Primary | Primary | 11 | 51.505 | -2.5614 | Consumer Transformation | Thermal headroom (MW) | 3.9212 | 4.3369 | 4.006 | 4.0685 | 4.1139 | 4.1478 | 4.1467 | 4.1085 | 4.0485 | 3.9569 | 3.8744 | 3.7812 | 3.7366 | 3.717 | 3.6822 | 3.6534 | 3.6965 | 3.8692 | 4.2178
Iron Acton | Bradley Stoke 33kV/Lockleaze 33kV K Bar | Abbeywood Primary | Primary | 11 | 51.505 | -2.5614 | Leading the Way | Thermal headroom (MW) | 3.9185 | 4.0435 | 4.0078 | 4.0611 | 4.0924 | 4.1107 | 4.0873 | 4.0327 | 3.9418 | 3.8505 | 3.7639 | 3.6754 | 3.6606 | 3.6313 | 3.6389 | 3.6768 | 3.9792 | 4.3114 | 4.8931
Iron Acton | Bradley Stoke 33kV/Lockleaze 33kV K Bar | Abbeywood Primary | Primary | 11 | 51.505 | -2.5614 | Steady Progression | Thermal headroom (MW) | 3.9314 | 4.3724 | 4.3731 | 4.1744 | 4.266 | 4.3489 | 4.4226 | 4.4878 | 4.5338 | 4.5527 | 4.5481 | 4.519 | 4.4677 | 4.4077 | 4.3268 | 4.2486 | 3.8478 | 3.7974 | 3.988
Iron Acton | Bradley Stoke 33kV/Lockleaze 33kV K Bar | Abbeywood Primary | Primary | 11 | 51.505 | -2.5614 | System Transformation | Thermal headroom (MW) | 3.9261 | 4.3646 | 4.0673 | 4.1561 | 4.2365 | 4.3055 | 4.3541 | 4.3858 | 4.3926 | 4.366 | 4.305 | 4.2031 | 4.0988 | 3.959 | 3.827 | 3.7036 | 3.3478 | 3.5738 | 3.8994
Iron Acton | Bradley Stoke 33kV/Lockleaze 33kV K Bar | Abbeywood Primary | Primary | 11 | 51.505 | -2.5614 | WPD Best View | Thermal headroom (MW) | 3.9261 | 4.3646 | 4.0673 | 4.1561 | 4.2365 | 4.3055 | 4.3541 | 4.3858 | 4.3926 | 4.366 | 4.305 | 4.2031 | 4.0988 | 3.959 | 3.827 | 3.7036 | 3.3478 | 3.5738 | 3.8994
Iron Acton | Feeder Road 33kV 'J' Bar | Feeder Road 33kV 'J' Bar | Bulk Supply Point | 33 | 51.4501 | -2.5671 | Consumer Transformation | Thermal headroom (MW) | -1.5531 | 1.229 | -2.0665 | -4.016 | -5.7887 | -7.7828 | -11.7619 | -15.3869 | -19.5053 | -24.1535 | -30.7389 | -39.7296 | -48.6553 | -58.7377 | -68.6543 | -78.5012 | -118.8069 | -134.1673 | -135.4961
Iron Acton | Feeder Road 33kV 'J' Bar | Feeder Road 33kV 'J' Bar | Bulk Supply Point | 33 | 51.4501 | -2.5671 | Leading the Way | Thermal headroom (MW) | -1.7385 | 0.81651 | -2.1088 | -4.0645 | -6.1268 | -8.3046 | -12.5406 | -16.1685 | -20.8737 | -27.142 | -35.4729 | -43.7855 | -53.2149 | -62.7023 | -71.8886 | -80.7549 | -106.2113 | -110.9214 | -96.8642
Iron Acton | Feeder Road 33kV 'J' Bar | Feeder Road 33kV 'J' Bar | Bulk Supply Point | 33 | 51.4501 | -2.5671 | Steady Progression | Thermal headroom (MW) | -0.94741 | 4.1561 | 3.6591 | 3.9708 | 4.5509 | 5.1817 | 5.8072 | 6.1046 | 6.1942 | 5.996 | 5.4586 | 3.9442 | 2.1036 | 0.11042 | -2.3892 | -5.1683 | -31.5858 | -60.312 | -70.6764
Iron Acton | Feeder Road 33kV 'J' Bar | Feeder Road 33kV 'J' Bar | Bulk Supply Point | 33 | 51.4501 | -2.5671 | System Transformation | Thermal headroom (MW) | -1.3115 | 3.4394 | 2.2777 | 2.2697 | 2.475 | 2.7627 | 2.5096 | 1.7945 | 0.57442 | -0.92944 | -2.6658 | -5.3495 | -8.8922 | -13.1267 | -19.1665 | -25.3315 | -59.3701 | -77.2497 | -77.3719
Iron Acton | Feeder Road 33kV 'J' Bar | Feeder Road 33kV 'J' Bar | Bulk Supply Point | 33 | 51.4501 | -2.5671 | WPD Best View | Thermal headroom (MW) | -1.6201 | 1.6227 | -0.91789 | -2.1523 | -3.6546 | -4.9894 | -7.7412 | -10.5272 | -14.199 | -18.6546 | -24.1167 | -30.4773 | -38.6927 | -47.0831 | -55.6743 | -64.0253 | -95.4196 | -106.6018 | -99.9816
Iron Acton | Feeder Road 33kV 'J' Bar | Bedminster | Primary | 11 | 51.4418 | -2.5963 | Consumer Transformation | Thermal headroom (MW) | 18.3654 | 18.858 | 18.2604 | 17.9004 | 17.5964 | 17.2119 | 16.2369 | 15.6607 | 14.866 | 13.3125 | 11.3739 | 8.7572 | 6.3408 | 3.9158 | 1.0244 | -1.6632 | -12.4651 | -16.4722 | -16.8829
Iron Acton | Feeder Road 33kV 'J' Bar | Bedminster | Primary | 11 | 51.4418 | -2.5963 | Leading the Way | Thermal headroom (MW) | 18.3251 | 18.7268 | 18.1349 | 17.8717 | 17.213 | 16.7572 | 16.0847 | 15.4826 | 13.9292 | 12.0371 | 9.3398 | 6.9334 | 4.3676 | 1.3535 | -1.208 | -3.9228 | -10.9244 | -11.5511 | -8.0572
Iron Acton | Feeder Road 33kV 'J' Bar | Bedminster | Primary | 11 | 51.4418 | -2.5963 | Steady Progression | Thermal headroom (MW) | 18.509 | 19.5071 | 19.4492 | 19.6142 | 19.7007 | 19.8635 | 20.0081 | 20.0988 | 20.1517 | 20.1468 | 20.0763 | 19.4832 | 19.1949 | 18.6506 | 17.7077 | 16.6055 | 7.5874 | -2.4674 | -6.3697
Iron Acton | Feeder Road 33kV 'J' Bar | Bedminster | Primary | 11 | 51.4418 | -2.5963 | System Transformation | Thermal headroom (MW) | 18.4239 | 19.3077 | 19.134 | 19.1587 | 19.2528 | 19.3013 | 19.2178 | 19.0981 | 18.5741 | 18.32 | 17.9838 | 17.18 | 15.8802 | 13.9979 | 12.2345 | 9.9448 | -1.6854 | -7.7898 | -8.5929
Iron Acton | Feeder Road 33kV 'J' Bar | Bedminster | Primary | 11 | 51.4418 | -2.5963 | WPD Best View | Thermal headroom (MW) | 18.3262 | 18.7331 | 18.1485 | 17.8973 | 17.2502 | 16.8087 | 16.1524 | 15.5143 | 13.9733 | 12.0974 | 9.4195 | 7.034 | 4.4911 | 1.4961 | -1.0505 | -3.7555 | -10.8398 | -11.5539 | -8.1059
Iron Acton | Feeder Road 33kV 'J' Bar | Bishopsworth | Primary | 11 | 51.4149 | -2.6077 | Consumer Transformation | Thermal headroom (MW) | 4.2072 | 4.5985 | 3.9253 | 3.7168 | 3.5091 | 3.227 | 2.7561 | 2.3627 | 1.9459 | 1.496 | 1.0467 | 0.49753 | 0.013326 | -1.0229 | -1.936 | -2.9098 | -6.646 | -8.3771 | -8.4866
Iron Acton | Feeder Road 33kV 'J' Bar | Bishopsworth | Primary | 11 | 51.4149 | -2.6077 | Leading the Way | Thermal headroom (MW) | 4.1673 | 4.4985 | 3.8678 | 3.6857 | 3.4913 | 3.2124 | 2.7437 | 2.3454 | 1.9087 | 1.4417 | 0.99593 | 0.6617 | -0.13866 | -0.91322 | -1.6906 | -2.4074 | -4.6416 | -5.5849 | -4.3444
Iron Acton | Feeder Road 33kV 'J' Bar | Bishopsworth | Primary | 11 | 51.4149 | -2.6077 | Steady Progression | Thermal headroom (MW) | 4.299 | 5.0317 | 4.8389 | 4.8945 | 5.0148 | 5.0989 | 5.21 | 5.2998 | 5.3613 | 5.4132 | 5.4373 | 5.3547 | 5.2384 | 5.0981 | 4.9323 | 4.7453 | 3.0329 | 1.8204 | 1.0024
Iron Acton | Feeder Road 33kV 'J' Bar | Bishopsworth | Primary | 11 | 51.4149 | -2.6077 | System Transformation | Thermal headroom (MW) | 4.2351 | 4.9207 | 4.5582 | 4.6332 | 4.6893 | 4.7558 | 4.7545 | 4.7391 | 4.7174 | 4.6621 | 4.5333 | 4.3377 | 4.102 | 3.8168 | 3.1894 | 2.9062 | 1.724 | 0.15863 | 0.25218
Iron Acton | Feeder Road 33kV 'J' Bar | Bishopsworth | Primary | 11 | 51.4149 | -2.6077 | WPD Best View | Thermal headroom (MW) | 4.1684 | 4.5047 | 3.8815 | 3.7112 | 3.5284 | 3.2639 | 2.8115 | 2.4408 | 2.0501 | 1.6038 | 1.1629 | 0.80825 | -0.015162 | -0.77056 | -1.5331 | -2.2401 | -4.557 | -5.5877 | -4.3931
Iron Acton | Feeder Road 33kV 'J' Bar | Bower Ashton | Primary | 11 | 51.4406 | -2.6269 | Consumer Transformation | Thermal headroom (MW) | 2.8367 | 3.3623 | 2.8213 | 2.6373 | 2.217 | 1.9672 | 1.4945 | 1.0269 | 0.47473 | -0.11375 | -0.74876 | -1.3857 | -1.9125 | -2.4741 | -2.9645 | -3.3945 | -6.6552 | -7.4847 | -7.0656
Iron Acton | Feeder Road 33kV 'J' Bar | Bower Ashton | Primary | 11 | 51.4406 | -2.6269 | Leading the Way | Thermal headroom (MW) | 2.8049 | 3.203 | 2.8455 | 2.6729 | 2.1745 | 1.8607 | 1.3172 | 0.82768 | 0.21282 | -0.46251 | -1.097 | -1.5826 | -2.0821 | -2.5034 | -2.9582 | -3.7641 | -5.771 | -5.5672 | -3.9558
Iron Acton | Feeder Road 33kV 'J' Bar | Bower Ashton | Primary | 11 | 51.4406 | -2.6269 | Steady Progression | Thermal headroom (MW) | 2.9376 | 3.7712 | 3.7158 | 3.7198 | 3.6921 | 3.8094 | 3.9054 | 3.963 | 3.9462 | 3.8544 | 3.6855 | 3.4072 | 3.088 | 2.7297 | 2.3315 | 1.8965 | -0.51399 | -2.1055 | -2.5567
Iron Acton | Feeder Road 33kV 'J' Bar | Bower Ashton | Primary | 11 | 51.4406 | -2.6269 | System Transformation | Thermal headroom (MW) | 2.8862 | 3.6619 | 3.4027 | 3.4838 | 3.3385 | 3.4026 | 3.3582 | 3.2383 | 3.0087 | 2.7148 | 2.3429 | 1.8344 | 1.2843 | 0.67172 | 0.0504 | -0.53341 | -2.8374 | -3.1921 | -2.7019
Iron Acton | Feeder Road 33kV 'J' Bar | Bower Ashton | Primary | 11 | 51.4406 | -2.6269 | WPD Best View | Thermal headroom (MW) | 2.8442 | 3.5518 | 3.2219 | 3.2209 | 2.8968 | 2.8179 | 2.5548 | 2.2495 | 1.8448 | 1.3736 | 0.86408 | 0.34697 | -0.14137 | -0.62453 | -1.1429 | -1.5937 | -3.2741 | -3.7618 | -2.5867
Iron Acton | Feeder Road 33kV 'J' Bar | Keynsham West | Primary | 11 | 51.414 | -2.5063 | Consumer Transformation | Thermal headroom (MW) | 10.8292 | 11.0283 | 10.8144 | 10.6915 | 10.5452 | 10.3546 | 9.976 | 9.5374 | 9.111 | 8.6596 | 8.0923 | 7.1146 | 6.0669 | 5.0241 | 3.9465 | 2.8881 | -1.234 | -2.6381 | -2.7454
Iron Acton | Feeder Road 33kV 'J' Bar | Keynsham West | Primary | 11 | 51.414 | -2.5063 | Leading the Way | Thermal headroom (MW) | 10.8283 | 11.039 | 10.8416 | 10.7151 | 10.579 | 10.3673 | 9.93 | 9.4699 | 9.001 | 8.4369 | 7.5737 | 6.5985 | 5.5411 | 4.4599 | 3.453 | 2.547 | -0.063917 | -0.35652 | 1.1127
Iron Acton | Feeder Road 33kV 'J' Bar | Keynsham West | Primary | 11 | 51.414 | -2.5063 | Steady Progression | Thermal headroom (MW) | 10.867 | 11.2264 | 11.2047 | 11.26 | 11.304 | 11.3188 | 11.3475 | 11.3064 | 11.2536 | 11.1576 | 11.0167 | 10.8282 | 10.5844 | 10.3291 | 10.0428 | 9.7526 | 7.0786 | 3.9168 | 3.0426
Iron Acton | Feeder Road 33kV 'J' Bar | Keynsham West | Primary | 11 | 51.414 | -2.5063 | System Transformation | Thermal headroom (MW) | 10.8457 | 11.1959 | 11.1504 | 11.1703 | 11.1895 | 11.1861 | 11.1342 | 10.9879 | 10.833 | 10.6461 | 10.3923 | 10.0816 | 9.6842 | 9.2746 | 8.8529 | 8.2581 | 4.2834 | 2.4729 | 2.5399
Iron Acton | Feeder Road 33kV 'J' Bar | Keynsham West | Primary | 11 | 51.414 | -2.5063 | WPD Best View | Thermal headroom (MW) | 10.8308 | 11.0348 | 10.8266 | 10.7073 | 10.5685 | 10.3959 | 10.0259 | 9.5985 | 9.1837 | 8.7419 | 8.1224 | 7.1536 | 6.1128 | 5.0767 | 4.0025 | 2.9499 | -1.1622 | -2.5453 | -2.5782
Iron Acton | Feeder Road 33kV 'J' Bar | Woodland Way | Primary | 11 | 51.4708 | -2.5169 | Consumer Transformation | Thermal headroom (MW) | -24.9358 | -23.6892 | -25.0014 | -26.289 | -26.973 | -27.8573 | -29.5854 | -31.1998 | -33.134 | -34.7744 | -38.2207 | -42.7314 | -47.41 | -52.7489 | -57.5327 | -62.4986 | -81.9459 | -90.1311 | -91.5975
Iron Acton | Feeder Road 33kV 'J' Bar | Woodland Way | Primary | 11 | 51.4708 | -2.5169 | Leading the Way | Thermal headroom (MW) | -25.033 | -23.7549 | -24.9529 | -26.4034 | -27.0374 | -27.9391 | -30.0635 | -31.5431 | -33.1877 | -36.1697 | -40.2265 | -44.6101 | -49.3158 | -53.6852 | -58.3283 | -62.2756 | -74.6159 | -78.2439 | -71.855
Iron Acton | Feeder Road 33kV 'J' Bar | Woodland Way | Primary | 11 | 51.4708 | -2.5169 | Steady Progression | Thermal headroom (MW) | -24.6773 | -22.309 | -22.4675 | -22.4963 | -22.0884 | -21.7526 | -21.4623 | -21.246 | -21.0821 | -20.9856 | -20.9804 | -21.2601 | -22.0312 | -22.5969 | -23.2218 | -23.9559 | -35.4486 | -49.3949 | -54.562
Iron Acton | Feeder Road 33kV 'J' Bar | Woodland Way | Primary | 11 | 51.4708 | -2.5169 | System Transformation | Thermal headroom (MW) | -24.8379 | -22.6402 | -22.9386 | -23.2824 | -23.0438 | -22.89 | -22.9104 | -23.0867 | -23.3156 | -23.9816 | -24.4256 | -25.1687 | -26.1413 | -27.216 | -30.3106 | -33.0418 | -48.9329 | -57.9153 | -58.2864
Iron Acton | Feeder Road 33kV 'J' Bar | Woodland Way | Primary | 11 | 51.4708 | -2.5169 | WPD Best View | Thermal headroom (MW) | -24.938 | -23.1533 | -23.8449 | -24.605 | -24.7422 | -24.9899 | -25.7373 | -26.4348 | -27.2243 | -28.4514 | -29.5549 | -31.2054 | -34.2917 | -37.2544 | -40.8011 | -44.1011 | -59.9741 | -67.7207 | -65.9189
Iron Acton | Feeder Road 33kV 'K' Bar | Feeder Road 33kV 'K' Bar | Bulk Supply Point | 33 | 51.4498 | -2.5665 | Consumer Transformation | Thermal headroom (MW) | 6.3184 | 9.6666 | 6.9685 | 5.9241 | 5.1956 | 4.2789 | 2.2352 | 0.53724 | -1.386 | -4.4513 | -8.9349 | -14.0656 | -19.1101 | -24.7746 | -30.308 | -36.9629 | -60.5054 | -67.8356 | -67.1683
Iron Acton | Feeder Road 33kV 'K' Bar | Feeder Road 33kV 'K' Bar | Bulk Supply Point | 33 | 51.4498 | -2.5665 | Leading the Way | Thermal headroom (MW) | 6.1659 | 9.2545 | 6.5327 | 5.2453 | 4.167 | 3.0145 | 0.89889 | -0.82952 | -4.2585 | -8.1391 | -12.9875 | -17.7257 | -23.3679 | -29.08 | -35.4797 | -40.8166 | -54.9474 | -54.9378 | -44.3659
Iron Acton | Feeder Road 33kV 'K' Bar | Feeder Road 33kV 'K' Bar | Bulk Supply Point | 33 | 51.4498 | -2.5665 | Steady Progression | Thermal headroom (MW) | 6.6959 | 11.4505 | 10.6628 | 10.9138 | 11.5727 | 12.2923 | 12.8645 | 13.3884 | 13.8289 | 14.0384 | 14.0549 | 13.4164 | 12.5858 | 11.311 | 8.8857 | 6.6964 | -10.5213 | -27.6771 | -33.3403
Iron Acton | Feeder Road 33kV 'K' Bar | Feeder Road 33kV 'K' Bar | Bulk Supply Point | 33 | 51.4498 | -2.5665 | System Transformation | Thermal headroom (MW) | 6.4462 | 10.975 | 9.3569 | 9.523 | 9.877 | 10.2381 | 10.2582 | 10.283 | 9.9158 | 9.462 | 8.6379 | 6.5201 | 3.9051 | 0.12999 | -3.9123 | -8.0119 | -29.1653 | -38.9602 | -37.5746
Iron Acton | Feeder Road 33kV 'K' Bar | Feeder Road 33kV 'K' Bar | Bulk Supply Point | 33 | 51.4498 | -2.5665 | WPD Best View | Thermal headroom (MW) | 6.1832 | 9.2987 | 6.6106 | 5.3419 | 4.2973 | 3.2072 | 1.1796 | -0.43378 | -3.5019 | -7.2688 | -12.381 | -17.1513 | -22.4701 | -28.0045 | -33.8748 | -39.4492 | -54.2434 | -55.0325 | -45.1655
Iron Acton | Feeder Road 33kV 'K' Bar | Broadweir Primary | Primary | 11 | 51.4592 | -2.5834 | Consumer Transformation | Thermal headroom (MW) | 9.1878 | 9.6199 | 9.5961 | 9.645 | 9.7073 | 9.7454 | 9.7555 | 9.7529 | 9.7228 | 9.615 | 9.466 | 9.3152 | 9.1782 | 8.972 | 8.7114 | 8.4776 | 7.5226 | 7.3997 | 7.7015
Iron Acton | Feeder Road 33kV 'K' Bar | Broadweir Primary | Primary | 11 | 51.4592 | -2.5834 | Leading the Way | Thermal headroom (MW) | 9.185 | 9.6301 | 9.5771 | 9.5878 | 9.6035 | 9.6156 | 9.588 | 9.5884 | 9.4766 | 9.3508 | 9.1419 | 8.9103 | 8.6164 | 8.3095 | 7.9945 | 7.7236 | 7.2113 | 7.569 | 8.3434
Iron Acton | Feeder Road 33kV 'K' Bar | Broadweir Primary | Primary | 11 | 51.4592 | -2.5834 | Steady Progression | Thermal headroom (MW) | 9.1965 | 9.6854 | 9.6973 | 9.7872 | 9.8944 | 10.0024 | 10.0974 | 10.1779 | 10.2627 | 10.2932 | 10.3216 | 10.321 | 10.245 | 10.1403 | 10.0218 | 9.8859 | 9.129 | 8.717 | 8.6668
Iron Acton | Feeder Road 33kV 'K' Bar | Broadweir Primary | Primary | 11 | 51.4592 | -2.5834 | System Transformation | Thermal headroom (MW) | 9.1928 | 9.674 | 9.6351 | 9.7426 | 9.8317 | 9.9098 | 9.996 | 10.0516 | 10.0776 | 10.0985 | 10.0441 | 9.8974 | 9.7266 | 9.5266 | 9.3171 | 9.1183 | 8.3771 | 8.0989 | 8.4303
Iron Acton | Feeder Road 33kV 'K' Bar | Broadweir Primary | Primary | 11 | 51.4592 | -2.5834 | WPD Best View | Thermal headroom (MW) | 9.185 | 9.6301 | 9.5771 | 9.5878 | 9.6035 | 9.6156 | 9.588 | 9.5884 | 9.4766 | 9.3508 | 9.1419 | 8.9103 | 8.6164 | 8.3095 | 7.9945 | 7.7236 | 7.2113 | 7.569 | 8.3434
Iron Acton | Feeder Road 33kV 'K' Bar | Feeder Rd 11kv | Primary | 11 | 51.4501 | -2.5671 | Consumer Transformation | Thermal headroom (MW) | 9.6836 | 10.9696 | 9.5378 | 8.792 | 7.8756 | 6.8952 | 4.881 | 3.5904 | 2.0325 | -1.3142 | -5.2999 | -10.5817 | -15.7038 | -20.7944 | -26.4535 | -31.9622 | -52.9784 | -60.9862 | -61.8828
Iron Acton | Feeder Road 33kV 'K' Bar | Feeder Rd 11kv | Primary | 11 | 51.4501 | -2.5671 | Leading the Way | Thermal headroom (MW) | 9.5612 | 10.6923 | 9.4471 | 8.8514 | 7.5349 | 6.4176 | 4.6155 | 3.3503 | 0.52566 | -3.4339 | -8.4075 | -13.0423 | -18.0704 | -23.5108 | -28.4742 | -33.3131 | -46.6384 | -48.7661 | -41.3374
Iron Acton | Feeder Road 33kV 'K' Bar | Feeder Rd 11kv | Primary | 11 | 51.4501 | -2.5671 | Steady Progression | Thermal headroom (MW) | 9.9583 | 12.2848 | 12.1012 | 12.3371 | 12.4222 | 12.6168 | 12.7901 | 13.0449 | 13.1995 | 13.2707 | 13.2629 | 12.5927 | 12.2257 | 11.5403 | 9.8269 | 7.7886 | -7.7867 | -24.8488 | -30.5972
Iron Acton | Feeder Road 33kV 'K' Bar | Feeder Rd 11kv | Primary | 11 | 51.4501 | -2.5671 | System Transformation | Thermal headroom (MW) | 9.7606 | 11.9408 | 11.4181 | 11.5431 | 11.4768 | 11.4448 | 11.2142 | 11.1568 | 10.604 | 10.2809 | 9.8197 | 8.8486 | 6.531 | 3.4083 | 0.21217 | -3.6871 | -23.5578 | -33.829 | -34.2971
Iron Acton | Feeder Road 33kV 'K' Bar | Feeder Rd 11kv | Primary | 11 | 51.4501 | -2.5671 | WPD Best View | Thermal headroom (MW) | 9.5621 | 10.6985 | 9.5132 | 8.8818 | 7.5789 | 6.4796 | 4.6988 | 3.4544 | 0.58161 | -3.3563 | -8.303 | -12.911 | -17.8846 | -23.3133 | -28.2555 | -33.082 | -46.5342 | -48.8045 | -41.4851
Iron Acton | Feeder Road 33kV 'K' Bar | Feeder Road B | Primary | 11 | 51.45 | -2.5672 | Consumer Transformation | Thermal headroom (MW) | 5.2244 | 5.9575 | 5.485 | 5.2483 | 5.3131 | 5.3504 | 5.308 | 5.2282 | 5.1204 | 4.996 | 4.6143 | 3.9387 | 3.2546 | 2.5072 | 1.7404 | 0.98775 | -1.7912 | -2.1618 | -1.535
Iron Acton | Feeder Road 33kV 'K' Bar | Feeder Road B | Primary | 11 | 51.45 | -2.5672 | Leading the Way | Thermal headroom (MW) | 5.219 | 5.9132 | 5.3695 | 4.9814 | 5.037 | 5.0196 | 4.9448 | 4.8299 | 4.6955 | 4.2743 | 3.6415 | 2.8694 | 2.0232 | 1.245 | 0.43274 | -0.2596 | -1.6752 | -0.89353 | 0.96873
Iron Acton | Feeder Road 33kV 'K' Bar | Feeder Road B | Primary | 11 | 51.45 | -2.5672 | Steady Progression | Thermal headroom (MW) | 5.257 | 6.0632 | 5.8169 | 5.7326 | 5.899 | 6.0446 | 6.1292 | 6.2015 | 6.2703 | 6.3128 | 6.335 | 6.3215 | 6.283 | 6.1996 | 6.0706 | 5.8249 | 2.7789 | -0.34157 | -1.0354
Iron Acton | Feeder Road 33kV 'K' Bar | Feeder Road B | Primary | 11 | 51.45 | -2.5672 | System Transformation | Thermal headroom (MW) | 5.2381 | 6.0344 | 5.6457 | 5.4856 | 5.6251 | 5.7134 | 5.7586 | 5.7712 | 5.7722 | 5.7426 | 5.6828 | 5.594 | 5.4016 | 4.9016 | 4.2929 | 3.6198 | -0.14668 | -1.4888 | -0.95725
Iron Acton | Feeder Road 33kV 'K' Bar | Feeder Road B | Primary | 11 | 51.45 | -2.5672 | WPD Best View | Thermal headroom (MW) | 5.219 | 5.9132 | 5.3695 | 4.9814 | 5.037 | 5.0196 | 4.9398 | 4.8132 | 4.6707 | 4.2743 | 3.6415 | 2.8694 | 2.0232 | 1.245 | 0.43274 | -0.2596 | -1.6752 | -0.89353 | 0.96873
Iron Acton | Feeder Road 33kV 'K' Bar | Whitchurch | Primary | 11 | 51.4115 | -2.5602 | Consumer Transformation | Thermal headroom (MW) | 1.705 | 2.2 | 0.87662 | 0.39485 | -0.19732 | -0.84588 | -1.9542 | -2.9798 | -3.979 | -4.9992 | -6.6794 | -7.8476 | -9.0344 | -10.6183 | -11.5492 | -13.9131 | -20.8542 | -23.5564 | -24.2681
Iron Acton | Feeder Road 33kV 'K' Bar | Whitchurch | Primary | 11 | 51.4115 | -2.5602 | Leading the Way | Thermal headroom (MW) | 1.6209 | 1.9421 | 0.69624 | 0.23164 | -0.37624 | -1.0413 | -2.1825 | -3.2045 | -4.891 | -5.9143 | -6.845 | -7.5364 | -8.7064 | -9.804 | -11.8494 | -13.1162 | -17.4972 | -18.6834 | -16.5068
Iron Acton | Feeder Road 33kV 'K' Bar | Whitchurch | Primary | 11 | 51.4115 | -2.5602 | Steady Progression | Thermal headroom (MW) | 1.8908 | 3.0801 | 2.6948 | 2.7267 | 2.8154 | 2.9438 | 3.0626 | 3.1459 | 3.1853 | 3.2171 | 3.1193 | 2.8071 | 2.3743 | 1.785 | 0.60666 | 0.12257 | -2.9279 | -5.9546 | -7.7161
Iron Acton | Feeder Road 33kV 'K' Bar | Whitchurch | Primary | 11 | 51.4115 | -2.5602 | System Transformation | Thermal headroom (MW) | 1.7662 | 2.8252 | 2.0972 | 2.1756 | 2.108 | 2.1492 | 1.9721 | 1.8487 | 1.6707 | 1.3362 | 0.93657 | -0.30009 | -1.0923 | -2.1135 | -3.1766 | -3.8326 | -7.6772 | -9.741 | -9.8145
Iron Acton | Feeder Road 33kV 'K' Bar | Whitchurch | Primary | 11 | 51.4115 | -2.5602 | WPD Best View | Thermal headroom (MW) | 1.6397 | 1.9879 | 0.74609 | 0.32224 | -0.25583 | -0.86158 | -1.9082 | -2.7936 | -4.038 | -4.9896 | -6.2286 | -6.9707 | -7.8113 | -8.7177 | -10.186 | -11.7239 | -16.7722 | -18.7673 | -17.3139
Iron Acton | Lockleaze 33kV J Bar | Lockleaze 33kV J Bar | Bulk Supply Point | 33 | 51.4858 | -2.5704 | Consumer Transformation | Thermal headroom (MW) | 9.3125 | 12.7068 | 10.2156 | 9.1345 | 7.3089 | 5.5685 | 3.6705 | 2.1219 | 0.056408 | -2.3226 | -5.6704 | -9.5269 | -13.3806 | -17.8827 | -21.7747 | -26.229 | -41.8655 | -47.3072 | -46.9401
Iron Acton | Lockleaze 33kV J Bar | Lockleaze 33kV J Bar | Bulk Supply Point | 33 | 51.4858 | -2.5704 | Leading the Way | Thermal headroom (MW) | 9.199 | 12.1617 | 9.68 | 8.3736 | 5.9057 | 3.5852 | 1.3146 | -0.46992 | -2.9686 | -5.96 | -9.3971 | -12.5408 | -16.4129 | -19.5411 | -23.0881 | -25.8631 | -34.4909 | -36.1042 | -28.1649
Iron Acton | Lockleaze 33kV J Bar | Lockleaze 33kV J Bar | Bulk Supply Point | 33 | 51.4858 | -2.5704 | Steady Progression | Thermal headroom (MW) | 9.5605 | 14.0887 | 13.3009 | 13.3302 | 12.9268 | 12.8263 | 13.4026 | 13.9132 | 14.3743 | 14.7253 | 14.958 | 14.793 | 14.3998 | 14.0453 | 13.2543 | 12.4285 | 4.0973 | -5.5848 | -8.3785
Iron Acton | Lockleaze 33kV J Bar | Lockleaze 33kV J Bar | Bulk Supply Point | 33 | 51.4858 | -2.5704 | System Transformation | Thermal headroom (MW) | 9.3782 | 13.7014 | 12.1595 | 12.0159 | 11.1001 | 10.5414 | 10.6614 | 10.8459 | 10.8231 | 10.4111 | 10.0026 | 9.0484 | 8.2288 | 6.849 | 4.2785 | 2.4055 | -8.6483 | -14.0728 | -12.268
Iron Acton | Lockleaze 33kV J Bar | Lockleaze 33kV J Bar | Bulk Supply Point | 33 | 51.4858 | -2.5704 | WPD Best View | Thermal headroom (MW) | 9.2995 | 12.9158 | 10.8172 | 10.0895 | 8.539 | 7.1609 | 5.7685 | 4.8551 | 3.4385 | 1.2629 | -1.4642 | -4.5923 | -8.1874 | -11.1415 | -14.2942 | -17.0794 | -27.0067 | -29.6903 | -23.3473
Iron Acton | Lockleaze 33kV J Bar | Clifton | Primary | 11 | 51.4555 | -2.6123 | Consumer Transformation | Thermal headroom (MW) | 18.4725 | 19.7774 | 18.5661 | 18.3815 | 18.1641 | 17.8149 | 17.3515 | 16.9475 | 16.0464 | 15.3733 | 14.4638 | 13.3263 | 12.156 | 10.6466 | 9.3738 | 7.957 | 2.1461 | 0.2282 | 0.16582
Iron Acton | Lockleaze 33kV J Bar | Clifton | Primary | 11 | 51.4555 | -2.6123 | Leading the Way | Thermal headroom (MW) | 18.4371 | 19.5781 | 18.1705 | 18.0825 | 17.7223 | 17.2098 | 16.3245 | 15.7769 | 15.1846 | 14.3661 | 13.2206 | 11.8422 | 10.6516 | 9.4507 | 7.9306 | 6.7705 | 3.4346 | 3.0759 | 5.8767
Iron Acton | Lockleaze 33kV J Bar | Clifton | Primary | 11 | 51.4555 | -2.6123 | Steady Progression | Thermal headroom (MW) | 18.5582 | 20.1944 | 19.6834 | 19.8642 | 19.8906 | 20.0371 | 20.2655 | 20.4834 | 20.6285 | 20.7451 | 20.825 | 20.7364 | 20.2949 | 20.0991 | 19.866 | 19.5568 | 16.2328 | 11.3264 | 9.6736
Iron Acton | Lockleaze 33kV J Bar | Clifton | Primary | 11 | 51.4555 | -2.6123 | System Transformation | Thermal headroom (MW) | 18.4883 | 20.0882 | 19.1677 | 19.2634 | 19.2918 | 19.3202 | 19.3855 | 19.4114 | 19.421 | 18.9452 | 18.7442 | 18.4352 | 18.0639 | 17.5126 | 16.5381 | 15.7887 | 10.5839 | 8.0758 | 8.3056
Iron Acton | Lockleaze 33kV J Bar | Clifton | Primary | 11 | 51.4555 | -2.6123 | WPD Best View | Thermal headroom (MW) | 18.4374 | 19.6524 | 18.3294 | 18.0896 | 17.7332 | 17.2258 | 16.3473 | 15.8085 | 15.2288 | 14.4265 | 13.3003 | 11.9428 | 10.7751 | 9.5934 | 8.0881 | 6.9378 | 3.5192 | 3.073 | 5.828
Iron Acton | Lockleaze 33kV J Bar | Cotham Primary | Primary | 11 | 51.4603 | -2.6004 | Consumer Transformation | Thermal headroom (MW) | 4.2632 | 5.0657 | 5.0793 | 5.2684 | 5.4494 | 5.6231 | 5.787 | 5.9412 | 6.0878 | 6.2276 | 6.3654 | 6.5015 | 6.6466 | 6.801 | 6.9575 | 7.1141 | 7.8764 | 8.5325 | 9.1726
Iron Acton | Lockleaze 33kV J Bar | Cotham Primary | Primary | 11 | 51.4603 | -2.6004 | Leading the Way | Thermal headroom (MW) | 4.2634 | 5.0658 | 5.0786 | 5.2636 | 5.4425 | 5.6126 | 5.7715 | 5.9214 | 6.0631 | 6.1995 | 6.3386 | 6.4872 | 6.6474 | 6.8246 | 7.0072 | 7.1953 | 8.0538 | 8.7567 | 9.4432
Iron Acton | Lockleaze 33kV J Bar | Cotham Primary | Primary | 11 | 51.4603 | -2.6004 | Steady Progression | Thermal headroom (MW) | 4.2671 | 5.0741 | 5.0962 | 5.2947 | 5.4885 | 5.6762 | 5.8592 | 6.0346 | 6.201 | 6.361 | 6.5131 | 6.6599 | 6.7972 | 6.9284 | 7.0556 | 7.1773 | 7.6654 | 8.2297 | 8.8579
Iron Acton | Lockleaze 33kV J Bar | Cotham Primary | Primary | 11 | 51.4603 | -2.6004 | System Transformation | Thermal headroom (MW) | 4.2645 | 5.0721 | 5.0922 | 5.2891 | 5.4796 | 5.6641 | 5.8392 | 6.0057 | 6.1654 | 6.3152 | 6.4548 | 6.584 | 6.7072 | 6.8226 | 6.9358 | 7.0331 | 7.5981 | 8.2919 | 8.938
Iron Acton | Lockleaze 33kV J Bar | Cotham Primary | Primary | 11 | 51.4603 | -2.6004 | WPD Best View | Thermal headroom (MW) | 4.2634 | 5.0658 | 5.0786 | 5.2636 | 5.4425 | 5.6126 | 5.7715 | 5.9214 | 6.0631 | 6.1995 | 6.3386 | 6.4872 | 6.6474 | 6.8246 | 7.0072 | 7.1953 | 8.0538 | 8.7567 | 9.4432
Iron Acton | Lockleaze 33kV J Bar | Eastville | Primary | 11 | 51.4685 | -2.5506 | Consumer Transformation | Thermal headroom (MW) | 3.9233 | 4.4352 | 4.0428 | 3.9159 | 3.7424 | 3.5484 | 3.096 | 2.682 | 2.2278 | 1.4504 | 0.19061 | -1.3891 | -3.0504 | -5.0714 | -6.82 | -8.7308 | -16.1283 | -19.7781 | -20.763
Iron Acton | Lockleaze 33kV J Bar | Eastville | Primary | 11 | 51.4685 | -2.5506 | Leading the Way | Thermal headroom (MW) | 3.9126 | 4.3779 | 4.0761 | 3.9707 | 3.7947 | 3.5716 | 3.0892 | 2.6662 | 1.9924 | 0.81073 | -0.69601 | -2.201 | -4.2042 | -5.9166 | -7.5312 | -9.0878 | -14.1298 | -16.0002 | -13.7517
Iron Acton | Lockleaze 33kV J Bar | Eastville | Primary | 11 | 51.4685 | -2.5506 | Steady Progression | Thermal headroom (MW) | 3.9782 | 4.7646 | 4.7159 | 4.8174 | 4.9376 | 5.065 | 5.1704 | 5.2518 | 5.2997 | 5.3167 | 5.296 | 5.1861 | 5.0236 | 4.8181 | 4.573 | 4.0637 | -0.7501 | -5.8151 | -7.973
Iron Acton | Lockleaze 33kV J Bar | Eastville | Primary | 11 | 51.4685 | -2.5506 | System Transformation | Thermal headroom (MW) | 3.9433 | 4.7054 | 4.5441 | 4.6673 | 4.7385 | 4.8075 | 4.8157 | 4.8067 | 4.7548 | 4.6493 | 4.487 | 4.1981 | 3.8266 | 3.014 | 1.6989 | 0.64122 | -5.1954 | -8.8312 | -9.0551
Iron Acton | Lockleaze 33kV J Bar | Eastville | Primary | 11 | 51.4685 | -2.5506 | WPD Best View | Thermal headroom (MW) | 3.9126 | 4.3779 | 4.0761 | 3.9707 | 3.7947 | 3.5716 | 3.0892 | 2.6662 | 1.9924 | 0.81073 | -0.69601 | -2.201 | -4.2042 | -5.9166 | -7.5312 | -9.0878 | -14.1298 | -16.0002 | -13.7517
Iron Acton | Lockleaze 33kV J Bar | Filton Dc | Primary | 11 | 51.5099 | -2.5724 | Consumer Transformation | Thermal headroom (MW) | -11.2414 | -10.5387 | -12.0501 | -13.269 | -15.178 | -16.8845 | -18.3232 | -19.4278 | -20.6986 | -22.0596 | -23.7872 | -25.5481 | -27.2607 | -29.1536 | -30.8546 | -32.9314 | -39.1692 | -40.9018 | -40.4698
Iron Acton | Lockleaze 33kV J Bar | Filton Dc | Primary | 11 | 51.5099 | -2.5724 | Leading the Way | Thermal headroom (MW) | -11.3216 | -10.9395 | -12.4486 | -13.961 | -16.4749 | -18.647 | -20.2171 | -21.4388 | -23.0677 | -24.5125 | -25.8942 | -26.9356 | -28.3803 | -29.4275 | -30.8994 | -31.7924 | -34.878 | -35.4495 | -32.621
Iron Acton | Lockleaze 33kV J Bar | Filton Dc | Primary | 11 | 51.5099 | -2.5724 | Steady Progression | Thermal headroom (MW) | -11.1167 | -9.7516 | -10.2951 | -10.8744 | -11.8359 | -12.5323 | -12.5189 | -12.5064 | -12.4539 | -12.448 | -12.452 | -12.6213 | -12.7464 | -12.8974 | -13.4229 | -13.6466 | -15.6026 | -18.4587 | -19.2201
Iron Acton | Lockleaze 33kV J Bar | Filton Dc | Primary | 11 | 51.5099 | -2.5724 | System Transformation | Thermal headroom (MW) | -11.2123 | -10.0103 | -11.0016 | -11.7261 | -13.1621 | -14.2052 | -14.431 | -14.5378 | -14.7608 | -15.0216 | -15.2943 | -15.8829 | -16.1709 | -16.4528 | -17.2274 | -17.6482 | -20.6734 | -22.2399 | -21.47
Iron Acton | Lockleaze 33kV J Bar | Filton Dc | Primary | 11 | 51.5099 | -2.5724 | WPD Best View | Thermal headroom (MW) | -11.2351 | -10.2588 | -11.4722 | -12.3837 | -14.0151 | -15.3196 | -16.1145 | -16.6294 | -17.3372 | -18.1288 | -18.937 | -20.0033 | -21.1104 | -21.8363 | -22.7076 | -23.4514 | -27.3769 | -29.0075 | -27.431
Iron Acton | Lockleaze 33kV J Bar | Patchway Primary | Primary | 11 | 51.5219 | -2.5616 | Consumer Transformation | Thermal headroom (MW) | 3.9506 | 4.51 | 4.4455 | 4.5173 | 4.5744 | 4.6211 | 4.6049 | 4.5704 | 4.4847 | 4.3948 | 4.2923 | 4.1594 | 4.0612 | 3.9945 | 3.9542 | 3.9345 | 3.784 | 3.8953 | 4.1385
Iron Acton | Lockleaze 33kV J Bar | Patchway Primary | Primary | 11 | 51.5219 | -2.5616 | Leading the Way | Thermal headroom (MW) | 3.9435 | 4.5021 | 4.4469 | 4.5096 | 4.5701 | 4.597 | 4.5759 | 4.5104 | 4.411 | 4.2837 | 4.1416 | 4.0545 | 4.0072 | 4.0059 | 4.0305 | 4.043 | 4.1439 | 4.3455 | 5.0294
Iron Acton | Lockleaze 33kV J Bar | Patchway Primary | Primary | 11 | 51.5219 | -2.5616 | Steady Progression | Thermal headroom (MW) | 3.972 | 4.5787 | 4.5806 | 4.7169 | 4.846 | 4.9693 | 5.0869 | 5.1837 | 5.2739 | 5.3536 | 5.3997 | 5.3985 | 5.3713 | 5.3388 | 5.2917 | 5.2365 | 4.8679 | 4.8357 | 5.0368
Iron Acton | Lockleaze 33kV J Bar | Patchway Primary | Primary | 11 | 51.5219 | -2.5616 | System Transformation | Thermal headroom (MW) | 3.9573 | 4.5572 | 4.5483 | 4.6741 | 4.7947 | 4.9105 | 4.9952 | 5.0779 | 5.1314 | 5.1461 | 5.122 | 5.0568 | 4.9692 | 4.8636 | 4.7524 | 4.6479 | 4.4013 | 4.584 | 4.9767
Iron Acton | Lockleaze 33kV J Bar | Patchway Primary | Primary | 11 | 51.5219 | -2.5616 | WPD Best View | Thermal headroom (MW) | 3.9573 | 4.5572 | 4.5483 | 4.6741 | 4.7947 | 4.9105 | 4.9952 | 5.0779 | 5.1314 | 5.1461 | 5.122 | 5.0568 | 4.9692 | 4.8636 | 4.7524 | 4.6479 | 4.4013 | 4.584 | 4.9767
Iron Acton | Lockleaze 33kV K Bar | Lockleaze 33kV K Bar | Bulk Supply Point | 33 | 51.4858 | -2.5704 | Consumer Transformation | Thermal headroom (MW) | 26.5098 | 23.1488 | 18.007 | 16.9709 | 15.7611 | 12.2225 | 7.5052 | 4.0761 | 0.51343 | -2.9519 | -7.205 | -12.1721 | -16.5091 | -20.2363 | -24.4684 | -29.1807 | -44.5189 | -47.7437 | -45.1969
Iron Acton | Lockleaze 33kV K Bar | Lockleaze 33kV K Bar | Bulk Supply Point | 33 | 51.4858 | -2.5704 | Leading the Way | Thermal headroom (MW) | 25.1088 | 19.203 | 13.135 | 12.1611 | 10.1486 | 6.9733 | 2.5521 | -0.51857 | -3.9098 | -7.2846 | -11.0479 | -13.9987 | -16.6158 | -19.8147 | -23.4235 | -26.5868 | -34.465 | -33.38 | -25.6643
Iron Acton | Lockleaze 33kV K Bar | Lockleaze 33kV K Bar | Bulk Supply Point | 33 | 51.4858 | -2.5704 | Steady Progression | Thermal headroom (MW) | 27.7718 | 27.29 | 24.6065 | 24.4647 | 24.0941 | 23.402 | 22.7164 | 22.2873 | 21.766 | 21.0335 | 20.2295 | 18.7805 | 17.6143 | 16.3699 | 14.8381 | 13.5749 | 4.2182 | -4.8249 | -5.9033
Iron Acton | Lockleaze 33kV K Bar | Lockleaze 33kV K Bar | Bulk Supply Point | 33 | 51.4858 | -2.5704 | System Transformation | Thermal headroom (MW) | 26.6259 | 24.1905 | 20.1515 | 20.1618 | 19.9305 | 18.9561 | 17.7241 | 16.8109 | 15.5043 | 14.4764 | 13.1388 | 11.048 | 9.195 | 7.0536 | 5.2738 | 2.7378 | -8.3464 | -12.3066 | -10.3488
Iron Acton | Lockleaze 33kV K Bar | Lockleaze 33kV K Bar | Bulk Supply Point | 33 | 51.4858 | -2.5704 | WPD Best View | Thermal headroom (MW) | 26.5424 | 23.8313 | 19.7044 | 19.55 | 19.1254 | 17.9174 | 16.2675 | 14.9791 | 12.956 | 11.4794 | 9.6953 | 7.7721 | 5.9021 | 3.982 | 1.6792 | -1.0747 | -12.9809 | -16.8641 | -13.6611
Iron Acton | Lockleaze 33kV K Bar | Emersons Green | Primary | 11 | 51.4981 | -2.4732 | Consumer Transformation | Thermal headroom (MW) | 11.984 | 10.8287 | 9.7663 | 9.6115 | 9.4569 | 8.8495 | 8.1519 | 7.6279 | 7.1041 | 6.6037 | 6.1092 | 5.6231 | 5.1672 | 4.8334 | 4.5258 | 4.2024 | 3.6061 | 4.019 | 4.7735
Iron Acton | Lockleaze 33kV K Bar | Emersons Green | Primary | 11 | 51.4981 | -2.4732 | Leading the Way | Thermal headroom (MW) | 11.6766 | 9.8884 | 8.5153 | 8.3704 | 8.1008 | 7.5966 | 6.9063 | 6.4704 | 6.0968 | 5.6928 | 5.399 | 5.1791 | 5.0033 | 4.8642 | 4.6984 | 4.6026 | 4.648 | 5.3478 | 6.211
Iron Acton | Lockleaze 33kV K Bar | Emersons Green | Primary | 11 | 51.4981 | -2.4732 | Steady Progression | Thermal headroom (MW) | 12.227 | 11.5814 | 10.8984 | 10.7808 | 10.6084 | 10.3684 | 10.1227 | 9.9508 | 9.7813 | 9.5772 | 9.3983 | 9.2235 | 9.0422 | 8.8888 | 8.7594 | 8.6468 | 7.9266 | 7.22 | 7.4683
Iron Acton | Lockleaze 33kV K Bar | Emersons Green | Primary | 11 | 51.4981 | -2.4732 | System Transformation | Thermal headroom (MW) | 11.9932 | 10.8757 | 9.8943 | 9.8225 | 9.7256 | 9.4699 | 9.1694 | 8.9517 | 8.7528 | 8.5744 | 8.3804 | 8.1736 | 7.9609 | 7.784 | 7.6336 | 7.4633 | 6.7161 | 6.77 | 7.3006
Iron Acton | Lockleaze 33kV K Bar | Emersons Green | Primary | 11 | 51.4981 | -2.4732 | WPD Best View | Thermal headroom (MW) | 11.9817 | 10.8757 | 9.8943 | 9.8225 | 9.7256 | 9.4699 | 9.1694 | 8.9517 | 8.7528 | 8.5744 | 8.3804 | 8.1736 | 7.9609 | 7.784 | 7.6336 | 7.4633 | 6.7161 | 6.77 | 7.3006
Iron Acton | Lockleaze 33kV K Bar | Hewlett Packard | Primary | 11 | 51.5014 | -2.5562 | Consumer Transformation | Thermal headroom (MW) | 18.7009 | 17.6851 | 17.0217 | 17.0729 | 17.0677 | 16.4616 | 15.7785 | 15.3179 | 14.8368 | 14.4189 | 13.939 | 13.4067 | 13.0308 | 12.8198 | 12.5856 | 12.4221 | 12.1003 | 12.9656 | 14.2049
Iron Acton | Lockleaze 33kV K Bar | Hewlett Packard | Primary | 11 | 51.5014 | -2.5562 | Leading the Way | Thermal headroom (MW) | 18.5201 | 16.8747 | 16.0252 | 16.0737 | 15.961 | 15.4317 | 14.7149 | 14.3223 | 13.9337 | 13.5855 | 13.2775 | 12.975 | 12.9247 | 12.8 | 12.6675 | 12.5803 | 13.0148 | 14.2753 | 15.7453
Iron Acton | Lockleaze 33kV K Bar | Hewlett Packard | Primary | 11 | 51.5014 | -2.5562 | Steady Progression | Thermal headroom (MW) | 18.8603 | 18.4128 | 17.9999 | 18.1257 | 18.1353 | 18.0753 | 18.0362 | 18.0328 | 18.0307 | 17.9985 | 17.9567 | 17.8355 | 17.7779 | 17.6432 | 17.5102 | 17.3224 | 16.6549 | 16.91 | 17.5748
Iron Acton | Lockleaze 33kV K Bar | Hewlett Packard | Primary | 11 | 51.5014 | -2.5562 | System Transformation | Thermal headroom (MW) | 18.7174 | 17.7794 | 17.1963 | 17.3313 | 17.4061 | 17.2894 | 17.1367 | 17.0468 | 16.9673 | 16.9437 | 16.8912 | 16.5928 | 16.378 | 16.1678 | 15.9514 | 15.7755 | 15.8001 | 16.2036 | 17.2077
Iron Acton | Lockleaze 33kV K Bar | Hewlett Packard | Primary | 11 | 51.5014 | -2.5562 | WPD Best View | Thermal headroom (MW) | 18.7171 | 17.7778 | 17.1927 | 17.3242 | 17.3953 | 17.2735 | 17.114 | 17.0151 | 16.9231 | 16.7785 | 16.5673 | 16.2615 | 16.0837 | 16.0018 | 15.9523 | 15.9354 | 15.6623 | 16.2382 | 17.3362
Iron Acton | Lockleaze 33kV K Bar | Lockleaze | Primary | 11 | 51.4847 | -2.5692 | Consumer Transformation | Thermal headroom (MW) | 3.7756 | 4.237 | 3.7045 | 3.5935 | 3.4658 | 3.2951 | 2.8548 | 2.4069 | 1.9356 | 1.4504 | 0.54748 | -0.12643 | -0.71283 | -1.2442 | -1.6627 | -3.0105 | -7.4347 | -9.287 | -10.2023
Iron Acton | Lockleaze 33kV K Bar | Lockleaze | Primary | 11 | 51.4847 | -2.5692 | Leading the Way | Thermal headroom (MW) | 3.718 | 4.0614 | 3.6549 | 3.5684 | 3.4533 | 3.271 | 2.7997 | 2.3609 | 1.5138 | 0.99331 | 0.43287 | -0.0056952 | -0.38359 | -0.66399 | -1.7212 | -2.4885 | -5.4526 | -6.5312 | -5.3839
Iron Acton | Lockleaze 33kV K Bar | Lockleaze | Primary | 11 | 51.4847 | -2.5692 | Steady Progression | Thermal headroom (MW) | 3.866 | 4.592 | 4.4892 | 4.5043 | 4.6234 | 4.7354 | 4.8324 | 4.906 | 4.9561 | 4.9532 | 4.886 | 4.7462 | 4.5807 | 4.3654 | 3.7807 | 3.5287 | 1.9357 | 0.21221 | -0.5035
Iron Acton | Lockleaze 33kV K Bar | Lockleaze | Primary | 11 | 51.4847 | -2.5692 | System Transformation | Thermal headroom (MW) | 3.8013 | 4.4926 | 4.2022 | 4.297 | 4.4001 | 4.475 | 4.4894 | 4.4732 | 4.3996 | 4.2624 | 4.0575 | 3.4174 | 3.088 | 2.7251 | 2.3555 | 1.9799 | -0.34079 | -1.3526 | -1.5278
Iron Acton | Lockleaze 33kV K Bar | Lockleaze | Primary | 11 | 51.4847 | -2.5692 | WPD Best View | Thermal headroom (MW) | 3.7476 | 4.0935 | 3.7129 | 3.6363 | 3.5356 | 3.365 | 2.9287 | 2.5123 | 1.6861 | 1.1813 | 0.61937 | 0.15521 | -0.27018 | -0.57488 | -1.5575 | -2.3142 | -5.3795 | -6.5484 | -5.4447
Iron Acton | Lockleaze 33kV K Bar | Mangotsfield | Primary | 11 | 51.4861 | -2.4943 | Consumer Transformation | Thermal headroom (MW) | 5.2783 | 5.6157 | 5.1829 | 4.9317 | 4.703 | 4.3948 | 3.4167 | 2.8327 | 2.1533 | 1.4784 | 0.44702 | -1.5494 | -3.2901 | -4.9582 | -7.0485 | -8.7805 | -15.9864 | -19.0988 | -19.5247
Iron Acton | Lockleaze 33kV K Bar | Mangotsfield | Primary | 11 | 51.4861 | -2.4943 | Leading the Way | Thermal headroom (MW) | 5.2152 | 5.5521 | 5.1704 | 4.9341 | 4.36 | 4.0435 | 3.4347 | 2.8489 | 2.1226 | 1.1995 | -0.59006 | -2.069 | -3.7158 | -5.6548 | -7.226 | -8.9506 | -13.4749 | -14.5927 | -12.7346
Iron Acton | Lockleaze 33kV K Bar | Mangotsfield | Primary | 11 | 51.4861 | -2.4943 | Steady Progression | Thermal headroom (MW) | 5.3795 | 6.0564 | 5.9888 | 6.0831 | 6.1894 | 6.2607 | 6.329 | 6.3779 | 6.3633 | 6.3457 | 6.252 | 5.6883 | 5.4466 | 5.1664 | 4.8581 | 4.5311 | 0.17131 | -4.9753 | -6.625
Iron Acton | Lockleaze 33kV K Bar | Mangotsfield | Primary | 11 | 51.4861 | -2.4943 | System Transformation | Thermal headroom (MW) | 5.3014 | 5.9435 | 5.8301 | 5.8795 | 5.938 | 5.9496 | 5.9149 | 5.8673 | 5.3679 | 5.1772 | 4.9124 | 4.565 | 4.1355 | 3.2995 | 2.7859 | 1.446 | -5.0119 | -8.4204 | -9.0017
Iron Acton | Lockleaze 33kV K Bar | Mangotsfield | Primary | 11 | 51.4861 | -2.4943 | WPD Best View | Thermal headroom (MW) | 5.3003 | 5.9373 | 5.8165 | 5.8539 | 5.9008 | 5.8981 | 5.8471 | 5.783 | 5.2365 | 5.0151 | 4.7454 | 4.4184 | 4.0318 | 3.2713 | 2.6285 | 1.2787 | -5.0965 | -8.4176 | -8.953
Iron Acton | Lockleaze 33kV K Bar | Winterbourne | Primary | 11 | 51.5243 | -2.5135 | Consumer Transformation | Thermal headroom (MW) | 2.1817 | 2.4302 | 1.9319 | 1.6604 | 1.2606 | 0.51557 | -0.23685 | -0.76255 | -1.2997 | -1.8525 | -2.4718 | -3.1299 | -3.685 | -4.2463 | -5.0849 | -5.9109 | -8.7224 | -9.455 | -9.0286
Iron Acton | Lockleaze 33kV K Bar | Winterbourne | Primary | 11 | 51.5243 | -2.5135 | Leading the Way | Thermal headroom (MW) | 1.9776 | 2.2167 | 1.7295 | 1.4572 | 0.99007 | 0.25038 | -0.50272 | -1.0003 | -1.5241 | -2.0831 | -2.5935 | -2.9137 | -3.1448 | -3.815 | -4.4506 | -5.0132 | -6.6548 | -6.7556 | -5.5665
Iron Acton | Lockleaze 33kV K Bar | Winterbourne | Primary | 11 | 51.5243 | -2.5135 | Steady Progression | Thermal headroom (MW) | 2.3964 | 2.9671 | 2.8494 | 2.8669 | 2.8161 | 2.7436 | 2.6929 | 2.6818 | 2.6483 | 2.5842 | 2.5045 | 2.3187 | 2.1209 | 1.9012 | 1.6711 | 1.4261 | 0.1444 | -0.80328 | -1.0565
Iron Acton | Lockleaze 33kV K Bar | Winterbourne | Primary | 11 | 51.5243 | -2.5135 | System Transformation | Thermal headroom (MW) | 2.2119 | 2.7222 | 2.5045 | 2.4981 | 2.365 | 2.1937 | 2.0246 | 1.9082 | 1.7862 | 1.6189 | 1.3434 | 1.0106 | 0.66643 | 0.3129 | -0.035907 | -0.37224 | -1.3563 | -1.8518 | -1.6494
Iron Acton | Lockleaze 33kV K Bar | Winterbourne | Primary | 11 | 51.5243 | -2.5135 | WPD Best View | Thermal headroom (MW) | 2.2119 | 2.7222 | 2.5045 | 2.4981 | 2.365 | 2.1937 | 2.0246 | 1.9082 | 1.7862 | 1.6189 | 1.3434 | 1.0106 | 0.66643 | 0.3129 | -0.035907 | -0.37224 | -1.3563 | -1.8518 | -1.6494
Iron Acton | Seabank 33kV | Seabank 33kV | Bulk Supply Point | 33 | 51.5374 | -2.6694 | Consumer Transformation | Thermal headroom (MW) | 46.8264 | 47.2737 | 47.1452 | 47.0024 | 47.0707 | 47.0854 | 47.0483 | 47.0129 | 46.9628 | 46.8931 | 46.8173 | 46.7284 | 46.6765 | 46.6586 | 46.6807 | 46.7239 | 46.9935 | 47.1367 | 47.5668
Iron Acton | Seabank 33kV | Seabank 33kV | Bulk Supply Point | 33 | 51.5374 | -2.6694 | Leading the Way | Thermal headroom (MW) | 46.7555 | 47.1154 | 46.7917 | 46.8774 | 46.9312 | 46.952 | 46.9046 | 46.8817 | 46.7934 | 46.7316 | 46.6646 | 46.6406 | 46.657 | 46.7178 | 46.832 | 46.9772 | 47.194 | 47.5975 | 48.3724
Iron Acton | Seabank 33kV | Seabank 33kV | Bulk Supply Point | 33 | 51.5374 | -2.6694 | Steady Progression | Thermal headroom (MW) | 46.8979 | 47.4646 | 47.455 | 47.5766 | 47.4863 | 47.6087 | 47.7193 | 47.822 | 47.8987 | 47.9653 | 48.0092 | 48.0089 | 48.0154 | 47.9999 | 47.9831 | 47.9573 | 47.7578 | 47.8329 | 48.1271
Iron Acton | Seabank 33kV | Seabank 33kV | Bulk Supply Point | 33 | 51.5374 | -2.6694 | System Transformation | Thermal headroom (MW) | 46.8371 | 47.3467 | 47.2872 | 47.2088 | 47.342 | 47.4442 | 47.521 | 47.5756 | 47.6138 | 47.6354 | 47.6106 | 47.5524 | 47.4927 | 47.4174 | 47.3336 | 47.2575 | 47.2744 | 47.5916 | 48.097
Iron Acton | Seabank 33kV | Seabank 33kV | Bulk Supply Point | 33 | 51.5374 | -2.6694 | WPD Best View | Thermal headroom (MW) | 46.8371 | 47.3467 | 47.2872 | 47.2088 | 47.342 | 47.4442 | 47.521 | 47.5756 | 47.6138 | 47.6354 | 47.6106 | 47.5524 | 47.4927 | 47.4174 | 47.3336 | 47.2575 | 47.2744 | 47.5916 | 48.097
Iron Acton | Seabank 33kV | Western Approach | Primary | 11 | 51.5488 | -2.6503 | Consumer Transformation | Thermal headroom (MW) | 0.75164 | 1.1193 | 1.0137 | 0.89625 | 0.95245 | 0.96455 | 0.93406 | 0.90491 | 0.86377 | 0.80642 | 0.74409 | 0.67104 | 0.62834 | 0.61367 | 0.6318 | 0.6673 | 0.88898 | 1.0067 | 1.3603
Iron Acton | Seabank 33kV | Western Approach | Primary | 11 | 51.5488 | -2.6503 | Leading the Way | Thermal headroom (MW) | 0.69328 | 0.98922 | 0.72305 | 0.79349 | 0.83773 | 0.85484 | 0.81585 | 0.79705 | 0.72445 | 0.67364 | 0.61855 | 0.59889 | 0.61234 | 0.66232 | 0.75618 | 0.87554 | 1.0538 | 1.3855 | 2.0225
Iron Acton | Seabank 33kV | Western Approach | Primary | 11 | 51.5488 | -2.6503 | Steady Progression | Thermal headroom (MW) | 0.81039 | 1.2763 | 1.2684 | 1.3683 | 1.2941 | 1.3947 | 1.4857 | 1.5701 | 1.6332 | 1.6879 | 1.724 | 1.7238 | 1.7291 | 1.7163 | 1.7025 | 1.6813 | 1.5173 | 1.5791 | 1.8209
Iron Acton | Seabank 33kV | Western Approach | Primary | 11 | 51.5488 | -2.6503 | System Transformation | Thermal headroom (MW) | 0.7604 | 1.1793 | 1.1304 | 1.066 | 1.1755 | 1.2595 | 1.3227 | 1.3675 | 1.399 | 1.4167 | 1.3963 | 1.3485 | 1.2993 | 1.2374 | 1.1686 | 1.106 | 1.1199 | 1.3807 | 1.7961
Iron Acton | Seabank 33kV | Western Approach | Primary | 11 | 51.5488 | -2.6503 | WPD Best View | Thermal headroom (MW) | 0.7604 | 1.1793 | 1.1304 | 1.066 | 1.1755 | 1.2595 | 1.3227 | 1.3675 | 1.399 | 1.4167 | 1.3963 | 1.3485 | 1.2993 | 1.2374 | 1.1686 | 1.106 | 1.1199 | 1.3807 | 1.7961
Iron Acton | St PAULS 132kV | St PAULS 132kV | Bulk Supply Point | 132 | 51.4592 | -2.5832 | Consumer Transformation | Thermal headroom (MW) | 20.8599 | 22.6911 | 20.8875 | 20.6761 | 20.6465 | 20.5446 | 20.168 | 19.8892 | 19.5869 | 19.2449 | 18.4505 | 17.6636 | 15.8634 | 14.0591 | 12.113 | 9.7251 | 2.355 | 1.0239 | 2.0275
Iron Acton | St PAULS 132kV | St PAULS 132kV | Bulk Supply Point | 132 | 51.4592 | -2.5832 | Leading the Way | Thermal headroom (MW) | 20.8125 | 21.9743 | 20.3618 | 20.3246 | 20.289 | 20.0961 | 19.6659 | 19.4072 | 18.7484 | 18.3513 | 17.3095 | 15.5556 | 13.6121 | 11.6303 | 9.3521 | 7.6219 | 3.4839 | 5.0732 | 9.8117
Iron Acton | St PAULS 132kV | St PAULS 132kV | Bulk Supply Point | 132 | 51.4592 | -2.5832 | Steady Progression | Thermal headroom (MW) | 21.0591 | 23.6254 | 23.2112 | 23.2947 | 23.6979 | 24.2432 | 24.7605 | 25.2362 | 25.6693 | 26.0459 | 26.3635 | 26.4816 | 26.5729 | 26.5915 | 26.2241 | 26.1385 | 21.0531 | 12.2821 | 9.0142
Iron Acton | St PAULS 132kV | St PAULS 132kV | Bulk Supply Point | 132 | 51.4592 | -2.5832 | System Transformation | Thermal headroom (MW) | 20.9519 | 23.3258 | 22.1079 | 22.4093 | 22.8817 | 23.2788 | 23.4502 | 23.6182 | 23.745 | 23.8308 | 23.846 | 23.3529 | 23.1328 | 22.8162 | 22.4751 | 20.9057 | 11.8235 | 7.2368 | 7.8153
Iron Acton | St PAULS 132kV | St PAULS 132kV | Bulk Supply Point | 132 | 51.4592 | -2.5832 | WPD Best View | Thermal headroom (MW) | 20.8125 | 21.9743 | 20.3618 | 20.3246 | 20.289 | 20.0961 | 19.6659 | 19.4072 | 18.7484 | 18.3513 | 17.3095 | 15.5556 | 13.6121 | 11.6303 | 9.3521 | 7.6219 | 3.4839 | 5.0732 | 9.8117
Iron Acton | St PAULS 132kV | St Pauls Bsp 11kv | Primary | 11 | 51.459 | -2.5829 | Consumer Transformation | Thermal headroom (MW) | -13.2801 | -11.4235 | -13.2522 | -13.4665 | -13.4965 | -13.5999 | -13.9817 | -14.2643 | -14.5708 | -14.9176 | -15.7231 | -16.5209 | -18.3461 | -20.1755 | -22.1487 | -24.5698 | -32.0423 | -33.392 | -32.3744
Iron Acton | St PAULS 132kV | St Pauls Bsp 11kv | Primary | 11 | 51.459 | -2.5829 | Leading the Way | Thermal headroom (MW) | -13.3282 | -12.1502 | -13.7852 | -13.8229 | -13.859 | -14.0545 | -14.4907 | -14.753 | -15.421 | -15.8236 | -16.8799 | -18.6582 | -20.6288 | -22.6381 | -24.948 | -26.7022 | -30.8977 | -29.2863 | -24.4819
Iron Acton | St PAULS 132kV | St Pauls Bsp 11kv | Primary | 11 | 51.459 | -2.5829 | Steady Progression | Thermal headroom (MW) | -13.0781 | -10.4762 | -10.8961 | -10.8115 | -10.4026 | -9.8498 | -9.3253 | -8.843 | -8.4039 | -8.022 | -7.7001 | -7.5803 | -7.4877 | -7.4689 | -7.8414 | -7.9282 | -13.0842 | -21.9772 | -25.2906
Iron Acton | St PAULS 132kV | St Pauls Bsp 11kv | Primary | 11 | 51.459 | -2.5829 | System Transformation | Thermal headroom (MW) | -13.1869 | -10.7799 | -12.0148 | -11.7092 | -11.2302 | -10.8276 | -10.6538 | -10.4835 | -10.355 | -10.2679 | -10.2525 | -10.7525 | -10.9756 | -11.2967 | -11.6425 | -13.2337 | -22.4422 | -27.0926 | -26.5061
Iron Acton | St PAULS 132kV | St Pauls Bsp 11kv | Primary | 11 | 51.459 | -2.5829 | WPD Best View | Thermal headroom (MW) | -13.3282 | -12.1502 | -13.7852 | -13.8229 | -13.859 | -14.0545 | -14.4907 | -14.753 | -15.421 | -15.8236 | -16.8799 | -18.6582 | -20.6288 | -22.6381 | -24.948 | -26.7022 | -30.8977 | -29.2863 | -24.4819
Melksham | Bath (Dolemeads) 33kV | Bath (Dolemeads) 33kV | Bulk Supply Point | 33 | 51.3785 | -2.3539 | Consumer Transformation | Thermal headroom (MW) | 13.4301 | 15.8686 | 13.3387 | 11.1748 | 9.6278 | 7.6481 | 3.8892 | 0.3628 | -3.7032 | -7.7103 | -12.068 | -18.1229 | -24.133 | -31.7854 | -37.9899 | -44.236 | -70.603 | -80.8785 | -80.4532
Melksham | Bath (Dolemeads) 33kV | Bath (Dolemeads) 33kV | Bulk Supply Point | 33 | 51.3785 | -2.3539 | Leading the Way | Thermal headroom (MW) | 13.2338 | 15.4894 | 12.46 | 11.0783 | 9.1636 | 6.931 | 2.9893 | -0.70114 | -5.1134 | -9.5809 | -15.0994 | -20.4729 | -27.0779 | -33.5056 | -38.8632 | -44.8308 | -60.8834 | -63.827 | -53.6699
Melksham | Bath (Dolemeads) 33kV | Bath (Dolemeads) 33kV | Bulk Supply Point | 33 | 51.3785 | -2.3539 | Steady Progression | Thermal headroom (MW) | 13.9355 | 18.1623 | 17.75 | 18.1392 | 17.7021 | 18.2177 | 18.3494 | 18.4027 | 18.08 | 17.5629 | 16.7364 | 15.0547 | 13.4488 | 11.2944 | 9.2189 | 6.926 | -10.2632 | -28.0937 | -34.6948
Melksham | Bath (Dolemeads) 33kV | Bath (Dolemeads) 33kV | Bulk Supply Point | 33 | 51.3785 | -2.3539 | System Transformation | Thermal headroom (MW) | 13.5849 | 17.5192 | 16.5838 | 16.0027 | 15.9881 | 16.009 | 15.3753 | 14.5847 | 12.9605 | 11.3878 | 9.3825 | 6.7797 | 3.937 | -0.12784 | -4.6948 | -8.4508 | -29.5261 | -40.1973 | -39.0062
Melksham | Bath (Dolemeads) 33kV | Bath (Dolemeads) 33kV | Bulk Supply Point | 33 | 51.3785 | -2.3539 | WPD Best View | Thermal headroom (MW) | 13.4417 | 15.9013 | 13.4052 | 11.2796 | 9.7898 | 7.9114 | 4.2636 | 0.84168 | -3.1181 | -7.0221 | -11.3125 | -17.3279 | -23.3726 | -31.0335 | -37.2465 | -43.5821 | -69.8799 | -80.4965 | -80.0778
Melksham | Bath (Dolemeads) 33kV | Batheaston | Primary | 11 | 51.3973 | -2.3386 | Consumer Transformation | Thermal headroom (MW) | 22.7516 | 23.0961 | 22.6711 | 22.4764 | 22.2609 | 21.9961 | 21.4532 | 20.9231 | 20.3521 | 19.7577 | 19.1254 | 18.408 | 17.7842 | 16.8256 | 16.268 | 15.3313 | 11.5205 | 9.721 | 9.6008
Melksham | Bath (Dolemeads) 33kV | Batheaston | Primary | 11 | 51.3973 | -2.3386 | Leading the Way | Thermal headroom (MW) | 22.7265 | 23.0526 | 22.7027 | 22.5164 | 22.3209 | 22.0039 | 21.4313 | 20.8952 | 20.3041 | 19.6773 | 19.0348 | 18.5614 | 17.7172 | 17.3123 | 16.5451 | 15.7596 | 13.3542 | 12.4191 | 13.7136
Melksham | Bath (Dolemeads) 33kV | Batheaston | Primary | 11 | 51.3973 | -2.3386 | Steady Progression | Thermal headroom (MW) | 22.8376 | 23.4934 | 23.438 | 23.5248 | 23.6364 | 23.7263 | 23.7875 | 23.8223 | 23.7853 | 23.7043 | 23.5857 | 23.3465 | 23.0793 | 22.7762 | 22.4396 | 22.0809 | 19.5569 | 17.8556 | 17.0274
Melksham | Bath (Dolemeads) 33kV | Batheaston | Primary | 11 | 51.3973 | -2.3386 | System Transformation | Thermal headroom (MW) | 22.7811 | 23.3977 | 23.2608 | 23.3364 | 23.3934 | 23.4076 | 23.3661 | 23.2492 | 23.0626 | 22.8316 | 22.5199 | 22.1074 | 21.6507 | 21.1365 | 20.2637 | 19.7752 | 17.7101 | 16.6767 | 16.9255
Melksham | Bath (Dolemeads) 33kV | Batheaston | Primary | 11 | 51.3973 | -2.3386 | WPD Best View | Thermal headroom (MW) | 22.7569 | 23.1108 | 22.7009 | 22.5233 | 22.3302 | 22.1092 | 21.6223 | 21.1387 | 20.6143 | 20.0643 | 19.459 | 18.7542 | 18.1003 | 17.1319 | 16.5861 | 15.632 | 11.7989 | 9.8687 | 9.7481
Melksham | Bath (Dolemeads) 33kV | Combe Park | Primary | 6.6 | 51.3933 | -2.3886 | Consumer Transformation | Thermal headroom (MW) | 10.8134 | 10.9778 | 10.7391 | 10.5925 | 10.4011 | 10.1387 | 9.7814 | 9.3464 | 8.7904 | 8.3647 | 7.9214 | 7.4615 | 7.0473 | 6.6049 | 6.2655 | 5.952 | 3.8202 | 3.1985 | 3.3323
Melksham | Bath (Dolemeads) 33kV | Combe Park | Primary | 6.6 | 51.3933 | -2.3886 | Leading the Way | Thermal headroom (MW) | 10.8031 | 10.9825 | 10.77 | 10.6259 | 10.4272 | 10.141 | 9.7456 | 9.2954 | 8.6746 | 8.2074 | 7.7552 | 7.4168 | 7.0556 | 6.7978 | 6.5517 | 6.0333 | 4.7478 | 4.6658 | 5.4911
Melksham | Bath (Dolemeads) 33kV | Combe Park | Primary | 6.6 | 51.3933 | -2.3886 | Steady Progression | Thermal headroom (MW) | 10.8667 | 11.235 | 11.2118 | 11.2732 | 11.3123 | 11.3375 | 11.3556 | 11.3159 | 11.2002 | 11.1056 | 10.9804 | 10.7865 | 10.5514 | 10.3159 | 10.046 | 9.7613 | 8.1162 | 6.9917 | 6.6665
Melksham | Bath (Dolemeads) 33kV | Combe Park | Primary | 6.6 | 51.3933 | -2.3886 | System Transformation | Thermal headroom (MW) | 10.8342 | 11.1782 | 11.1255 | 11.1595 | 11.1565 | 11.1254 | 11.0434 | 10.875 | 10.5938 | 10.3874 | 10.1209 | 9.7989 | 9.4301 | 9.0397 | 8.6333 | 8.2585 | 6.6981 | 6.3238 | 6.5029
Melksham | Bath (Dolemeads) 33kV | Combe Park | Primary | 6.6 | 51.3933 | -2.3886 | WPD Best View | Thermal headroom (MW) | 10.8147 | 10.9842 | 10.752 | 10.6132 | 10.4359 | 10.1943 | 9.8524 | 9.4347 | 8.8974 | 8.4868 | 8.0485 | 7.5828 | 7.155 | 6.7199 | 6.3291 | 5.9637 | 3.8984 | 3.2436 | 3.3916
Melksham | Bath (Dolemeads) 33kV | Dorchester St - New | Primary | 6.6 | 51.3782 | -2.3581 | Consumer Transformation | Thermal headroom (MW) | -8.6635 | -7.4381 | -8.0082 | -8.6849 | -9.1155 | -9.6028 | -10.7988 | -11.7705 | -13.027 | -14.2805 | -15.5978 | -17.4192 | -18.9678 | -21.16 | -23.1374 | -24.7188 | -30.6203 | -32.0567 | -30.8997
Melksham | Bath (Dolemeads) 33kV | Dorchester St - New | Primary | 6.6 | 51.3782 | -2.3581 | Leading the Way | Thermal headroom (MW) | -8.6747 | -7.6307 | -8.4446 | -8.8113 | -9.7462 | -10.357 | -11.4304 | -12.5866 | -14.0852 | -15.6112 | -17.5109 | -18.9301 | -20.4114 | -23.2123 | -24.7108 | -26.4289 | -29.3358 | -28.2505 | -24.8594
Melksham | Bath (Dolemeads) 33kV | Dorchester St - New | Primary | 6.6 | 51.3782 | -2.3581 | Steady Progression | Thermal headroom (MW) | -8.5825 | -7.0541 | -7.1062 | -7.1101 | -7.5354 | -7.324 | -7.3713 | -7.3821 | -7.545 | -7.7122 | -7.9038 | -8.5334 | -8.8832 | -9.6956 | -10.2845 | -10.9197 | -16.3564 | -22.2458 | -23.7451
Melksham | Bath (Dolemeads) 33kV | Dorchester St - New | Primary | 6.6 | 51.3782 | -2.3581 | System Transformation | Thermal headroom (MW) | -8.6421 | -7.1855 | -7.492 | -7.8573 | -8.0744 | -8.0254 | -8.2204 | -8.497 | -9.2723 | -9.7485 | -10.276 | -10.9066 | -11.6303 | -13.5824 | -14.6666 | -16.2208 | -23.2878 | -26.273 | -25.7072
Melksham | Bath (Dolemeads) 33kV | Dorchester St - New | Primary | 6.6 | 51.3782 | -2.3581 | WPD Best View | Thermal headroom (MW) | -8.6625 | -7.4359 | -8.0037 | -8.6777 | -9.1044 | -9.5869 | -10.7759 | -11.7385 | -12.9842 | -14.2234 | -15.524 | -17.3231 | -18.8491 | -21.0179 | -22.9733 | -24.5327 | -30.4201 | -31.954 | -30.8117
Melksham | Bath (Dolemeads) 33kV | Entry Hill | Primary | 6.6 | 51.3609 | -2.3643 | Consumer Transformation | Thermal headroom (MW) | 8.9309 | 9.059 | 8.7078 | 8.3358 | 8.1432 | 7.8397 | 7.3004 | 6.8538 | 6.3868 | 5.8951 | 5.2703 | 4.6827 | 4.1758 | 3.3924 | 2.9783 | 2.5908 | 0.068632 | -1.1941 | -1.1925
Melksham | Bath (Dolemeads) 33kV | Entry Hill | Primary | 6.6 | 51.3609 | -2.3643 | Leading the Way | Thermal headroom (MW) | 8.8945 | 8.9956 | 8.5002 | 8.2589 | 8.0721 | 7.7344 | 7.1678 | 6.723 | 6.2796 | 5.7764 | 5.1863 | 4.8281 | 4.2062 | 3.9287 | 3.7792 | 3.3834 | 1.6967 | 0.95455 | 1.8577
Melksham | Bath (Dolemeads) 33kV | Entry Hill | Primary | 6.6 | 51.3609 | -2.3643 | Steady Progression | Thermal headroom (MW) | 8.9951 | 9.3739 | 9.2735 | 9.3032 | 9.19 | 9.2132 | 9.1914 | 9.1994 | 9.1574 | 9.0692 | 8.9285 | 8.7494 | 8.5401 | 8.3153 | 8.0704 | 7.7965 | 5.9488 | 4.9692 | 4.4508
Melksham | Bath (Dolemeads) 33kV | Entry Hill | Primary | 6.6 | 51.3609 | -2.3643 | System Transformation | Thermal headroom (MW) | 8.9515 | 9.2687 | 9.1243 | 8.9536 | 8.9536 | 8.9161 | 8.8249 | 8.7388 | 8.6015 | 8.4078 | 8.1168 | 7.8227 | 7.4917 | 7.1164 | 6.3899 | 6.051 | 4.6646 | 3.9718 | 4.219
Melksham | Bath (Dolemeads) 33kV | Entry Hill | Primary | 6.6 | 51.3609 | -2.3643 | WPD Best View | Thermal headroom (MW) | 8.9349 | 9.0673 | 8.7247 | 8.362 | 8.1823 | 7.9055 | 7.3984 | 6.9811 | 6.5419 | 6.0795 | 5.4767 | 4.9076 | 4.3955 | 3.5874 | 3.2098 | 2.8101 | 0.26885 | -1.0914 | -1.1044
Melksham | Bath (Dolemeads) 33kV | Oldfield Park | Primary | 6.6 | 51.3743 | -2.3791 | Consumer Transformation | Thermal headroom (MW) | 2.8694 | 3.0286 | 2.7263 | 2.2874 | 2.151 | 1.983 | 1.5429 | 1.1759 | 0.79239 | 0.3945 | -0.048341 | -0.78902 | -1.7619 | -2.6544 | -3.6108 | -4.5955 | -8.3221 | -9.9283 | -10.2742
Melksham | Bath (Dolemeads) 33kV | Oldfield Park | Primary | 6.6 | 51.3743 | -2.3791 | Leading the Way | Thermal headroom (MW) | 2.842 | 2.9845 | 2.4285 | 2.255 | 2.123 | 1.9451 | 1.4431 | 1.0838 | 0.68854 | 0.27296 | -0.32747 | -1.1065 | -2.0005 | -2.8954 | -3.7445 | -4.5485 | -6.9836 | -7.6824 | -6.5766
Melksham | Bath (Dolemeads) 33kV | Oldfield Park | Primary | 6.6 | 51.3743 | -2.3791 | Steady Progression | Thermal headroom (MW) | 2.9265 | 3.2836 | 3.206 | 3.2239 | 3.0178 | 3.0694 | 3.0543 | 3.0627 | 3.0667 | 3.0394 | 2.9626 | 2.8239 | 2.6611 | 2.4724 | 2.2764 | 2.0526 | 0.5198 | -1.9345 | -2.7781
Melksham | Bath (Dolemeads) 33kV | Oldfield Park | Primary | 6.6 | 51.3743 | -2.3791 | System Transformation | Thermal headroom (MW) | 2.8847 | 3.2089 | 3.0762 | 2.807 | 2.837 | 2.8635 | 2.7383 | 2.6919 | 2.598 | 2.473 | 2.2946 | 2.0512 | 1.7509 | 1.4427 | 1.1252 | 0.80202 | -1.8028 | -3.4314 | -3.4977
Melksham | Bath (Dolemeads) 33kV | Oldfield Park | Primary | 6.6 | 51.3743 | -2.3791 | WPD Best View | Thermal headroom (MW) | 2.8694 | 3.0286 | 2.7263 | 2.2874 | 2.151 | 1.983 | 1.5429 | 1.1759 | 0.79239 | 0.3945 | -0.048341 | -0.78902 | -1.7619 | -2.6544 | -3.6108 | -4.5955 | -8.3221 | -9.9283 | -10.2742
Melksham | Bath (Dolemeads) 33kV | Park Street | Primary | 6.6 | 51.3902 | -2.3677 | Consumer Transformation | Thermal headroom (MW) | 1.1898 | 1.4776 | 1.186 | 1.0461 | 0.86761 | 0.68044 | 0.37577 | -0.0041667 | -0.39286 | -0.83318 | -1.277 | -2.1486 | -3.0199 | -4.0266 | -4.9864 | -5.9813 | -9.7407 | -10.9344 | -10.8689
Melksham | Bath (Dolemeads) 33kV | Park Street | Primary | 6.6 | 51.3902 | -2.3677 | Leading the Way | Thermal headroom (MW) | 1.1427 | 1.4314 | 1.1664 | 1.0409 | 0.85528 | 0.64735 | 0.29032 | -0.075529 | -0.52217 | -1.0421 | -1.8009 | -2.7811 | -3.712 | -4.7941 | -5.7597 | -6.6249 | -8.9072 | -9.0282 | -7.5839
Melksham | Bath (Dolemeads) 33kV | Park Street | Primary | 6.6 | 51.3902 | -2.3677 | Steady Progression | Thermal headroom (MW) | 1.2701 | 1.7688 | 1.7182 | 1.7972 | 1.8507 | 1.9281 | 1.9734 | 1.9907 | 1.9955 | 1.9294 | 1.8239 | 1.6519 | 1.4629 | 1.1984 | 0.95934 | 0.69009 | -1.5839 | -4.8001 | -6.0224
Melksham | Bath (Dolemeads) 33kV | Park Street | Primary | 6.6 | 51.3902 | -2.3677 | System Transformation | Thermal headroom (MW) | 1.2101 | 1.6789 | 1.5796 | 1.6302 | 1.6452 | 1.6482 | 1.5995 | 1.5203 | 1.3836 | 1.151 | 0.92093 | 0.57638 | 0.23473 | -0.21531 | -0.60947 | -1.0995 | -4.7645 | -6.6453 | -6.5832
Melksham | Bath (Dolemeads) 33kV | Park Street | Primary | 6.6 | 51.3902 | -2.3677 | WPD Best View | Thermal headroom (MW) | 1.1898 | 1.4776 | 1.186 | 1.0461 | 0.86761 | 0.68044 | 0.37577 | -0.0041667 | -0.39286 | -0.83318 | -1.277 | -2.1486 | -3.0199 | -4.0266 | -4.9864 | -5.9813 | -9.7407 | -10.9344 | -10.8689
Melksham | Bath (Dolemeads) 33kV | Twerton | Primary | 6.6 | 51.3816 | -2.3964 | Consumer Transformation | Thermal headroom (MW) | 2.6969 | 2.9537 | 2.7427 | 2.6548 | 2.5266 | 2.349 | 2.0775 | 1.8444 | 1.5642 | 1.2733 | 0.96094 | 0.3368 | -0.34974 | -1.4147 | -2.161 | -2.9193 | -5.7471 | -7.1973 | -7.299
Melksham | Bath (Dolemeads) 33kV | Twerton | Primary | 6.6 | 51.3816 | -2.3964 | Leading the Way | Thermal headroom (MW) | 2.6804 | 2.9338 | 2.7678 | 2.6949 | 2.5604 | 2.3764 | 2.09 | 1.8347 | 1.5516 | 1.224 | 0.76229 | 0.069309 | -0.9626 | -1.6879 | -2.371 | -2.9873 | -4.7549 | -5.4603 | -4.4912
Melksham | Bath (Dolemeads) 33kV | Twerton | Primary | 6.6 | 51.3816 | -2.3964 | Steady Progression | Thermal headroom (MW) | 2.7407 | 3.166 | 3.1522 | 3.2169 | 3.2749 | 3.3273 | 3.3928 | 3.4328 | 3.4618 | 3.4802 | 3.4644 | 3.3477 | 3.2619 | 3.1427 | 3.0226 | 2.8724 | 1.3465 | -0.5562 | -1.5258
Melksham | Bath (Dolemeads) 33kV | Twerton | Primary | 6.6 | 51.3816 | -2.3964 | System Transformation | Thermal headroom (MW) | 2.7104 | 3.1177 | 3.0677 | 3.1284 | 3.1634 | 3.1822 | 3.1767 | 3.1827 | 3.1456 | 3.0847 | 2.9796 | 2.7669 | 2.593 | 2.3725 | 1.7966 | 1.5716 | -0.53678 | -2.088 | -2.0571
Melksham | Bath (Dolemeads) 33kV | Twerton | Primary | 6.6 | 51.3816 | -2.3964 | WPD Best View | Thermal headroom (MW) | 2.6969 | 2.9537 | 2.7427 | 2.6548 | 2.5266 | 2.349 | 2.0775 | 1.8444 | 1.5642 | 1.2733 | 0.96094 | 0.3368 | -0.34974 | -1.4147 | -2.161 | -2.9193 | -5.7471 | -7.1973 | -7.299
Seabank | Avonmouth 33kV | Avonmouth 33kV | Bulk Supply Point | 33 | 51.5029 | -2.6797 | Consumer Transformation | Thermal headroom (MW) | 15.2291 | 18.0219 | 15.9585 | 15.2215 | 14.6958 | 13.9706 | 11.5892 | 9.2697 | 5.69 | 2.5258 | -1.0909 | -6.2625 | -11.9231 | -18.3789 | -24.1492 | -29.5966 | -46.8391 | -53.5545 | -51.7389
Seabank | Avonmouth 33kV | Avonmouth 33kV | Bulk Supply Point | 33 | 51.5029 | -2.6797 | Leading the Way | Thermal headroom (MW) | 15.1556 | 17.8423 | 15.7455 | 14.9294 | 14.4276 | 13.5529 | 10.2754 | 7.6373 | 3.6253 | -0.69993 | -5.0925 | -10.5137 | -16.6304 | -23.0161 | -28.7168 | -33.5345 | -43.2302 | -42.8475 | -33.795
Seabank | Avonmouth 33kV | Avonmouth 33kV | Bulk Supply Point | 33 | 51.5029 | -2.6797 | Steady Progression | Thermal headroom (MW) | 15.5124 | 19.7332 | 19.1544 | 19.6813 | 20.3613 | 21.0615 | 21.302 | 21.4245 | 20.8632 | 20.5644 | 20.0699 | 18.8619 | 16.773 | 14.6325 | 12.7098 | 10.0879 | -1.5748 | -14.2602 | -18.2992
Seabank | Avonmouth 33kV | Avonmouth 33kV | Bulk Supply Point | 33 | 51.5029 | -2.6797 | System Transformation | Thermal headroom (MW) | 15.3416 | 19.3481 | 18.3439 | 18.6364 | 18.9508 | 19.4704 | 19.0398 | 18.3733 | 17.0216 | 15.5688 | 14.0268 | 11.658 | 8.0294 | 3.7178 | -0.76735 | -4.8687 | -18.8251 | -25.8291 | -23.5252
Seabank | Avonmouth 33kV | Avonmouth 33kV | Bulk Supply Point | 33 | 51.5029 | -2.6797 | WPD Best View | Thermal headroom (MW) | 15.1773 | 17.9284 | 15.9443 | 15.2417 | 14.8559 | 14.2836 | 11.5407 | 9.4782 | 6.0491 | 2.448 | -1.2631 | -5.918 | -10.8893 | -16.3264 | -21.786 | -26.3348 | -37.7688 | -40.6662 | -32.3753
Seabank | Avonmouth 33kV | Avonmouth | Primary | 11 | 51.505 | -2.6969 | Consumer Transformation | Thermal headroom (MW) | 14.6893 | 15.3052 | 14.4952 | 14.1721 | 13.9985 | 13.7906 | 13.2657 | 12.758 | 11.8127 | 10.7218 | 9.2156 | 7.3157 | 5.3241 | 2.8846 | 0.7325 | -1.377 | -10.0879 | -12.704 | -12.6404
Seabank | Avonmouth 33kV | Avonmouth | Primary | 11 | 51.505 | -2.6969 | Leading the Way | Thermal headroom (MW) | 14.6578 | 15.1693 | 14.3211 | 13.9337 | 13.7745 | 13.5294 | 12.607 | 12.0597 | 11.09 | 9.5219 | 7.6986 | 5.3586 | 3.2343 | 1.0883 | -1.3698 | -3.2045 | -8.282 | -8.4264 | -4.7805
Seabank | Avonmouth 33kV | Avonmouth | Primary | 11 | 51.505 | -2.6969 | Steady Progression | Thermal headroom (MW) | 14.7773 | 15.7696 | 15.4579 | 15.4793 | 15.6649 | 15.8092 | 15.9077 | 15.9754 | 16.0079 | 15.9883 | 15.8981 | 15.7055 | 15.0524 | 14.6907 | 14.2321 | 13.3677 | 6.3704 | -1.1713 | -3.2374
Seabank | Avonmouth 33kV | Avonmouth | Primary | 11 | 51.505 | -2.6969 | System Transformation | Thermal headroom (MW) | 14.7256 | 15.6182 | 15.1149 | 15.0897 | 15.2326 | 15.3229 | 15.2696 | 15.1881 | 15.0503 | 14.4963 | 14.2084 | 13.7477 | 12.9652 | 11.7398 | 9.9933 | 8.4037 | -1.0481 | -4.9928 | -4.7508
Seabank | Avonmouth 33kV | Avonmouth | Primary | 11 | 51.505 | -2.6969 | WPD Best View | Thermal headroom (MW) | 14.676 | 15.2175 | 14.4143 | 14.0873 | 13.9935 | 13.8227 | 12.9912 | 12.5377 | 11.4175 | 9.9996 | 8.2904 | 6.0987 | 4.1076 | 2.1073 | -0.23854 | -2.0238 | -7.5687 | -8.218 | -4.8419
Seabank | Avonmouth 33kV | Cairns Road | Primary | 11 | 51.4785 | -2.6036 | Consumer Transformation | Thermal headroom (MW) | 17.6742 | 18.4765 | 17.1149 | 16.6602 | 16.2358 | 15.4474 | 14.0833 | 12.8464 | 11.1702 | 9.6133 | 8.0278 | 5.7735 | 3.6726 | 0.95646 | -1.9752 | -4.6145 | -15.7791 | -20.7358 | -21.3009
Seabank | Avonmouth 33kV | Cairns Road | Primary | 11 | 51.4785 | -2.6036 | Leading the Way | Thermal headroom (MW) | 17.6337 | 18.4225 | 16.9549 | 16.5706 | 16.1848 | 15.3287 | 13.529 | 12.2951 | 10.8826 | 8.8423 | 7.239 | 5.6664 | 3.7736 | 1.3602 | -0.92103 | -3.0427 | -9.9732 | -12.409 | -9.5957
Seabank | Avonmouth 33kV | Cairns Road | Primary | 11 | 51.4785 | -2.6036 | Steady Progression | Thermal headroom (MW) | 17.8385 | 19.747 | 19.2981 | 19.6116 | 19.8855 | 20.1188 | 20.3049 | 20.4666 | 20.207 | 20.158 | 20.121 | 19.8078 | 19.3799 | 18.5523 | 18.0684 | 17.1765 | 12.7647 | 8.8749 | 6.8746
Seabank | Avonmouth 33kV | Cairns Road | Primary | 11 | 51.4785 | -2.6036 | System Transformation | Thermal headroom (MW) | 17.7341 | 19.5235 | 18.8256 | 18.9939 | 18.7958 | 18.9285 | 18.8768 | 18.7677 | 18.5969 | 18.2147 | 17.3951 | 16.731 | 15.6116 | 14.4266 | 12.9519 | 11.8495 | 7.4919 | 2.9043 | 2.3812
Seabank | Avonmouth 33kV | Cairns Road | Primary | 11 | 51.4785 | -2.6036 | WPD Best View | Thermal headroom (MW) | 17.6376 | 18.4722 | 17.0769 | 16.7496 | 16.4175 | 15.865 | 14.3775 | 13.4221 | 12.3016 | 10.5583 | 9.1264 | 7.6377 | 6.2386 | 4.2173 | 1.5677 | -0.61108 | -7.8887 | -10.7712 | -8.029
Seabank | Avonmouth 33kV | Kingsweston | Primary | 11 | 51.5112 | -2.6838 | Consumer Transformation | Thermal headroom (MW) | 5.706 | 6.8174 | 6.7975 | 7.0711 | 7.3368 | 7.5946 | 7.2767 | 6.9233 | 6.0481 | 5.6704 | 5.2626 | 4.1915 | 2.4967 | 0.72266 | -0.57281 | -1.8832 | -1.5932 | -1.6395 | 0.11789
Seabank | Avonmouth 33kV | Kingsweston | Primary | 11 | 51.5112 | -2.6838 | Leading the Way | Thermal headroom (MW) | 5.7061 | 6.8065 | 6.7825 | 7.054 | 7.3185 | 7.5728 | 7.0276 | 6.3946 | 5.0183 | 4.275 | 3.4143 | 1.789 | -0.58752 | -2.9894 | -4.7337 | -6.4223 | -4.7855 | -2.6373 | -0.46465
Seabank | Avonmouth 33kV | Kingsweston | Primary | 11 | 51.5112 | -2.6838 | Steady Progression | Thermal headroom (MW) | 5.708 | 6.8217 | 6.8284 | 7.0962 | 7.3696 | 7.6347 | 7.5574 | 7.4515 | 7.0187 | 6.8613 | 6.6813 | 6.1601 | 5.3285 | 4.432 | 3.681 | 2.8924 | 3.1539 | 1.5838 | 0.95128
Seabank | Avonmouth 33kV | Kingsweston | Primary | 11 | 51.5112 | -2.6838 | System Transformation | Thermal headroom (MW) | 5.7067 | 6.8207 | 6.8044 | 7.0825 | 7.3543 | 7.6198 | 7.3114 | 6.9709 | 6.1129 | 5.7564 | 5.3723 | 4.4102 | 2.8171 | 1.09 | -0.17343 | -1.4613 | -1.3485 | -1.5608 | 0.22668
Seabank | Avonmouth 33kV | Kingsweston | Primary | 11 | 51.5112 | -2.6838 | WPD Best View | Thermal headroom (MW) | 5.7064 | 6.8081 | 6.8007 | 7.0754 | 7.3434 | 7.6039 | 7.2887 | 6.9393 | 6.0687 | 5.696 | 5.2926 | 4.2661 | 2.5841 | 0.82227 | -0.46736 | -1.7691 | -1.4863 | -1.5262 | 0.35516
Seabank | Avonmouth 33kV | Stoke Bishop | Primary | 11 | 51.4833 | -2.6322 | Consumer Transformation | Thermal headroom (MW) | 6.6103 | 6.9614 | 6.6676 | 6.4083 | 6.183 | 5.9814 | 5.5284 | 5.082 | 4.5988 | 4.1029 | 3.6011 | 3.0261 | 2.538 | 2.0793 | 1.6427 | 1.2831 | -0.45959 | -1.2741 | -1.1263
Seabank | Avonmouth 33kV | Stoke Bishop | Primary | 11 | 51.4833 | -2.6322 | Leading the Way | Thermal headroom (MW) | 6.5983 | 6.9563 | 6.6994 | 6.4094 | 6.1785 | 5.9356 | 5.4578 | 5.0141 | 4.5084 | 3.9761 | 3.4749 | 3.1046 | 2.7608 | 2.4536 | 2.2785 | 2.1846 | 0.64996 | 0.45639 | 1.4708
Seabank | Avonmouth 33kV | Stoke Bishop | Primary | 11 | 51.4833 | -2.6322 | Steady Progression | Thermal headroom (MW) | 6.6706 | 7.2798 | 7.2565 | 7.2895 | 7.3298 | 7.4212 | 7.4908 | 7.5346 | 7.532 | 7.4804 | 7.3656 | 7.1871 | 6.9744 | 6.738 | 6.4853 | 6.2048 | 4.6053 | 3.6202 | 3.4403
Seabank | Avonmouth 33kV | Stoke Bishop | Primary | 11 | 51.4833 | -2.6322 | System Transformation | Thermal headroom (MW) | 6.6352 | 7.2139 | 7.1443 | 7.1094 | 7.1142 | 7.1637 | 7.1442 | 7.0431 | 6.9049 | 6.7083 | 6.4705 | 6.1456 | 5.7901 | 5.3854 | 4.984 | 4.6134 | 3.1078 | 2.8259 | 3.1227
Seabank | Avonmouth 33kV | Stoke Bishop | Primary | 11 | 51.4833 | -2.6322 | WPD Best View | Thermal headroom (MW) | 6.5994 | 6.9626 | 6.713 | 6.4349 | 6.2156 | 6.0055 | 5.5501 | 5.1297 | 4.6498 | 4.1382 | 3.6419 | 3.2511 | 2.926 | 2.5829 | 2.3346 | 2.1595 | 0.78777 | 0.42176 | 1.3423
Seabank | Portishead 33kV | Portishead 33kV | Bulk Supply Point | 33 | 51.489 | -2.7453 | Consumer Transformation | Thermal headroom (MW) | 13.2711 | 14.8741 | 13.6491 | 12.9532 | 12.2667 | 11.435 | 9.7774 | 8.1067 | 6.297 | 4.3899 | 1.6681 | -0.62689 | -2.9386 | -5.3467 | -7.3183 | -10.0501 | -19.2798 | -22.7553 | -22.6294
Seabank | Portishead 33kV | Portishead 33kV | Bulk Supply Point | 33 | 51.489 | -2.7453 | Leading the Way | Thermal headroom (MW) | 13.1857 | 14.8049 | 13.6731 | 12.9728 | 12.2869 | 11.3354 | 9.5432 | 7.8175 | 5.1746 | 3.0468 | 0.98576 | -0.83648 | -2.9442 | -4.5101 | -6.6464 | -7.7502 | -15.0049 | -15.3911 | -10.4507
Seabank | Portishead 33kV | Portishead 33kV | Bulk Supply Point | 33 | 51.489 | -2.7453 | Steady Progression | Thermal headroom (MW) | 13.5259 | 16.1459 | 16.0202 | 16.3853 | 16.817 | 17.154 | 17.4348 | 17.521 | 17.4784 | 17.2692 | 16.8605 | 16.1325 | 15.1772 | 14.1386 | 12.1822 | 10.91 | 2.9025 | -2.8416 | -4.7192
Seabank | Portishead 33kV | Portishead 33kV | Bulk Supply Point | 33 | 51.489 | -2.7453 | System Transformation | Thermal headroom (MW) | 13.3736 | 15.8505 | 15.539 | 15.7432 | 15.9717 | 16.1173 | 15.966 | 15.6298 | 15.089 | 14.2915 | 13.2727 | 11.1434 | 9.508 | 7.6364 | 5.5834 | 3.6342 | -5.0539 | -7.7553 | -7.087
Seabank | Portishead 33kV | Portishead 33kV | Bulk Supply Point | 33 | 51.489 | -2.7453 | WPD Best View | Thermal headroom (MW) | 13.3689 | 15.8211 | 15.4717 | 15.6167 | 15.7874 | 15.8554 | 15.5957 | 15.1393 | 14.4849 | 13.5926 | 12.5282 | 10.4534 | 9.0159 | 7.3925 | 5.5437 | 3.8736 | -3.6337 | -5.9778 | -4.9759
Seabank | Portishead 33kV | Clevedon | Primary | 11 | 51.4279 | -2.8471 | Consumer Transformation | Thermal headroom (MW) | -1.4756 | -0.85252 | -1.1939 | -1.4201 | -1.569 | -1.7073 | -2.1218 | -2.4571 | -2.8083 | -3.2177 | -3.666 | -4.2322 | -4.7944 | -6.0933 | -7.1065 | -8.1194 | -11.8745 | -13.6092 | -13.5946
Seabank | Portishead 33kV | Clevedon | Primary | 11 | 51.4279 | -2.8471 | Leading the Way | Thermal headroom (MW) | -1.4881 | -0.84142 | -1.1483 | -1.3929 | -1.5262 | -1.6644 | -2.1161 | -2.4413 | -2.8061 | -3.2643 | -3.7204 | -4.0499 | -5.1073 | -5.959 | -6.7917 | -7.5498 | -9.8011 | -10.6834 | -9.1898
Seabank | Portishead 33kV | Clevedon | Primary | 11 | 51.4279 | -2.8471 | Steady Progression | Thermal headroom (MW) | -1.412 | -0.48736 | -0.50674 | -0.39751 | -0.23024 | -0.054036 | 0.067039 | 0.19312 | 0.30171 | 0.38367 | 0.44799 | 0.41382 | 0.33619 | 0.22103 | 0.089531 | -0.067608 | -1.456 | -3.1688 | -4.2494
Seabank | Portishead 33kV | Clevedon | Primary | 11 | 51.4279 | -2.8471 | System Transformation | Thermal headroom (MW) | -1.4501 | -0.55912 | -0.62026 | -0.58333 | -0.49218 | -0.36626 | -0.32258 | -0.29489 | -0.29037 | -0.32213 | -0.38938 | -0.57266 | -0.79239 | -1.0493 | -1.6788 | -1.9398 | -3.3762 | -5.2433 | -5.0428
Seabank | Portishead 33kV | Clevedon | Primary | 11 | 51.4279 | -2.8471 | WPD Best View | Thermal headroom (MW) | -1.4501 | -0.55912 | -0.62026 | -0.58333 | -0.49218 | -0.36626 | -0.32258 | -0.29489 | -0.29037 | -0.32213 | -0.38938 | -0.57266 | -0.79239 | -1.0493 | -1.6788 | -1.9398 | -3.3762 | -5.2433 | -5.0428
Seabank | Portishead 33kV | Easton-In-Gordano | Primary | 11 | 51.4713 | -2.6921 | Consumer Transformation | Thermal headroom (MW) | 2.3572 | 2.4521 | 2.2858 | 2.1692 | 2.0388 | 1.8906 | 1.6583 | 1.4092 | 1.1315 | 0.85315 | 0.19747 | -0.12342 | -0.46952 | -0.7707 | -1.0096 | -1.5766 | -3.0255 | -3.5172 | -3.8389
Seabank | Portishead 33kV | Easton-In-Gordano | Primary | 11 | 51.4713 | -2.6921 | Leading the Way | Thermal headroom (MW) | 2.3501 | 2.4518 | 2.2906 | 2.1764 | 2.047 | 1.8827 | 1.6305 | 1.3555 | 0.70856 | 0.37804 | 0.070672 | -0.23494 | -0.51029 | -0.71128 | -1.1883 | -1.2994 | -2.5856 | -2.6605 | -2.119
Seabank | Portishead 33kV | Easton-In-Gordano | Primary | 11 | 51.4713 | -2.6921 | Steady Progression | Thermal headroom (MW) | 2.3887 | 2.6058 | 2.5876 | 2.6033 | 2.6186 | 2.6187 | 2.6131 | 2.566 | 2.5169 | 2.4443 | 2.3492 | 2.2003 | 2.0223 | 1.8374 | 1.2705 | 1.0581 | -0.26099 | -1.466 | -2.0177
Seabank | Portishead 33kV | Easton-In-Gordano | Primary | 11 | 51.4713 | -2.6921 | System Transformation | Thermal headroom (MW) | 2.372 | 2.5741 | 2.5305 | 2.5315 | 2.5208 | 2.476 | 2.4131 | 2.3271 | 2.2141 | 2.0455 | 1.8668 | 1.257 | 1.0015 | 0.7003 | 0.401 | 0.065059 | -1.8542 | -2.4977 | -2.7557
Seabank | Portishead 33kV | Easton-In-Gordano | Primary | 11 | 51.4713 | -2.6921 | WPD Best View | Thermal headroom (MW) | 2.3709 | 2.5664 | 2.5121 | 2.497 | 2.4707 | 2.4061 | 2.3208 | 2.2115 | 2.0727 | 1.8834 | 1.6998 | 1.1105 | 0.89777 | 0.61738 | 0.34531 | 0.090136 | -1.4995 | -2.0653 | -2.2484
Seabank | Portishead 33kV | Gas Lane | Primary | 11 | 51.4848 | -2.7661 | Consumer Transformation | Thermal headroom (MW) | 7.31 | 7.5604 | 7.2111 | 7.02 | 6.81 | 6.5944 | 6.1692 | 5.7773 | 5.3619 | 4.935 | 4.4899 | 4.0153 | 3.5908 | 3.2335 | 2.9221 | 2.3017 | -0.11659 | -0.86936 | -0.70517
Seabank | Portishead 33kV | Gas Lane | Primary | 11 | 51.4848 | -2.7661 | Leading the Way | Thermal headroom (MW) | 7.2544 | 7.5053 | 7.2067 | 7.0418 | 6.8432 | 6.6316 | 6.1803 | 5.8211 | 5.3916 | 4.9174 | 4.4929 | 4.1719 | 3.9259 | 3.7017 | 3.181 | 2.7027 | 1.2232 | 1.0696 | 2.0277
Seabank | Portishead 33kV | Gas Lane | Primary | 11 | 51.4848 | -2.7661 | Steady Progression | Thermal headroom (MW) | 7.4122 | 7.9532 | 7.9138 | 7.999 | 8.0836 | 8.1687 | 8.2431 | 8.2974 | 8.3287 | 8.2945 | 8.2169 | 8.0683 | 7.8921 | 7.6867 | 7.4653 | 7.2337 | 5.8284 | 4.5991 | 4.2733
Seabank | Portishead 33kV | Gas Lane | Primary | 11 | 51.4848 | -2.7661 | System Transformation | Thermal headroom (MW) | 7.3371 | 7.8417 | 7.7565 | 7.8159 | 7.8491 | 7.8889 | 7.8414 | 7.7787 | 7.6577 | 7.4798 | 7.2808 | 6.9894 | 6.6849 | 6.3283 | 5.9778 | 5.6452 | 4.3409 | 3.9172 | 4.1889
Seabank | Portishead 33kV | Gas Lane | Primary | 11 | 51.4848 | -2.7661 | WPD Best View | Thermal headroom (MW) | 7.336 | 7.8355 | 7.7428 | 7.7903 | 7.812 | 7.8374 | 7.7737 | 7.6631 | 7.5162 | 7.3177 | 7.1138 | 6.8428 | 6.5811 | 6.3001 | 6.0435 | 5.7914 | 4.6956 | 4.3496 | 4.6527
Seabank | Portishead 33kV | Portishead Ashlands | Primary | 11 | 51.4893 | -2.7457 | Consumer Transformation | Thermal headroom (MW) | 4.23 | 4.3575 | 4.1701 | 4.0191 | 3.9173 | 3.7687 | 3.4933 | 3.2044 | 2.8912 | 2.5674 | 2.2492 | 1.8926 | 1.5375 | 1.2054 | 0.94092 | 0.74104 | -0.23325 | -0.63641 | -0.47459
Seabank | Portishead 33kV | Portishead Ashlands | Primary | 11 | 51.4893 | -2.7457 | Leading the Way | Thermal headroom (MW) | 4.2218 | 4.333 | 4.1498 | 3.9766 | 3.8683 | 3.675 | 3.3807 | 3.0848 | 2.7627 | 2.4194 | 2.1034 | 1.8267 | 1.4797 | 1.2773 | 1.1592 | 1.1149 | 0.16588 | 0.26056 | 0.98903
Seabank | Portishead 33kV | Portishead Ashlands | Primary | 11 | 51.4893 | -2.7457 | Steady Progression | Thermal headroom (MW) | 4.2631 | 4.5557 | 4.5278 | 4.5413 | 4.594 | 4.6109 | 4.6335 | 4.6309 | 4.5832 | 4.5166 | 4.4045 | 4.2591 | 4.0709 | 3.8745 | 3.6521 | 3.4263 | 2.0531 | 1.3582 | 1.258
Seabank | Portishead 33kV | Portishead Ashlands | Primary | 11 | 51.4893 | -2.7457 | System Transformation | Thermal headroom (MW) | 4.2465 | 4.4993 | 4.427 | 4.4011 | 4.424 | 4.4413 | 4.4103 | 4.3205 | 4.1905 | 4.0416 | 3.8383 | 3.5866 | 3.2862 | 2.9634 | 2.6475 | 2.3349 | 1.0676 | 0.9353 | 1.1571
Seabank | Portishead 33kV | Portishead Ashlands | Primary | 11 | 51.4893 | -2.7457 | WPD Best View | Thermal headroom (MW) | 4.2454 | 4.493 | 4.4133 | 4.3756 | 4.3869 | 4.3857 | 4.3181 | 4.2049 | 4.0491 | 3.8795 | 3.6714 | 3.44 | 3.1824 | 2.9352 | 2.638 | 2.3599 | 1.4223 | 1.3677 | 1.6644
Seabank | Portishead 33kV | Royal Portbury Dock | Primary | 11 | 51.491 | -2.723 | Consumer Transformation | Thermal headroom (MW) | 6.0186 | 6.7066 | 6.723 | 6.8894 | 7.0498 | 7.204 | 7.3502 | 7.4869 | 7.614 | 7.7294 | 7.7921 | 7.8108 | 7.8566 | 7.9305 | 7.9458 | 7.9387 | 8.0627 | 8.4687 | 8.9723
Seabank | Portishead 33kV | Royal Portbury Dock | Primary | 11 | 51.491 | -2.723 | Leading the Way | Thermal headroom (MW) | 6.0187 | 6.7066 | 6.7226 | 6.8866 | 7.0456 | 7.1973 | 7.3394 | 7.4712 | 7.5904 | 7.6921 | 7.7124 | 7.7604 | 7.8011 | 7.7796 | 7.7574 | 7.745 | 8.0318 | 8.6166 | 9.3381
Seabank | Portishead 33kV | Royal Portbury Dock | Primary | 11 | 51.491 | -2.723 | Steady Progression | Thermal headroom (MW) | 6.0207 | 6.711 | 6.732 | 6.9038 | 7.072 | 7.2358 | 7.3959 | 7.5508 | 7.6996 | 7.8435 | 7.9816 | 8.1147 | 8.2401 | 8.3204 | 8.3388 | 8.3473 | 8.3307 | 8.5641 | 8.9761
Seabank | Portishead 33kV | Royal Portbury Dock | Primary | 11 | 51.491 | -2.723 | System Transformation | Thermal headroom (MW) | 6.0193 | 6.7099 | 6.7299 | 6.9009 | 7.0672 | 7.2292 | 7.3849 | 7.5346 | 7.6788 | 7.8154 | 7.9436 | 8.046 | 8.0493 | 8.0285 | 8.0052 | 7.9932 | 8.1961 | 8.5474 | 9.0811
Seabank | Portishead 33kV | Royal Portbury Dock | Primary | 11 | 51.491 | -2.723 | WPD Best View | Thermal headroom (MW) | 6.019 | 6.7083 | 6.7263 | 6.8938 | 7.0564 | 7.2133 | 7.3622 | 7.5029 | 7.6346 | 7.7551 | 7.8459 | 7.907 | 7.9455 | 8.0003 | 8.0513 | 8.0528 | 8.1696 | 8.582 | 9.2096
Seabank | Portishead 33kV | Weston-In-Gordano | Primary | 11 | 51.4639 | -2.7961 | Consumer Transformation | Thermal headroom (MW) | 0.4051 | 0.56407 | 0.43434 | 0.36199 | 0.26374 | 0.13735 | -0.10037 | -0.35124 | -0.61242 | -0.89557 | -1.174 | -1.5035 | -1.8499 | -2.1492 | -2.3964 | -2.5955 | -3.4132 | -3.8848 | -3.8337
Seabank | Portishead 33kV | Weston-In-Gordano | Primary | 11 | 51.4639 | -2.7961 | Leading the Way | Thermal headroom (MW) | 0.39903 | 0.56424 | 0.44668 | 0.37915 | 0.27557 | 0.12949 | -0.12536 | -0.38919 | -0.68346 | -0.97831 | -1.2723 | -1.5534 | -1.8051 | -1.9771 | -2.0853 | -2.1186 | -2.9341 | -3.0484 | -2.4941
Seabank | Portishead 33kV | Weston-In-Gordano | Primary | 11 | 51.4639 | -2.7961 | Steady Progression | Thermal headroom (MW) | 0.42612 | 0.69247 | 0.67608 | 0.72098 | 0.76137 | 0.78927 | 0.80936 | 0.79216 | 0.75321 | 0.69812 | 0.6135 | 0.4931 | 0.33337 | 0.18185 | -0.0010434 | -0.18231 | -1.2579 | -1.7187 | -1.7939
Seabank | Portishead 33kV | Weston-In-Gordano | Primary | 11 | 51.4639 | -2.7961 | System Transformation | Thermal headroom (MW) | 0.41535 | 0.67129 | 0.64232 | 0.67238 | 0.69303 | 0.69775 | 0.65197 | 0.58211 | 0.48938 | 0.36565 | 0.18687 | -0.01156 | -0.24645 | -0.50477 | -0.76954 | -1.0537 | -2.0185 | -2.1447 | -2.0107
Seabank | Portishead 33kV | Weston-In-Gordano | Primary | 11 | 51.4639 | -2.7961 | WPD Best View | Thermal headroom (MW) | 0.41535 | 0.67129 | 0.64232 | 0.67238 | 0.69303 | 0.69775 | 0.65197 | 0.58211 | 0.48938 | 0.36565 | 0.18687 | -0.01156 | -0.24645 | -0.50477 | -0.76954 | -1.0537 | -2.0185 | -2.1447 | -2.0107
Seabank | Radstock 33kV | Radstock 33kV | Bulk Supply Point | 33 | 51.2905 | -2.5082 | Consumer Transformation | Thermal headroom (MW) | 10.066 | 12.0832 | 9.0502 | 6.9281 | 4.2214 | 1.2371 | -3.7055 | -8.5719 | -13.6612 | -18.9752 | -26.5151 | -35.1095 | -43.7034 | -53.81 | -62.8258 | -72.0822 | -106.7963 | -118.7389 | -118.1047
Seabank | Radstock 33kV | Radstock 33kV | Bulk Supply Point | 33 | 51.2905 | -2.5082 | Leading the Way | Thermal headroom (MW) | 9.8503 | 11.7761 | 9.0151 | 6.6966 | 3.1806 | -0.5844 | -6.0458 | -11.0881 | -17.9425 | -24.4204 | -32.6492 | -40.8954 | -50.8307 | -59.7552 | -68.6151 | -75.7192 | -98.9287 | -100.3763 | -86.6308
Seabank | Radstock 33kV | Radstock 33kV | Bulk Supply Point | 33 | 51.2905 | -2.5082 | Steady Progression | Thermal headroom (MW) | 10.7209 | 15.0044 | 14.4703 | 14.6821 | 14.6092 | 14.5372 | 14.304 | 13.8756 | 13.148 | 12.1489 | 10.7949 | 7.9471 | 4.8075 | 1.7413 | -3.0708 | -6.5881 | -37.684 | -65.927 | -76.791
Seabank | Radstock 33kV | Radstock 33kV | Bulk Supply Point | 33 | 51.2905 | -2.5082 | System Transformation | Thermal headroom (MW) | 10.3088 | 14.2085 | 13.147 | 12.9786 | 12.259 | 11.4388 | 9.9499 | 8.3506 | 5.8178 | 2.6838 | -0.40029 | -5.8098 | -10.5266 | -16.5076 | -24.3146 | -31.5344 | -71.3592 | -88.7921 | -89.3211
Seabank | Radstock 33kV | Radstock 33kV | Bulk Supply Point | 33 | 51.2905 | -2.5082 | WPD Best View | Thermal headroom (MW) | 10.3365 | 13.3053 | 11.2993 | 10.2388 | 8.7287 | 6.972 | 3.6573 | 0.43872 | -3.0158 | -6.9038 | -12.7345 | -19.6839 | -26.6798 | -35.5556 | -43.666 | -51.7877 | -87.2089 | -104.4741 | -107.2921
Seabank | Radstock 33kV | Chewton Mendip | Primary | 11 | 51.272 | -2.5651 | Consumer Transformation | Thermal headroom (MW) | 0.17973 | 0.33387 | 0.16293 | 0.042459 | -0.10665 | -0.29862 | -0.54998 | -0.84687 | -1.2032 | -1.5776 | -2.3399 | -2.8036 | -3.2331 | -3.6073 | -3.8855 | -4.4604 | -5.5588 | -5.9861 | -6.1962
Seabank | Radstock 33kV | Chewton Mendip | Primary | 11 | 51.272 | -2.5651 | Leading the Way | Thermal headroom (MW) | 0.17695 | 0.33386 | 0.16394 | 0.0087649 | -0.16213 | -0.3842 | -0.67654 | -0.9988 | -1.7697 | -2.181 | -2.6751 | -3.1371 | -3.5156 | -3.7841 | -4.2721 | -4.3265 | -5.64 | -5.4287 | -4.5524
Seabank | Radstock 33kV | Chewton Mendip | Primary | 11 | 51.272 | -2.5651 | Steady Progression | Thermal headroom (MW) | 0.2173 | 0.47748 | 0.43307 | 0.44674 | 0.44388 | 0.42669 | 0.38356 | 0.31578 | 0.19757 | 0.060089 | -0.12651 | -0.36063 | -0.64664 | -0.95526 | -1.6461 | -1.9941 | -4.0393 | -5.216 | -5.7433
Seabank | Radstock 33kV | Chewton Mendip | Primary | 11 | 51.272 | -2.5651 | System Transformation | Thermal headroom (MW) | 0.20118 | 0.44678 | 0.38017 | 0.362 | 0.32445 | 0.25437 | 0.13253 | -0.018311 | -0.21866 | -0.47165 | -0.80176 | -1.5403 | -1.9759 | -2.442 | -2.9937 | -3.5327 | -6.0113 | -6.5295 | -6.6887
Seabank | Radstock 33kV | Chewton Mendip | Primary | 11 | 51.272 | -2.5651 | WPD Best View | Thermal headroom (MW) | 0.20368 | 0.42061 | 0.32367 | 0.27764 | 0.21299 | 0.11779 | -0.023053 | -0.19978 | -0.42605 | -0.67958 | -1.3241 | -1.6233 | -1.9771 | -2.3258 | -2.649 | -3.3069 | -5.0095 | -5.5724 | -5.9141
Seabank | Radstock 33kV | Dinder | Primary | 11 | 51.2078 | -2.5859 | Consumer Transformation | Thermal headroom (MW) | 1.8091 | 1.8977 | 1.7854 | 1.7078 | 1.613 | 1.5029 | 1.3522 | 1.1959 | 1.008 | 0.80946 | 0.60743 | 0.40342 | 0.19481 | 0.0022586 | -0.1379 | -0.25784 | -0.60663 | -0.81828 | -0.71415
Seabank | Radstock 33kV | Dinder | Primary | 11 | 51.2078 | -2.5859 | Leading the Way | Thermal headroom (MW) | 1.8038 | 1.8949 | 1.7888 | 1.7059 | 1.6118 | 1.4858 | 1.3227 | 1.1519 | 0.93589 | 0.72503 | 0.50943 | 0.30219 | 0.10872 | -0.025509 | -0.08885 | -0.10571 | -0.53573 | -0.42456 | 0.014467
Seabank | Radstock 33kV | Dinder | Primary | 11 | 51.2078 | -2.5859 | Steady Progression | Thermal headroom (MW) | 1.833 | 2.0125 | 1.9953 | 2.0124 | 2.0242 | 2.0298 | 2.0182 | 1.997 | 1.958 | 1.9005 | 1.8209 | 1.7044 | 1.5766 | 1.4321 | 1.2697 | 1.1039 | 0.15327 | -0.30349 | -0.40915
Seabank | Radstock 33kV | Dinder | Primary | 11 | 51.2078 | -2.5859 | System Transformation | Thermal headroom (MW) | 1.822 | 1.9826 | 1.949 | 1.949 | 1.9379 | 1.9121 | 1.8548 | 1.7846 | 1.6849 | 1.5497 | 1.4039 | 1.2096 | 1.0063 | 0.76958 | 0.5374 | 0.27931 | -0.56888 | -0.66262 | -0.54448
Seabank | Radstock 33kV | Dinder | Primary | 11 | 51.2078 | -2.5859 | WPD Best View | Thermal headroom (MW) | 1.833 | 2.0125 | 1.9953 | 2.0124 | 2.0242 | 2.0298 | 2.0182 | 1.997 | 1.958 | 1.9005 | 1.8209 | 1.7044 | 1.5766 | 1.4321 | 1.2697 | 1.1039 | 0.15327 | -0.30349 | -0.40915
Seabank | Radstock 33kV | Evercreech | Primary | 11 | 51.1471 | -2.51 | Consumer Transformation | Thermal headroom (MW) | 3.2965 | 3.4751 | 3.2288 | 2.9168 | 2.6541 | 2.5195 | 2.2007 | 1.72 | 1.3136 | 1.0382 | 0.76788 | 0.49341 | 0.2576 | 0.013501 | -0.40481 | -0.82863 | -2.1722 | -2.2175 | -1.7539
Seabank | Radstock 33kV | Evercreech | Primary | 11 | 51.1471 | -2.51 | Leading the Way | Thermal headroom (MW) | 3.2861 | 3.4346 | 3.2006 | 2.8032 | 2.4876 | 2.3415 | 1.9288 | 1.3507 | 0.83525 | 0.51632 | 0.23652 | 0.025026 | -0.34987 | -0.73603 | -1.0937 | -1.3623 | -1.8349 | -1.4023 | -0.5245
Seabank | Radstock 33kV | Evercreech | Primary | 11 | 51.1471 | -2.51 | Steady Progression | Thermal headroom (MW) | 3.3429 | 3.7047 | 3.6501 | 3.569 | 3.5197 | 3.5631 | 3.5118 | 3.3499 | 3.2323 | 3.1664 | 3.0799 | 2.9402 | 2.7765 | 2.605 | 2.4169 | 2.2215 | 1.1123 | 0.22921 | 0.17875
Seabank | Radstock 33kV | Evercreech | Primary | 11 | 51.1471 | -2.51 | System Transformation | Thermal headroom (MW) | 3.3148 | 3.6258 | 3.5269 | 3.3617 | 3.2379 | 3.246 | 3.0697 | 2.7225 | 2.437 | 2.2821 | 2.0937 | 1.8431 | 1.5582 | 1.266 | 0.98212 | 0.71633 | -0.26395 | -0.547 | -0.20131
Seabank | Radstock 33kV | Evercreech | Primary | 11 | 51.1471 | -2.51 | WPD Best View | Thermal headroom (MW) | 3.3403 | 3.7026 | 3.6462 | 3.5615 | 3.5076 | 3.5468 | 3.4849 | 3.3109 | 3.1842 | 3.1042 | 3.0007 | 2.8367 | 2.6531 | 2.459 | 2.2501 | 2.0444 | 0.96849 | 0.25182 | 0.20254
Seabank | Radstock 33kV | Foxhills | Primary | 11 | 51.2894 | -2.4478 | Consumer Transformation | Thermal headroom (MW) | 3.2086 | 3.4058 | 3.1412 | 2.9902 | 2.8003 | 2.5193 | 2.1196 | 1.7142 | 1.334 | 0.84681 | -0.28243 | -1.2836 | -2.2967 | -3.3016 | -4.3426 | -5.7671 | -12.1334 | -13.1531 | -13.209
Seabank | Radstock 33kV | Foxhills | Primary | 11 | 51.2894 | -2.4478 | Leading the Way | Thermal headroom (MW) | 3.188 | 3.3885 | 3.1369 | 2.9756 | 2.7859 | 2.4771 | 2.0409 | 1.6036 | 0.84491 | 0.12407 | -0.83131 | -1.824 | -2.9 | -3.9124 | -5.3251 | -6.2188 | -11.1208 | -10.9632 | -9.2745
Seabank | Radstock 33kV | Foxhills | Primary | 11 | 51.2894 | -2.4478 | Steady Progression | Thermal headroom (MW) | 3.2665 | 3.6665 | 3.6059 | 3.6593 | 3.6781 | 3.6998 | 3.7015 | 3.693 | 3.6741 | 3.6335 | 3.5172 | 3.3555 | 3.1613 | 2.9438 | 2.3641 | 2.107 | -2.5004 | -6.0072 | -7.2679
Seabank | Radstock 33kV | Foxhills | Primary | 11 | 51.2894 | -2.4478 | System Transformation | Thermal headroom (MW) | 3.223 | 3.5912 | 3.4935 | 3.5042 | 3.4947 | 3.4656 | 3.3813 | 3.2787 | 3.1704 | 2.9955 | 2.7723 | 2.1252 | 1.8148 | 1.3687 | 0.67909 | -0.064507 | -6.8952 | -8.9453 | -9.0192
Seabank | Radstock 33kV | Foxhills | Primary | 11 | 51.2894 | -2.4478 | WPD Best View | Thermal headroom (MW) | 3.2178 | 3.4383 | 3.2012 | 3.0824 | 2.9386 | 2.7776 | 2.4935 | 2.2134 | 1.9193 | 1.3768 | 0.30077 | -0.64892 | -1.6257 | -2.5868 | -3.5906 | -4.9779 | -11.3236 | -12.5492 | -12.7406
Seabank | Radstock 33kV | High Littleton | Primary | 11 | 51.3306 | -2.5 | Consumer Transformation | Thermal headroom (MW) | 5.4787 | 5.5677 | 5.3149 | 5.1353 | 4.9694 | 4.7834 | 4.1529 | 3.8833 | 3.598 | 3.2864 | 2.9775 | 2.2904 | 1.7529 | 1.1739 | 0.23351 | -0.38271 | -3.311 | -4.6168 | -4.7532
Seabank | Radstock 33kV | High Littleton | Primary | 11 | 51.3306 | -2.5 | Leading the Way | Thermal headroom (MW) | 5.4691 | 5.5269 | 5.3218 | 5.1394 | 4.6188 | 4.4076 | 4.1242 | 3.8443 | 3.5292 | 3.1932 | 2.5167 | 2.0515 | 1.446 | 0.49549 | -0.10273 | -0.96908 | -2.6288 | -2.9613 | -2.4668
Seabank | Radstock 33kV | High Littleton | Primary | 11 | 51.3306 | -2.5 | Steady Progression | Thermal headroom (MW) | 5.5342 | 5.8116 | 5.7902 | 5.7788 | 5.8084 | 5.8279 | 5.8426 | 5.8401 | 5.8062 | 5.7506 | 5.6784 | 5.1837 | 5.0371 | 4.8696 | 4.6855 | 4.4795 | 2.5945 | 0.13793 | -0.82839
Seabank | Radstock 33kV | High Littleton | Primary | 11 | 51.3306 | -2.5 | System Transformation | Thermal headroom (MW) | 5.4991 | 5.7514 | 5.6564 | 5.6379 | 5.6343 | 5.6185 | 5.5398 | 5.4451 | 4.9662 | 4.8093 | 4.6362 | 4.4092 | 4.1382 | 3.4937 | 3.2037 | 2.564 | -0.34122 | -2.1112 | -2.7233
Seabank | Radstock 33kV | High Littleton | Primary | 11 | 51.3306 | -2.5 | WPD Best View | Thermal headroom (MW) | 5.4787 | 5.5677 | 5.3149 | 5.1353 | 4.9694 | 4.7834 | 4.1529 | 3.8833 | 3.598 | 3.2864 | 2.9775 | 2.2904 | 1.7529 | 1.1739 | 0.23351 | -0.38271 | -3.311 | -4.6168 | -4.7532
Seabank | Radstock 33kV | Keynsham East | Primary | 11 | 51.412 | -2.4921 | Consumer Transformation | Thermal headroom (MW) | 1.3702 | 1.5411 | 1.1713 | 0.88765 | 0.363 | -0.43713 | -1.1941 | -2.2455 | -3.1016 | -4.1678 | -5.7557 | -7.575 | -9.4469 | -11.504 | -13.6318 | -15.561 | -23.1838 | -25.7457 | -25.8714
Seabank | Radstock 33kV | Keynsham East | Primary | 11 | 51.412 | -2.4921 | Leading the Way | Thermal headroom (MW) | 1.3014 | 1.4244 | 1.1027 | 0.77529 | 0.13744 | -1.2395 | -2.4854 | -3.3051 | -4.6625 | -5.9436 | -7.7775 | -9.5053 | -11.3633 | -13.5367 | -15.7007 | -17.7521 | -22.053 | -22.7402 | -20.1777
Seabank | Radstock 33kV | Keynsham East | Primary | 11 | 51.412 | -2.4921 | Steady Progression | Thermal headroom (MW) | 1.4587 | 1.8599 | 1.764 | 1.6802 | 1.483 | 1.1031 | 0.89726 | 0.8625 | 0.74889 | 0.62263 | 0.46156 | 0.02081 | -0.80356 | -1.4729 | -2.6342 | -3.344 | -9.5288 | -16.2445 | -18.6303
Seabank | Radstock 33kV | Keynsham East | Primary | 11 | 51.412 | -2.4921 | System Transformation | Thermal headroom (MW) | 1.3861 | 1.748 | 1.5589 | 1.4656 | 1.1401 | 0.55362 | 0.1471 | 0.02664 | -0.1533 | -1.0043 | -1.6232 | -2.7171 | -3.8567 | -5.3204 | -6.9807 | -8.5123 | -17.2903 | -21.9422 | -22.4885
Seabank | Radstock 33kV | Keynsham East | Primary | 11 | 51.412 | -2.4921 | WPD Best View | Thermal headroom (MW) | 1.3715 | 1.5474 | 1.1843 | 0.90833 | 0.39319 | -0.44218 | -1.2159 | -2.2217 | -3.0692 | -4.1248 | -5.7009 | -7.5052 | -9.3622 | -11.4064 | -13.5251 | -15.4465 | -23.1056 | -25.7006 | -25.8122
Seabank | Radstock 33kV | Midsomer Norton | Primary | 11 | 51.2908 | -2.4841 | Consumer Transformation | Thermal headroom (MW) | 3.3216 | 3.8243 | 3.4961 | 3.3263 | 3.1146 | 2.7184 | 2.1991 | 1.6499 | 0.78011 | 0.020017 | -0.61424 | -1.9887 | -3.4668 | -5.1631 | -6.5907 | -8.011 | -14.0346 | -15.9263 | -15.9769
Seabank | Radstock 33kV | Midsomer Norton | Primary | 11 | 51.2908 | -2.4841 | Leading the Way | Thermal headroom (MW) | 3.2981 | 3.81 | 3.5364 | 3.3663 | 3.1493 | 2.7104 | 1.8076 | 1.1851 | 0.62943 | -0.2706 | -1.4575 | -3.152 | -4.5842 | -5.9331 | -7.5582 | -8.6404 | -11.9924 | -12.5307 | -10.3809
Seabank | Radstock 33kV | Midsomer Norton | Primary | 11 | 51.2908 | -2.4841 | Steady Progression | Thermal headroom (MW) | 3.3838 | 4.1727 | 4.1533 | 4.2772 | 4.3851 | 4.417 | 4.5176 | 4.4983 | 4.5426 | 4.4062 | 4.3622 | 4.1369 | 3.5345 | 3.2932 | 3.0166 | 2.7114 | -0.47409 | -4.9648 | -6.299
Seabank | Radstock 33kV | Midsomer Norton | Primary | 11 | 51.2908 | -2.4841 | System Transformation | Thermal headroom (MW) | 3.3407 | 4.0912 | 4.0378 | 4.1239 | 4.174 | 4.132 | 4.1206 | 3.9808 | 3.9093 | 3.204 | 2.9723 | 2.5714 | 2.1237 | 1.6705 | 0.87236 | 0.25 | -5.5164 | -7.8915 | -7.8656
Seabank | Radstock 33kV | Midsomer Norton | Primary | 11 | 51.2908 | -2.4841 | WPD Best View | Thermal headroom (MW) | 3.3341 | 3.8821 | 3.6055 | 3.4892 | 3.3433 | 3.0635 | 2.6781 | 2.2162 | 1.4949 | 0.85432 | 0.36154 | -0.86427 | -2.1552 | -3.7229 | -4.9857 | -6.2484 | -12.1319 | -14.5281 | -14.8161
Seabank | Radstock 33kV | Newbury | Primary | 11 | 51.2492 | -2.4322 | Consumer Transformation | Thermal headroom (MW) | 1.9207 | 2.0404 | 1.8112 | 1.6398 | 1.2582 | 1.091 | 0.78481 | 0.51542 | 0.18343 | -0.19559 | -0.60735 | -1.0899 | -1.6078 | -2.1123 | -2.6444 | -3.1805 | -4.9687 | -5.3378 | -5.0077
Seabank | Radstock 33kV | Newbury | Primary | 11 | 51.2492 | -2.4322 | Leading the Way | Thermal headroom (MW) | 1.9076 | 2.0373 | 1.8282 | 1.6832 | 1.2138 | 1.0257 | 0.63672 | 0.33782 | -0.015161 | -0.47233 | -0.96094 | -1.4299 | -1.9298 | -2.5071 | -3.0015 | -3.4558 | -4.4281 | -4.2009 | -3.2951
Seabank | Radstock 33kV | Newbury | Primary | 11 | 51.2492 | -2.4322 | Steady Progression | Thermal headroom (MW) | 1.9807 | 2.3008 | 2.2794 | 2.3229 | 2.2144 | 2.2622 | 2.2782 | 2.2879 | 2.2479 | 2.2093 | 2.1692 | 2.0579 | 1.9127 | 1.7487 | 1.563 | 1.3562 | -0.22671 | -1.9582 | -2.5293
Seabank | Radstock 33kV | Newbury | Primary | 11 | 51.2492 | -2.4322 | System Transformation | Thermal headroom (MW) | 1.9496 | 2.2373 | 2.1722 | 2.1932 | 1.9921 | 1.971 | 1.8523 | 1.7956 | 1.6484 | 1.4887 | 1.3442 | 1.0944 | 0.83999 | 0.53332 | 0.16331 | -0.20836 | -2.1844 | -3.1039 | -2.9108
Seabank | Radstock 33kV | Newbury | Primary | 11 | 51.2492 | -2.4322 | WPD Best View | Thermal headroom (MW) | 1.9807 | 2.3008 | 2.2794 | 2.3229 | 2.2144 | 2.2622 | 2.2782 | 2.2879 | 2.2479 | 2.2093 | 2.1692 | 2.0579 | 1.9127 | 1.7487 | 1.563 | 1.3562 | -0.22671 | -1.9582 | -2.5293
Seabank | Radstock 33kV | Paulton | Primary | 11 | 51.3107 | -2.5096 | Consumer Transformation | Thermal headroom (MW) | 2.3723 | 2.4557 | 2.2933 | 2.212 | 2.1218 | 2.0217 | 1.7241 | 1.4326 | 1.1454 | 0.8864 | 0.46423 | -0.1301 | -0.71916 | -1.6923 | -2.282 | -2.8694 | -5.0893 | -6.1051 | -6.0091
Seabank | Radstock 33kV | Paulton | Primary | 11 | 51.3107 | -2.5096 | Leading the Way | Thermal headroom (MW) | 2.3572 | 2.4423 | 2.2919 | 2.2025 | 2.1173 | 2.0066 | 1.6879 | 1.3704 | 1.0743 | 0.65081 | 0.13867 | -0.41564 | -1.3696 | -1.9672 | -2.5384 | -3.0781 | -4.4081 | -4.8013 | -3.9533
Seabank | Radstock 33kV | Paulton | Primary | 11 | 51.3107 | -2.5096 | Steady Progression | Thermal headroom (MW) | 2.4031 | 2.6021 | 2.5669 | 2.5988 | 2.6265 | 2.6493 | 2.6323 | 2.6052 | 2.5736 | 2.5229 | 2.456 | 2.3479 | 2.2177 | 2.0886 | 1.9311 | 1.783 | -0.15978 | -1.934 | -2.8109
Seabank | Radstock 33kV | Paulton | Primary | 11 | 51.3107 | -2.5096 | System Transformation | Thermal headroom (MW) | 2.3838 | 2.5612 | 2.5083 | 2.5273 | 2.532 | 2.5223 | 2.4564 | 2.3824 | 2.278 | 2.171 | 2.0251 | 1.8463 | 1.6599 | 1.4421 | 0.78337 | 0.38923 | -1.8177 | -3.1819 | -3.0944
Seabank | Radstock 33kV | Paulton | Primary | 11 | 51.3107 | -2.5096 | WPD Best View | Thermal headroom (MW) | 2.3723 | 2.4557 | 2.2933 | 2.212 | 2.1218 | 2.0217 | 1.7241 | 1.4326 | 1.1454 | 0.8864 | 0.46423 | -0.1301 | -0.71916 | -1.6923 | -2.282 | -2.8694 | -5.0893 | -6.1051 | -6.0091
Seabank | Radstock 33kV | Peasedown | Primary | 11 | 51.3174 | -2.4309 | Consumer Transformation | Thermal headroom (MW) | 1.3137 | 1.3574 | 1.1714 | 1.0441 | 0.90489 | 0.73273 | 0.47625 | 0.21866 | -0.068282 | -0.36392 | -0.67909 | -1.0055 | -1.3609 | -2.0188 | -2.2736 | -2.4842 | -3.4344 | -4.3201 | -4.3309
Seabank | Radstock 33kV | Peasedown | Primary | 11 | 51.3174 | -2.4309 | Leading the Way | Thermal headroom (MW) | 1.2991 | 1.3404 | 1.1665 | 1.0363 | 0.89361 | 0.69624 | 0.42615 | 0.15285 | -0.14372 | -0.47851 | -0.78136 | -1.1072 | -1.7327 | -1.9419 | -2.046 | -2.131 | -3.0869 | -3.5451 | -2.9992
Seabank | Radstock 33kV | Peasedown | Primary | 11 | 51.3174 | -2.4309 | Steady Progression | Thermal headroom (MW) | 1.3537 | 1.5333 | 1.4944 | 1.5078 | 1.5173 | 1.5111 | 1.4903 | 1.4557 | 1.3968 | 1.315 | 1.1936 | 1.0364 | 0.86906 | 0.66266 | 0.45441 | 0.22072 | -1.5136 | -2.4308 | -3.0494
Seabank | Radstock 33kV | Peasedown | Primary | 11 | 51.3174 | -2.4309 | System Transformation | Thermal headroom (MW) | 1.3257 | 1.4851 | 1.4223 | 1.4096 | 1.3886 | 1.351 | 1.2713 | 1.1621 | 1.0114 | 0.84793 | 0.65022 | 0.39672 | 0.10196 | -0.20677 | -0.88238 | -1.2318 | -2.4632 | -3.1591 | -3.0876
Seabank | Radstock 33kV | Peasedown | Primary | 11 | 51.3174 | -2.4309 | WPD Best View | Thermal headroom (MW) | 1.3176 | 1.3687 | 1.1942 | 1.0795 | 0.95775 | 0.80462 | 0.57427 | 0.34598 | 0.086862 | -0.17954 | -0.4727 | -0.77885 | -1.078 | -1.7409 | -2.0191 | -2.2648 | -3.1984 | -4.1905 | -4.2384
Seabank | Radstock 33kV | Shepton Mallet | Primary | 11 | 51.1929 | -2.5452 | Consumer Transformation | Thermal headroom (MW) | 4.1893 | 4.6741 | 4.3573 | 4.222 | 4.094 | 3.886 | 3.5511 | 3.2291 | 2.8899 | 2.5288 | 1.7541 | 0.89961 | -0.12828 | -1.1308 | -2.1379 | -3.4873 | -7.4137 | -8.2957 | -8.2014
Seabank | Radstock 33kV | Shepton Mallet | Primary | 11 | 51.1929 | -2.5452 | Leading the Way | Thermal headroom (MW) | 4.1738 | 4.6529 | 4.37 | 4.2231 | 4.1061 | 3.8821 | 3.5159 | 3.191 | 2.4634 | 2.0664 | 1.3959 | 0.44706 | -0.54146 | -1.554 | -2.826 | -3.6373 | -6.0326 | -5.832 | -4.1098
Seabank | Radstock 33kV | Shepton Mallet | Primary | 11 | 51.1929 | -2.5452 | Steady Progression | Thermal headroom (MW) | 4.2507 | 4.9925 | 4.9615 | 5.0734 | 5.2033 | 5.3187 | 5.4346 | 5.5161 | 5.569 | 5.5971 | 5.5956 | 5.5173 | 5.4139 | 5.2875 | 4.7973 | 4.6533 | 2.444 | -1.0227 | -2.3454
Seabank | Radstock 33kV | Shepton Mallet | Primary | 11 | 51.1929 | -2.5452 | System Transformation | Thermal headroom (MW) | 4.2106 | 4.9109 | 4.8233 | 4.8954 | 4.9757 | 5.0358 | 5.0234 | 4.9994 | 4.9544 | 4.8566 | 4.7116 | 4.1499 | 3.9234 | 3.6719 | 3.4218 | 2.8608 | -1.4223 | -3.4599 | -3.5218
Seabank | Radstock 33kV | Shepton Mallet | Primary | 11 | 51.1929 | -2.5452 | WPD Best View | Thermal headroom (MW) | 4.2507 | 4.9925 | 4.9615 | 5.0734 | 5.2033 | 5.3187 | 5.4346 | 5.5161 | 5.569 | 5.5971 | 5.5956 | 5.5173 | 5.4139 | 5.2875 | 4.7973 | 4.6533 | 2.444 | -1.0227 | -2.3454
Seabank | Weston 33kV | Weston 33kV | Bulk Supply Point | 33 | 51.3455 | -2.9559 | Consumer Transformation | Thermal headroom (MW) | -1.1381 | 0.50117 | -1.9895 | -3.7023 | -6.2699 | -10.0489 | -14.2685 | -17.0575 | -20.3102 | -23.5108 | -27.3507 | -31.844 | -35.9866 | -40.2537 | -44.2866 | -48.7399 | -64.3213 | -70.6023 | -69.9054
Seabank | Weston 33kV | Weston 33kV | Bulk Supply Point | 33 | 51.3455 | -2.9559 | Leading the Way | Thermal headroom (MW) | -1.2648 | 0.18211 | -2.0989 | -4.0525 | -7.0423 | -11.2094 | -16.004 | -18.8776 | -22.017 | -25.3547 | -29.4263 | -32.8712 | -36.0465 | -39.1885 | -42.6984 | -45.3338 | -55.5898 | -57.2046 | -50.0844
Seabank | Weston 33kV | Weston 33kV | Bulk Supply Point | 33 | 51.3455 | -2.9559 | Steady Progression | Thermal headroom (MW) | -0.74239 | 2.5373 | 1.9943 | 1.9207 | 1.4156 | 0.89319 | 0.64938 | 0.53616 | 0.27211 | -0.17138 | -0.94926 | -2.134 | -3.7778 | -5.3712 | -7.0504 | -8.7891 | -19.3879 | -28.4883 | -32.0304
Seabank | Weston 33kV | Weston 33kV | Bulk Supply Point | 33 | 51.3455 | -2.9559 | System Transformation | Thermal headroom (MW) | -0.98198 | 2.0042 | 0.96059 | 0.60726 | -0.58067 | -1.7203 | -2.8297 | -3.5546 | -4.4654 | -5.977 | -7.7547 | -9.9741 | -12.3518 | -14.8816 | -18.0073 | -20.6755 | -31.2997 | -36.3001 | -35.2211
Seabank | Weston 33kV | Weston 33kV | Bulk Supply Point | 33 | 51.3455 | -2.9559 | WPD Best View | Thermal headroom (MW) | -0.89548 | 2.1604 | 1.1985 | 0.93388 | -0.15153 | -1.1733 | -2.0827 | -2.5798 | -3.2542 | -4.4767 | -5.975 | -7.9114 | -9.9894 | -12.201 | -14.9043 | -17.1861 | -28.243 | -34.7443 | -34.7057
Seabank | Weston 33kV | Bournville | Primary | 11 | 51.3273 | -2.9669 | Consumer Transformation | Thermal headroom (MW) | -1.2232 | -0.80686 | -1.1443 | -1.3551 | -1.52 | -1.6564 | -1.9805 | -2.3122 | -2.7 | -3.1094 | -3.4806 | -3.9527 | -4.3425 | -4.7079 | -5.3195 | -6.0878 | -8.8544 | -9.7919 | -9.712
Seabank | Weston 33kV | Bournville | Primary | 11 | 51.3273 | -2.9669 | Leading the Way | Thermal headroom (MW) | -1.2315 | -0.83863 | -1.1332 | -1.373 | -1.5426 | -1.688 | -2.0402 | -2.3887 | -2.7785 | -3.1879 | -3.5444 | -3.8347 | -4.0427 | -4.5303 | -5.1698 | -5.7547 | -7.4413 | -7.6823 | -6.5472
Seabank | Weston 33kV | Bournville | Primary | 11 | 51.3273 | -2.9669 | Steady Progression | Thermal headroom (MW) | -1.1792 | -0.53579 | -0.59053 | -0.56202 | -0.47512 | -0.37132 | -0.27538 | -0.20946 | -0.16094 | -0.13932 | -0.16846 | -0.26541 | -0.39094 | -0.53393 | -0.7096 | -0.88137 | -1.9785 | -2.8691 | -2.9744
Seabank | Weston 33kV | Bournville | Primary | 11 | 51.3273 | -2.9669 | System Transformation | Thermal headroom (MW) | -1.2016 | -0.59177 | -0.71185 | -0.72027 | -0.68293 | -0.61034 | -0.57988 | -0.58594 | -0.60755 | -0.71442 | -0.8458 | -1.0691 | -1.296 | -1.5712 | -1.8464 | -2.1147 | -3.1177 | -3.7225 | -3.5422
Seabank | Weston 33kV | Bournville | Primary | 11 | 51.3273 | -2.9669 | WPD Best View | Thermal headroom (MW) | -1.199 | -0.58688 | -0.70012 | -0.70538 | -0.6602 | -0.57792 | -0.53584 | -0.53139 | -0.53286 | -0.59374 | -0.69027 | -0.87093 | -1.0579 | -1.2971 | -1.5345 | -1.7743 | -2.8213 | -3.5491 | -3.4524
Seabank | Weston 33kV | East Brent | Primary | 11 | 51.2773 | -2.9294 | Consumer Transformation | Thermal headroom (MW) | 0.84915 | 0.90613 | 0.68889 | 0.52764 | 0.32877 | 0.1091 | -0.1757 | -0.47384 | -0.80362 | -1.1771 | -1.5412 | -1.9506 | -2.3245 | -2.6514 | -2.8977 | -3.0989 | -3.688 | -4.0512 | -3.8976
Seabank | Weston 33kV | East Brent | Primary | 11 | 51.2773 | -2.9294 | Leading the Way | Thermal headroom (MW) | 0.83799 | 0.90303 | 0.69821 | 0.51966 | 0.31717 | 0.068948 | -0.2404 | -0.55827 | -0.93307 | -1.3372 | -1.7572 | -2.1485 | -2.4797 | -2.7059 | -2.829 | -2.867 | -3.6331 | -3.4695 | -2.7943
Seabank | Weston 33kV | East Brent | Primary | 11 | 51.2773 | -2.9294 | Steady Progression | Thermal headroom (MW) | 0.89546 | 1.123 | 1.0852 | 1.0971 | 1.0988 | 1.083 | 1.0501 | 0.99128 | 0.90282 | 0.77956 | 0.62449 | 0.40717 | 0.15799 | -0.11492 | -0.40956 | -0.71995 | -2.5203 | -3.4585 | -3.7207
Seabank | Weston 33kV | East Brent | Primary | 11 | 51.2773 | -2.9294 | System Transformation | Thermal headroom (MW) | 0.86764 | 1.0667 | 0.99811 | 0.97467 | 0.92806 | 0.86187 | 0.73927 | 0.57987 | 0.38707 | 0.14434 | -0.14434 | -0.50179 | -0.90063 | -1.3231 | -1.7928 | -2.2709 | -3.8172 | -4.0612 | -3.9114
Seabank | Weston 33kV | East Brent | Primary | 11 | 51.2773 | -2.9294 | WPD Best View | Thermal headroom (MW) | 0.89583 | 1.1176 | 1.074 | 1.0793 | 1.0644 | 1.0403 | 0.98592 | 0.90086 | 0.7836 | 0.62632 | 0.43185 | 0.16624 | -0.14085 | -0.46495 | -0.80324 | -1.1934 | -2.8953 | -3.6002 | -3.7705
Seabank | Weston 33kV | Lypstone Farm | Primary | 11 | 51.3516 | -2.9162 | Consumer Transformation | Thermal headroom (MW) | 0.12006 | 0.44058 | -0.45253 | -1.0708 | -1.7585 | -3.2363 | -4.9467 | -5.7205 | -6.8491 | -7.5957 | -8.4306 | -9.4765 | -10.4075 | -11.6431 | -12.768 | -14.0873 | -19.6468 | -21.7384 | -21.9003
Seabank | Weston 33kV | Lypstone Farm | Primary | 11 | 51.3516 | -2.9162 | Leading the Way | Thermal headroom (MW) | 0.062971 | 0.26663 | -0.61943 | -1.3102 | -2.0907 | -3.6121 | -5.7573 | -6.4639 | -7.1677 | -7.8261 | -8.3951 | -9.0757 | -9.3542 | -9.6725 | -10.9688 | -11.7418 | -14.8749 | -16.2063 | -14.6349
Seabank | Weston 33kV | Lypstone Farm | Primary | 11 | 51.3516 | -2.9162 | Steady Progression | Thermal headroom (MW) | 0.21441 | 1.0013 | 0.68545 | 0.53062 | 0.37665 | 0.20092 | 0.078373 | 0.10785 | 0.10732 | 0.095067 | 0.058353 | -0.026026 | -0.51582 | -0.77895 | -1.0813 | -1.3238 | -2.9104 | -4.3042 | -4.5944
Seabank | Weston 33kV | Lypstone Farm | Primary | 11 | 51.3516 | -2.9162 | System Transformation | Thermal headroom (MW) | 0.15356 | 0.83096 | 0.326 | 0.086182 | -0.217 | -0.50512 | -0.832 | -0.86017 | -0.92033 | -1.3734 | -1.4942 | -1.735 | -2.0264 | -2.4127 | -3.1727 | -3.431 | -5.2869 | -5.8106 | -5.5373
Seabank | Weston 33kV | Lypstone Farm | Primary | 11 | 51.3516 | -2.9162 | WPD Best View | Thermal headroom (MW) | 0.15356 | 0.83096 | 0.326 | 0.086182 | -0.217 | -0.50512 | -0.832 | -0.86017 | -0.92033 | -1.3734 | -1.4942 | -1.735 | -2.0264 | -2.4127 | -3.1727 | -3.431 | -5.2869 | -5.8106 | -5.5373
Seabank | Weston 33kV | Weston Central | Primary | 11 | 51.3459 | -2.9782 | Consumer Transformation | Thermal headroom (MW) | 11.9447 | 12.3901 | 12.1501 | 12.0043 | 11.8196 | 11.6576 | 11.4088 | 11.2004 | 10.945 | 10.6454 | 10.2659 | 9.8617 | 9.5179 | 9.1758 | 8.5849 | 7.8118 | 5.0812 | 3.9436 | 3.7413
Seabank | Weston 33kV | Weston Central | Primary | 11 | 51.3459 | -2.9782 | Leading the Way | Thermal headroom (MW) | 11.9328 | 12.356 | 12.1707 | 11.9758 | 11.7491 | 11.5978 | 11.3375 | 11.1221 | 10.824 | 10.5181 | 10.1172 | 9.8153 | 9.5548 | 9.0391 | 8.4353 | 7.851 | 5.9948 | 5.5552 | 6.4907
Seabank | Weston 33kV | Weston Central | Primary | 11 | 51.3459 | -2.9782 | Steady Progression | Thermal headroom (MW) | 12.0097 | 12.6475 | 12.6321 | 12.6878 | 12.7285 | 12.8498 | 12.9311 | 13.0097 | 13.0822 | 13.1263 | 13.1575 | 13.0743 | 12.9663 | 12.8498 | 12.7053 | 12.529 | 11.3266 | 9.7962 | 8.5858
Seabank | Weston 33kV | Weston Central | Primary | 11 | 51.3459 | -2.9782 | System Transformation | Thermal headroom (MW) | 11.9718 | 12.5764 | 12.5127 | 12.5336 | 12.4853 | 12.5509 | 12.5426 | 12.5321 | 12.4979 | 12.44 | 12.3019 | 12.0751 | 11.8328 | 11.5681 | 11.2867 | 10.9627 | 9.8954 | 8.4198 | 8.2309
Seabank | Weston 33kV | Weston Central | Primary | 11 | 51.3459 | -2.9782 | WPD Best View | Thermal headroom (MW) | 11.9718 | 12.5764 | 12.5127 | 12.5336 | 12.4853 | 12.5509 | 12.5426 | 12.5321 | 12.4979 | 12.44 | 12.3019 | 12.0751 | 11.8328 | 11.5681 | 11.2867 | 10.9627 | 9.8954 | 8.4198 | 8.2309
Seabank | Weston 33kV | Weston Locking Rd | Primary | 11 | 51.3464 | -2.956 | Consumer Transformation | Thermal headroom (MW) | 16.9829 | 17.3515 | 16.6349 | 16.1342 | 14.7631 | 12.5947 | 10.6979 | 9.7515 | 8.8009 | 7.8268 | 6.1604 | 4.2062 | 2.2607 | 0.22255 | -1.2458 | -2.768 | -7.5395 | -9.3203 | -8.7054
Seabank | Weston 33kV | Weston Locking Rd | Primary | 11 | 51.3464 | -2.956 | Leading the Way | Thermal headroom (MW) | 16.9448 | 17.2105 | 16.5694 | 16.0045 | 14.2682 | 11.7587 | 9.6774 | 8.6714 | 7.7117 | 6.6106 | 4.636 | 3.2077 | 1.3684 | -0.053602 | -1.1184 | -1.9752 | -4.2874 | -4.7856 | -2.6377
Seabank | Weston 33kV | Weston Locking Rd | Primary | 11 | 51.3464 | -2.956 | Steady Progression | Thermal headroom (MW) | 17.0714 | 17.8651 | 17.705 | 17.5921 | 16.9211 | 16.1789 | 15.8648 | 15.7178 | 15.551 | 15.3754 | 15.0092 | 14.6581 | 14.2867 | 13.8992 | 13.6028 | 13.2758 | 11.2844 | 7.9774 | 6.6084
Seabank | Weston 33kV | Weston Locking Rd | Primary | 11 | 51.3464 | -2.956 | System Transformation | Thermal headroom (MW) | 17.0126 | 17.7346 | 17.3882 | 17.2311 | 16.2115 | 15.1065 | 14.4402 | 14.1747 | 13.8832 | 13.5254 | 12.8548 | 12.2413 | 11.6548 | 11.1466 | 10.4266 | 9.9109 | 6.8765 | 4.8724 | 5.4361
Seabank | Weston 33kV | Weston Locking Rd | Primary | 11 | 51.3464 | -2.956 | WPD Best View | Thermal headroom (MW) | 17.0126 | 17.7346 | 17.3882 | 17.2311 | 16.2115 | 15.0848 | 14.3996 | 14.129 | 13.8256 | 13.45 | 12.7322 | 12.0744 | 11.4682 | 10.9442 | 10.214 | 9.8154 | 6.8765 | 4.8724 | 5.4361

## Generation headroom
Associated GSP Group | Bulk Supply Point | Substation | Supply Level | Voltage Level (kV) | Latitude | Longitude | Scenario | Units | Limiting constraint | 2020 | 2021 | 2022 | 2023 | 2024 | 2025 | 2026 | 2027 | 2028 | 2029 | 2030 | 2031 | 2032 | 2033 | 2034 | 2035 | 2040 | 2045 | 2050
Abham_Exeter _Landulph | Ernesettle 33kV | Ernesettle 33kV | Bulk Supply Point | 33 | 50.4228 | -4.1881 | Consumer Transformation | Headroom (MW) | Thermal | -4.7426 | -27.2227 | -27.8372 | -29.002 | -30.3221 | -32.1807 | -34.7823 | -37.3107 | -39.8862 | -42.6031 | -45.8069 | -48.6623 | -51.4759 | -54.2123 | -37.1784 | -20.6725 | -35.7907 | -52.4509 | -67.7436
Abham_Exeter _Landulph | Ernesettle 33kV | Ernesettle 33kV | Bulk Supply Point | 33 | 50.4228 | -4.1881 | Leading the Way | Headroom (MW) | Thermal | -4.5821 | -26.7797 | -26.9843 | -27.6811 | -28.4341 | -29.0447 | -30.4069 | -31.7435 | -33.3112 | -34.8443 | -36.3229 | -37.6471 | -38.8555 | -40.0155 | -21.3494 | -4.5794 | -2.742 | -9.3761 | -15.5391
Abham_Exeter _Landulph | Ernesettle 33kV | Ernesettle 33kV | Bulk Supply Point | 33 | 50.4228 | -4.1881 | Steady Progression | Headroom (MW) | Thermal | -4.584 | -26.726 | -26.8674 | -27.3203 | -27.7863 | -28.0921 | -31.6487 | -35.2123 | -38.8039 | -42.4275 | -45.9387 | -49.141 | -52.8203 | -56.4498 | -58.3603 | -58.8504 | -64.2382 | -69.3869 | -74.1258
Abham_Exeter _Landulph | Ernesettle 33kV | Ernesettle 33kV | Bulk Supply Point | 33 | 50.4228 | -4.1881 | System Transformation | Headroom (MW) | Thermal | -4.6136 | -26.8473 | -27.1024 | -27.8108 | -28.5642 | -29.2617 | -30.5721 | -31.8455 | -33.3042 | -34.7078 | -36.0741 | -37.4078 | -38.695 | -39.9187 | -21.3698 | -2.7818 | -7.3718 | -13.6156 | -19.8488
Abham_Exeter _Landulph | Ernesettle 33kV | Ernesettle 33kV | Bulk Supply Point | 33 | 50.4228 | -4.1881 | WPD Best View | Headroom (MW) | Thermal | -4.6849 | -6.554 | -7.0046 | -8.0243 | -9.1237 | -10.4687 | -12.499 | -14.4887 | -16.5899 | -18.7643 | -21.1735 | -23.37 | -25.5223 | -27.595 | -9.9111 | 7.4648 | -2.8805 | -15.2679 | -26.9079
Abham_Exeter _Landulph | Ernesettle 33kV | Alexandra Road | Primary | 11 | 50.4081 | -4.1355 | Consumer Transformation | Headroom (MW) | Thermal | 8.5841 | 8.2934 | 8.2313 | 8.0518 | 7.8615 | 7.5538 | 7.154 | 6.7335 | 6.2952 | 5.8345 | 5.2766 | 4.7751 | 4.2592 | 3.7538 | 3.3023 | 2.789 | 0.61789 | -1.509 | -3.4128
Abham_Exeter _Landulph | Ernesettle 33kV | Alexandra Road | Primary | 11 | 50.4081 | -4.1355 | Leading the Way | Headroom (MW) | N/A | 8.6259 | 8.37 | 8.3725 | 8.2565 | 8.1488 | 7.9886 | 7.735 | 7.4336 | 7.071 | 6.7121 | 6.3297 | 6.019 | 5.7219 | 5.4365 | 5.2221 | 5.0297 | 3.9627 | 3.0611 | 2.2576
Abham_Exeter _Landulph | Ernesettle 33kV | Alexandra Road | Primary | 11 | 50.4081 | -4.1355 | Steady Progression | Headroom (MW) | N/A | 8.6013 | 8.3571 | 8.3572 | 8.2882 | 8.2201 | 8.1569 | 8.0796 | 8.0101 | 7.9219 | 7.8301 | 7.7362 | 7.6426 | 7.5405 | 7.4396 | 7.341 | 7.2413 | 6.9143 | 6.6444 | 6.2224
Abham_Exeter _Landulph | Ernesettle 33kV | Alexandra Road | Primary | 11 | 50.4081 | -4.1355 | System Transformation | Headroom (MW) | N/A | 8.6087 | 8.3498 | 8.3428 | 8.2348 | 8.1303 | 7.9977 | 7.822 | 7.6327 | 7.4243 | 7.2154 | 7.0043 | 6.7945 | 6.5832 | 6.3722 | 6.1697 | 5.9794 | 5.1901 | 4.4294 | 3.7354
Abham_Exeter _Landulph | Ernesettle 33kV | Alexandra Road | Primary | 11 | 50.4081 | -4.1355 | WPD Best View | Headroom (MW) | Thermal | 8.5841 | 8.2934 | 8.2313 | 8.0518 | 7.8615 | 7.5538 | 7.154 | 6.7335 | 6.2952 | 5.8345 | 5.2766 | 4.7751 | 4.2592 | 3.7538 | 3.3023 | 2.789 | 0.61789 | -1.509 | -3.4128
Abham_Exeter _Landulph | Ernesettle 33kV | Ernesettle B & S | Primary | 11 | 50.4231 | -4.1882 | Consumer Transformation | Headroom (MW) | Thermal | 0.10461 | 0.067243 | 0.07452 | 0.073838 | 0.076805 | 0.083514 | 0.09621 | 0.11654 | 0.1447 | 0.12151 | 0.11511 | 0.1222 | 0.13598 | 0.15457 | 0.17409 | 0.19053 | 0.2916 | 0.13646 | -0.12401
Abham_Exeter _Landulph | Ernesettle 33kV | Ernesettle B & S | Primary | 11 | 50.4231 | -4.1882 | Leading the Way | Headroom (MW) | Thermal | 0.1045 | 0.067216 | 0.074992 | 0.076963 | 0.081507 | 0.091033 | 0.10837 | 0.13417 | 0.17112 | 0.16021 | 0.17314 | 0.18701 | 0.22207 | 0.24868 | 0.28488 | 0.28706 | 0.14551 | -0.12775 | -0.53014
Abham_Exeter _Landulph | Ernesettle 33kV | Ernesettle B & S | Primary | 11 | 50.4231 | -4.1882 | Steady Progression | Headroom (MW) | N/A | 0.10234 | 0.062338 | 0.064342 | 0.05759 | 0.051701 | 0.047681 | 0.044697 | 0.04463 | 0.048452 | 0.054903 | 0.065116 | 0.077996 | 0.09677 | 0.11971 | 0.1464 | 0.17901 | 0.40879 | 0.62917 | 0.5358
Abham_Exeter _Landulph | Ernesettle 33kV | Ernesettle B & S | Primary | 11 | 50.4231 | -4.1882 | System Transformation | Headroom (MW) | N/A | 0.10383 | 0.063499 | 0.066652 | 0.060869 | 0.05708 | 0.055094 | 0.057106 | 0.062991 | 0.071991 | 0.086637 | 0.10787 | 0.13711 | 0.1731 | 0.21943 | 0.27497 | 0.33431 | 0.65706 | 0.70774 | 0.51624
Abham_Exeter _Landulph | Ernesettle 33kV | Ernesettle B & S | Primary | 11 | 50.4231 | -4.1882 | WPD Best View | Headroom (MW) | Thermal | 0.10419 | 0.065364 | 0.070704 | 0.068135 | 0.068118 | 0.071184 | 0.079698 | 0.094175 | 0.11495 | 0.082984 | 0.070273 | 0.057801 | 0.06331 | 0.065613 | 0.082768 | 0.090662 | 0.11402 | 0.031299 | -0.2301
Abham_Exeter _Landulph | Ernesettle 33kV | Merrivale | Primary | 11 | 50.4136 | -4.1556 | Consumer Transformation | Headroom (MW) | Thermal | 9.1626 | 8.7594 | 8.6053 | 8.356 | 8.0874 | 7.6105 | 7.0271 | 6.4753 | 5.9384 | 5.3752 | 4.6913 | 4.0983 | 3.5183 | 2.969 | 2.3876 | 1.5991 | -2.094 | -6.1143 | -11.0383
Abham_Exeter _Landulph | Ernesettle 33kV | Merrivale | Primary | 11 | 50.4136 | -4.1556 | Leading the Way | Headroom (MW) | N/A | 9.1926 | 8.8658 | 8.8044 | 8.6839 | 8.5566 | 8.3986 | 8.1547 | 7.9439 | 7.7238 | 7.5341 | 7.3451 | 7.1584 | 6.9781 | 6.8013 | 6.6026 | 6.362 | 3.666 | 2.2779 | 1.0531
Abham_Exeter _Landulph | Ernesettle 33kV | Merrivale | Primary | 11 | 50.4136 | -4.1556 | Steady Progression | Headroom (MW) | N/A | 9.1986 | 8.8814 | 8.843 | 8.7457 | 8.6624 | 8.5634 | 8.471 | 8.3585 | 8.2514 | 8.1335 | 8.0023 | 7.8822 | 7.7668 | 7.663 | 7.5652 | 7.4675 | 7.0894 | 6.8217 | 6.2615
Abham_Exeter _Landulph | Ernesettle 33kV | Merrivale | Primary | 11 | 50.4136 | -4.1556 | System Transformation | Headroom (MW) | N/A | 9.1929 | 8.8526 | 8.7815 | 8.6388 | 8.4867 | 8.3043 | 8.033 | 7.7639 | 7.4636 | 7.1701 | 6.8716 | 6.5832 | 6.3089 | 6.0556 | 5.816 | 5.554 | 4.4294 | 3.2616 | 0.82066
Abham_Exeter _Landulph | Ernesettle 33kV | Merrivale | Primary | 11 | 50.4136 | -4.1556 | WPD Best View | Headroom (MW) | Thermal | 9.1622 | 8.7579 | 8.6023 | 8.3508 | 8.0792 | 7.5984 | 7.0109 | 6.4527 | 5.9066 | 5.332 | 4.6355 | 4.0264 | 3.4306 | 2.8673 | 2.2761 | 1.4852 | -2.1105 | -6.0203 | -10.9012
Abham_Exeter _Landulph | Ernesettle 33kV | Southway | Primary | 11 | 50.4334 | -4.1202 | Consumer Transformation | Headroom (MW) | Thermal | 6.6901 | 6 | 5.8722 | 5.5742 | 5.241 | 4.75 | 4.1665 | 3.5787 | 2.9641 | 2.3272 | 1.5667 | 0.88349 | 0.19854 | -0.49369 | -1.1168 | -1.8378 | -5.1355 | -9.8653 | -12.9467
Abham_Exeter _Landulph | Ernesettle 33kV | Southway | Primary | 11 | 50.4334 | -4.1202 | Leading the Way | Headroom (MW) | Thermal | 6.7156 | 6.0946 | 6.0471 | 5.865 | 5.6443 | 5.3906 | 5.0355 | 4.667 | 4.2166 | 3.7696 | 3.31 | 2.8924 | 2.4966 | 2.1109 | 1.8156 | -0.29605 | 7.8055 | 6.1696 | 4.6228
Abham_Exeter _Landulph | Ernesettle 33kV | Southway | Primary | 11 | 50.4334 | -4.1202 | Steady Progression | Headroom (MW) | Thermal | 6.7227 | 6.1078 | 6.0687 | 5.9206 | 5.756 | 5.5865 | 2.3459 | -0.89714 | -4.1481 | -7.4016 | -10.5095 | -13.2915 | -16.5513 | -19.7883 | -21.3406 | -21.497 | -25.8987 | -30.495 | -33.3503
Abham_Exeter _Landulph | Ernesettle 33kV | Southway | Primary | 11 | 50.4334 | -4.1202 | System Transformation | Headroom (MW) | Thermal | 6.7102 | 6.0826 | 6.0224 | 5.8168 | 5.5869 | 5.3457 | 5.0115 | 4.7011 | 4.3471 | 3.9984 | 3.6645 | 3.3253 | 2.9947 | 2.6781 | 2.3851 | 2.1019 | 0.90633 | -1.7344 | -3.0065
Abham_Exeter _Landulph | Ernesettle 33kV | Southway | Primary | 11 | 50.4334 | -4.1202 | WPD Best View | Headroom (MW) | Thermal | 6.6935 | 6.0181 | 5.8988 | 5.6211 | 5.3107 | 4.8901 | 4.37 | 3.8572 | 3.3265 | 2.7811 | 2.1731 | 1.6137 | 1.0635 | 0.53557 | 0.0095874 | -0.58563 | -3.2987 | -7.524 | -10.2233
Abham_Exeter _Landulph | Ernesettle 33kV | Tavistock | Primary | 11 | 50.5535 | -4.1617 | Consumer Transformation | Headroom (MW) | Thermal | 3.5041 | 3.1177 | 2.9251 | 2.6169 | 2.2149 | 1.8381 | 1.0639 | 0.32888 | -0.4374 | -1.2188 | -2.1094 | -2.9372 | -3.7361 | -4.5053 | -5.2753 | -6.1409 | -10.7068 | -14.6578 | -18.276
Abham_Exeter _Landulph | Ernesettle 33kV | Tavistock | Primary | 11 | 50.5535 | -4.1617 | Leading the Way | Headroom (MW) | Thermal | 3.5443 | 3.2345 | 3.1586 | 2.9389 | 2.7036 | 2.7241 | 2.2967 | 1.9142 | 1.4293 | 0.98058 | 0.58042 | 0.20741 | -0.11685 | -0.41023 | -0.7051 | -1.0081 | -2.8159 | -4.5653 | -6.0873
Abham_Exeter _Landulph | Ernesettle 33kV | Tavistock | Primary | 11 | 50.5535 | -4.1617 | Steady Progression | Headroom (MW) | N/A | 3.5532 | 3.2633 | 3.2197 | 3.1271 | 3.0291 | 3.094 | 2.9974 | 2.9036 | 2.7998 | 2.6807 | 2.5469 | 2.3693 | 2.1877 | 2.0159 | 1.8527 | 1.7014 | 1.2188 | 0.99973 | 0.44208
Abham_Exeter _Landulph | Ernesettle 33kV | Tavistock | Primary | 11 | 50.5535 | -4.1617 | System Transformation | Headroom (MW) | Thermal | 3.5376 | 3.2236 | 3.141 | 2.9656 | 2.7864 | 2.732 | 2.3364 | 1.9668 | 1.5148 | 1.0915 | 0.68747 | 0.29123 | -0.098479 | -0.4763 | -0.8358 | -1.1756 | -2.6369 | -3.8809 | -5.0073
Abham_Exeter _Landulph | Ernesettle 33kV | Tavistock | Primary | 11 | 50.5535 | -4.1617 | WPD Best View | Headroom (MW) | Thermal | 3.5377 | 3.2245 | 3.1431 | 2.9055 | 2.6623 | 2.6082 | 2.2126 | 1.8407 | 1.3868 | 0.96901 | 0.5749 | 0.19012 | -0.18844 | -0.55557 | -0.90808 | -1.2446 | -2.7914 | -4.3526 | -5.7391
Abham_Exeter _Landulph | Ernesettle 33kV | Yelverton | Primary | 11 | 50.4942 | -4.0821 | Consumer Transformation | Headroom (MW) | N/A | 9.2177 | 9.0514 | 8.9661 | 8.8371 | 8.708 | 8.4952 | 8.2217 | 7.9681 | 7.7206 | 7.469 | 7.1646 | 6.9076 | 6.66 | 6.4211 | 6.1757 | 5.8678 | 4.3764 | 2.6994 | 1.1945
Abham_Exeter _Landulph | Ernesettle 33kV | Yelverton | Primary | 11 | 50.4942 | -4.0821 | Leading the Way | Headroom (MW) | N/A | 9.2407 | 9.0998 | 9.0698 | 9.0094 | 8.9427 | 8.8742 | 8.7745 | 8.6753 | 8.5889 | 8.5109 | 8.4505 | 8.4004 | 8.3544 | 8.309 | 8.2564 | 8.1863 | 7.6344 | 6.9486 | 6.2851
Abham_Exeter _Landulph | Ernesettle 33kV | Yelverton | Primary | 11 | 50.4942 | -4.0821 | Steady Progression | Headroom (MW) | N/A | 9.2436 | 9.1138 | 9.0914 | 9.0522 | 9.0061 | 8.9712 | 8.9245 | 8.8798 | 8.8345 | 8.7866 | 8.732 | 8.6901 | 8.651 | 8.6121 | 8.5867 | 8.5692 | 8.5409 | 8.5248 | 8.2745
Abham_Exeter _Landulph | Ernesettle 33kV | Yelverton | Primary | 11 | 50.4942 | -4.0821 | System Transformation | Headroom (MW) | N/A | 9.2391 | 9.0925 | 9.055 | 8.9841 | 8.9002 | 8.8153 | 8.6796 | 8.5388 | 8.3858 | 8.2419 | 8.1019 | 7.9725 | 7.8554 | 7.7441 | 7.6462 | 7.5645 | 7.2225 | 6.741 | 6.2329
Abham_Exeter _Landulph | Ernesettle 33kV | Yelverton | Primary | 11 | 50.4942 | -4.0821 | WPD Best View | Headroom (MW) | N/A | 9.2391 | 9.0925 | 9.055 | 8.9841 | 8.9002 | 8.8153 | 8.6796 | 8.5388 | 8.3858 | 8.2419 | 8.1019 | 7.9725 | 7.8554 | 7.7441 | 7.6462 | 7.5645 | 7.2225 | 6.741 | 6.2329
Abham_Exeter _Landulph | Exeter City 33kV | Exeter City 33kV | Bulk Supply Point | 33 | 50.7122 | -3.5283 | Consumer Transformation | Headroom (MW) | Thermal | 1.1177 | -1.4939 | -2.2227 | -4.0174 | -6.0139 | -9.4399 | -14.1639 | -18.3492 | -23.2583 | -27.8011 | -34.7435 | -41.0316 | -47.1528 | -54.0654 | -64.8499 | -54.4114 | -91.7591 | -137.1018 | -176.0434
Abham_Exeter _Landulph | Exeter City 33kV | Exeter City 33kV | Bulk Supply Point | 33 | 50.7122 | -3.5283 | Leading the Way | Headroom (MW) | Thermal | 1.2873 | -1.1697 | -1.3735 | -2.5548 | -3.4024 | -4.2209 | -6.8781 | -7.6381 | -10.512 | -13.7236 | -18.024 | -22.4078 | -25.1822 | -33.1897 | -39.5262 | -29.8828 | -45.7467 | -51.5992 | -75.644
Abham_Exeter _Landulph | Exeter City 33kV | Exeter City 33kV | Bulk Supply Point | 33 | 50.7122 | -3.5283 | Steady Progression | Headroom (MW) | Thermal | 1.3176 | -0.66493 | -1.2897 | -1.8633 | -2.4519 | -10.1604 | -13.1838 | -15.7303 | -32.0575 | -34.7728 | -37.4592 | -46.0962 | -47.6919 | -49.3713 | -50.3201 | -52.6381 | -55.8849 | -60.1786 | -67.4385
Abham_Exeter _Landulph | Exeter City 33kV | Exeter City 33kV | Bulk Supply Point | 33 | 50.7122 | -3.5283 | System Transformation | Headroom (MW) | Thermal | 1.2671 | -0.8278 | -1.1356 | -2.0139 | -3.0205 | -4.229 | -6.406 | -8.4399 | -11.0757 | -13.6136 | -16.0799 | -19.8053 | -23.3453 | -26.7548 | -32.332 | -17.2383 | -27.9564 | -45.7412 | -61.6579
Abham_Exeter _Landulph | Exeter City 33kV | Exeter City 33kV | Bulk Supply Point | 33 | 50.7122 | -3.5283 | WPD Best View | Headroom (MW) | Thermal | 1.2671 | -0.82692 | -1.0624 | -1.8309 | -2.6974 | -10.8217 | -13.0951 | -15.1887 | -30.879 | -33.3195 | -36.5001 | -46.5661 | -49.2133 | -52.6985 | -58.325 | -63.0697 | -75.4579 | -94.6235 | -111.5765
Abham_Exeter _Landulph | Exeter City 33kV | Athelstan Road | Primary | 11 | 50.7234 | -3.5226 | Consumer Transformation | Headroom (MW) | Thermal | 11.5478 | 11.2108 | 11.0803 | 10.8514 | 10.6007 | 10.2481 | 9.768 | 9.4787 | 9.032 | 8.5504 | 8.0225 | 7.5247 | 7.0454 | 6.5919 | 6.0904 | 5.5214 | 2.644 | -0.4027 | -3.1832
Abham_Exeter _Landulph | Exeter City 33kV | Athelstan Road | Primary | 11 | 50.7234 | -3.5226 | Leading the Way | Headroom (MW) | N/A | 11.5484 | 11.2997 | 11.2411 | 11.0985 | 10.9817 | 10.8435 | 10.5684 | 10.6577 | 10.4826 | 10.286 | 10.0878 | 9.8804 | 9.654 | 9.459 | 9.2154 | 8.9683 | 7.7056 | 6.3841 | 5.2319
Abham_Exeter _Landulph | Exeter City 33kV | Athelstan Road | Primary | 11 | 50.7234 | -3.5226 | Steady Progression | Headroom (MW) | N/A | 11.5472 | 11.3007 | 11.2819 | 11.1846 | 11.0957 | 11.0087 | 10.9104 | 10.9143 | 10.8162 | 10.7117 | 10.5962 | 10.4824 | 10.3902 | 10.3055 | 10.2135 | 10.1366 | 9.7194 | 9.4038 | 8.8727
Abham_Exeter _Landulph | Exeter City 33kV | Athelstan Road | Primary | 11 | 50.7234 | -3.5226 | System Transformation | Headroom (MW) | N/A | 11.5477 | 11.2864 | 11.2251 | 11.0787 | 10.9267 | 10.7664 | 10.5182 | 10.4527 | 10.1849 | 9.9208 | 9.6554 | 9.4063 | 9.1773 | 8.9771 | 8.7478 | 8.5296 | 7.4894 | 6.4149 | 5.4207
Abham_Exeter _Landulph | Exeter City 33kV | Athelstan Road | Primary | 11 | 50.7234 | -3.5226 | WPD Best View | Headroom (MW) | N/A | 11.5472 | 11.3014 | 11.2819 | 11.1846 | 11.0957 | 11.0087 | 10.9104 | 10.9143 | 10.8162 | 10.7117 | 10.5962 | 10.4824 | 10.3902 | 10.3055 | 10.2135 | 10.1366 | 9.7194 | 9.4038 | 8.8727
Abham_Exeter _Landulph | Exeter City 33kV | Cowley Road | Primary | 11 | 50.7356 | -3.5411 | Consumer Transformation | Headroom (MW) | Thermal | 9.1983 | 8.9326 | 8.9238 | 8.7319 | 8.667 | 8.2459 | 7.5861 | 7.0036 | 5.8599 | 5.2648 | 4.5455 | 3.8524 | 3.185 | 2.5096 | 1.907 | 1.224 | -4.253 | -10.6416 | -13.9575
Abham_Exeter _Landulph | Exeter City 33kV | Cowley Road | Primary | 11 | 50.7356 | -3.5411 | Leading the Way | Headroom (MW) | Thermal | 9.1984 | 8.7804 | 8.7718 | 8.5222 | 8.4577 | 8.3948 | 7.7626 | 7.7038 | 7.5466 | 7.4946 | 7.3259 | 7.0986 | 6.8482 | 5.1994 | 3.9405 | 1.8734 | 0.231 | -2.7533 | -4.1418
Abham_Exeter _Landulph | Exeter City 33kV | Cowley Road | Primary | 11 | 50.7356 | -3.5411 | Steady Progression | Headroom (MW) | N/A | 9.1983 | 8.9325 | 8.9235 | 8.857 | 8.7916 | 8.7275 | 8.4938 | 8.432 | 8.2154 | 8.1562 | 7.95 | 7.8935 | 7.8386 | 7.7822 | 7.7304 | 7.6805 | 7.3969 | 7.0248 | 6.4206
Abham_Exeter _Landulph | Exeter City 33kV | Cowley Road | Primary | 11 | 50.7356 | -3.5411 | System Transformation | Headroom (MW) | Thermal | 9.1983 | 8.9352 | 8.9263 | 8.8599 | 8.7947 | 8.7307 | 8.5664 | 8.2569 | 7.872 | 7.5189 | 7.1561 | 6.8172 | 6.4816 | 6.1588 | 5.8785 | 5.6044 | 2.4481 | -0.14231 | -1.2524
Abham_Exeter _Landulph | Exeter City 33kV | Cowley Road | Primary | 11 | 50.7356 | -3.5411 | WPD Best View | Headroom (MW) | N/A | 9.1983 | 8.9351 | 8.9261 | 8.8597 | 8.7946 | 8.7307 | 8.6681 | 8.6069 | 8.5268 | 8.4687 | 8.4125 | 8.3584 | 8.2927 | 8.1847 | 8.078 | 7.9813 | 7.538 | 5.6642 | 4.9863
Abham_Exeter _Landulph | Exeter City 33kV | Crediton | Primary | 11 | 50.7909 | -3.6687 | Consumer Transformation | Headroom (MW) | Thermal | 9.7933 | 9.527 | 9.4031 | 9.2001 | 8.96 | 8.5894 | 8.1293 | 7.6917 | 7.2618 | 6.8033 | 6.2738 | 5.7816 | 5.2975 | 4.8279 | 4.3503 | 3.7952 | 1.2531 | -1.299 | -3.5532
Abham_Exeter _Landulph | Exeter City 33kV | Crediton | Primary | 11 | 50.7909 | -3.6687 | Leading the Way | Headroom (MW) | N/A | 9.8313 | 9.6135 | 9.5529 | 9.4577 | 9.3078 | 9.1381 | 8.9119 | 8.7118 | 8.4834 | 8.2716 | 8.0713 | 7.8861 | 7.7178 | 7.5344 | 7.3474 | 7.1607 | 6.1209 | 5.1636 | 4.4043
Abham_Exeter _Landulph | Exeter City 33kV | Crediton | Primary | 11 | 50.7909 | -3.6687 | Steady Progression | Headroom (MW) | N/A | 9.8318 | 9.6307 | 9.0945 | 9.0293 | 8.968 | 8.9102 | 8.8326 | 8.7512 | 8.6697 | 8.5771 | 8.423 | 8.3227 | 8.2352 | 8.1476 | 8.0641 | 7.9795 | 7.6818 | 7.4322 | 7.0678
Abham_Exeter _Landulph | Exeter City 33kV | Crediton | Primary | 11 | 50.7909 | -3.6687 | System Transformation | Headroom (MW) | N/A | 9.8266 | 9.607 | 9.5447 | 9.4448 | 9.3174 | 9.1739 | 8.9566 | 8.7398 | 8.4867 | 8.2378 | 7.9928 | 7.7595 | 7.5354 | 7.3095 | 7.0924 | 6.8792 | 5.9944 | 5.1301 | 4.4179
Abham_Exeter _Landulph | Exeter City 33kV | Crediton | Primary | 11 | 50.7909 | -3.6687 | WPD Best View | Headroom (MW) | N/A | 9.8266 | 9.607 | 9.5447 | 9.4448 | 9.3174 | 9.1739 | 8.9566 | 8.7398 | 8.4867 | 8.2378 | 7.9928 | 7.7595 | 7.5354 | 7.3095 | 7.0924 | 6.8792 | 5.9944 | 5.1301 | 4.4179
Abham_Exeter _Landulph | Exeter City 33kV | Exminster | Primary | 11 | 50.6762 | -3.4938 | Consumer Transformation | Headroom (MW) | Thermal | 2.6556 | 2.5526 | 2.6041 | 2.5729 | 2.4677 | 2.3192 | 2.1282 | 1.993 | 1.8145 | 1.6334 | 1.4179 | 1.2143 | -0.33018 | -1.3656 | -1.5426 | -3.5756 | -6.1678 | -9.8552 | -14.815
Abham_Exeter _Landulph | Exeter City 33kV | Exminster | Primary | 11 | 50.6762 | -3.4938 | Leading the Way | Headroom (MW) | Thermal | 2.6736 | 2.603 | 2.7375 | 2.7697 | 2.7275 | 2.6945 | 2.6207 | 2.6343 | 2.5723 | 0.69841 | 0.65108 | -0.75141 | -0.79074 | -2.1936 | -2.228 | -4.1012 | -6.8255 | -10.2416 | -14.5025
Abham_Exeter _Landulph | Exeter City 33kV | Exminster | Primary | 11 | 50.6762 | -3.4938 | Steady Progression | Headroom (MW) | Thermal | 2.6753 | 2.6049 | 2.6701 | 2.684 | 2.6657 | 2.6455 | 2.6249 | 2.6279 | 2.6066 | 2.5874 | 2.5564 | 2.5336 | 2.5139 | 2.5089 | 2.5012 | 2.4966 | 1.1605 | 1.2179 | -0.35872
Abham_Exeter _Landulph | Exeter City 33kV | Exminster | Primary | 11 | 50.6762 | -3.4938 | System Transformation | Headroom (MW) | Thermal | 2.672 | 2.5895 | 2.6816 | 2.6837 | 2.6271 | 2.567 | 2.4656 | 2.4244 | 2.3215 | 2.2208 | 2.1151 | 2.0278 | 0.59147 | 0.52508 | 0.46416 | -1.4043 | -2.9817 | -4.7387 | -7.9102
Abham_Exeter _Landulph | Exeter City 33kV | Exminster | Primary | 11 | 50.6762 | -3.4938 | WPD Best View | Headroom (MW) | Thermal | 2.655 | 2.5514 | 2.6016 | 2.5688 | 2.4614 | 2.3103 | 2.1154 | 1.975 | 1.7904 | 1.5996 | 1.3747 | 1.1587 | -0.3984 | -1.4468 | -1.634 | -3.6751 | -6.2475 | -9.8411 | -14.7595
Abham_Exeter _Landulph | Exeter City 33kV | Folly Bridge | Primary | 11 | 50.7763 | -3.6794 | Consumer Transformation | Headroom (MW) | Thermal | 2.0214 | 1.8862 | 1.8476 | 1.7693 | 1.6846 | 1.5522 | 1.3962 | 1.2458 | 1.1085 | 0.96587 | 0.81066 | 0.68132 | 0.56127 | 0.46079 | 0.34507 | 0.19411 | -1.5905 | -2.8653 | -4.1012
Abham_Exeter _Landulph | Exeter City 33kV | Folly Bridge | Primary | 11 | 50.7763 | -3.6794 | Leading the Way | Headroom (MW) | Thermal | 2.0347 | 1.93 | 1.9233 | 1.8792 | 1.8485 | 1.8214 | 1.7655 | 1.7335 | 1.6882 | 1.6732 | 1.6863 | 1.6845 | 1.6974 | 1.714 | 1.724 | 1.7096 | 1.3311 | -0.21672 | -0.9886
Abham_Exeter _Landulph | Exeter City 33kV | Folly Bridge | Primary | 11 | 50.7763 | -3.6794 | Steady Progression | Headroom (MW) | N/A | 2.0399 | 1.9421 | 1.9228 | 1.8971 | 1.8737 | 1.8344 | 1.8127 | 1.7822 | 1.7632 | 1.7362 | 1.7128 | 1.6993 | 1.6899 | 1.6896 | 1.6944 | 1.7057 | 1.8344 | 1.9496 | 1.7411
Abham_Exeter _Landulph | Exeter City 33kV | Folly Bridge | Primary | 11 | 50.7763 | -3.6794 | System Transformation | Headroom (MW) | N/A | 2.0368 | 1.9215 | 1.907 | 1.8505 | 1.8018 | 1.7511 | 1.6591 | 1.5824 | 1.4836 | 1.4018 | 1.3398 | 1.271 | 1.2253 | 1.1923 | 1.1697 | 1.1621 | 1.1623 | 0.87672 | 0.39722
Abham_Exeter _Landulph | Exeter City 33kV | Folly Bridge | Primary | 11 | 50.7763 | -3.6794 | WPD Best View | Headroom (MW) | Thermal | 2.036 | 1.9101 | 1.8937 | 1.8433 | 1.7833 | 1.7152 | 1.6169 | 1.5282 | 1.4238 | 1.3322 | 1.258 | 1.1755 | 1.125 | 1.0799 | 1.0458 | 1.015 | -0.10961 | -0.69901 | -1.3911
Abham_Exeter _Landulph | Exeter City 33kV | Haven Road | Primary | 11 | 50.717 | -3.5308 | Consumer Transformation | Headroom (MW) | Thermal | 20.0978 | 19.9237 | 19.6747 | 19.3593 | 19.0182 | 18.4584 | 17.573 | 16.4971 | 15.4228 | 14.2983 | 13.0324 | 11.8084 | 10.602 | 9.396 | 8.2142 | 5.85 | -0.66707 | -6.0669 | -11.6947
Abham_Exeter _Landulph | Exeter City 33kV | Haven Road | Primary | 11 | 50.717 | -3.5308 | Leading the Way | Headroom (MW) | N/A | 20.0179 | 19.9437 | 19.8416 | 19.7139 | 19.5673 | 19.3994 | 18.8147 | 18.7316 | 18.3285 | 17.9631 | 17.5264 | 16.9988 | 17.5103 | 16.9778 | 16.4635 | 15.9609 | 13.3201 | 12.0243 | 10.2459
Abham_Exeter _Landulph | Exeter City 33kV | Haven Road | Primary | 11 | 50.717 | -3.5308 | Steady Progression | Headroom (MW) | N/A | 16.6788 | 16.638 | 16.5973 | 16.551 | 16.5121 | 16.4733 | 16.414 | 16.3464 | 16.2589 | 16.157 | 15.8182 | 15.5092 | 15.3933 | 15.2783 | 15.1649 | 15.0523 | 14.4691 | 13.9805 | 13.5712
Abham_Exeter _Landulph | Exeter City 33kV | Haven Road | Primary | 11 | 50.717 | -3.5308 | System Transformation | Headroom (MW) | N/A | 19.4519 | 19.3739 | 19.2662 | 19.1294 | 18.9659 | 18.7795 | 18.4282 | 18.0843 | 17.6661 | 17.2552 | 16.8327 | 16.3453 | 15.7673 | 15.1912 | 14.6278 | 14.0881 | 11.6304 | 10.4452 | 8.7027
Abham_Exeter _Landulph | Exeter City 33kV | Haven Road | Primary | 11 | 50.717 | -3.5308 | WPD Best View | Headroom (MW) | N/A | 19.1706 | 19.1237 | 19.0769 | 19.0236 | 18.979 | 18.9343 | 18.8662 | 18.7885 | 18.6879 | 18.5709 | 18.1814 | 17.8262 | 17.693 | 17.5609 | 17.4305 | 17.3011 | 16.6307 | 16.0692 | 15.1927
Abham_Exeter _Landulph | Exeter City 33kV | Lapford | Primary | 11 | 50.8524 | -3.8095 | Consumer Transformation | Headroom (MW) | Thermal | 0.49964 | 0.37424 | 0.32399 | 0.22608 | 0.14187 | -0.007503 | -0.19438 | -0.35945 | -0.52252 | -0.67899 | -0.88381 | -1.0422 | -1.1893 | -1.3417 | -2.331 | -2.5222 | -3.6555 | -7.3386 | -8.7578
Abham_Exeter _Landulph | Exeter City 33kV | Lapford | Primary | 11 | 50.8524 | -3.8095 | Leading the Way | Headroom (MW) | Thermal | 0.50859 | 0.40898 | 0.39222 | 0.35648 | 0.31638 | 0.27895 | 0.21702 | 0.16048 | 0.10835 | 0.08051 | 0.058553 | 0.051072 | 0.060792 | 0.052387 | 0.058173 | -1.7857 | -3.0912 | -3.871 | -4.6769
Abham_Exeter _Landulph | Exeter City 33kV | Lapford | Primary | 11 | 50.8524 | -3.8095 | Steady Progression | Headroom (MW) | N/A | 0.50908 | 0.41782 | 0.40314 | 0.37869 | 0.34681 | 0.32649 | 0.29635 | 0.26621 | 0.23797 | 0.21099 | 0.18931 | 0.16203 | 0.14921 | 0.13576 | 0.13929 | 0.14762 | 0.26316 | 0.38418 | 0.14549
Abham_Exeter _Landulph | Exeter City 33kV | Lapford | Primary | 11 | 50.8524 | -3.8095 | System Transformation | Headroom (MW) | Thermal | 0.50666 | 0.40124 | 0.37779 | 0.33068 | 0.27303 | 0.21285 | 0.12116 | 0.024686 | -0.07873 | -0.16994 | -0.25491 | -0.33592 | -0.39567 | -0.45163 | -0.48852 | -0.51191 | -0.57969 | -2.277 | -2.7622
Abham_Exeter _Landulph | Exeter City 33kV | Lapford | Primary | 11 | 50.8524 | -3.8095 | WPD Best View | Headroom (MW) | Thermal | 0.50629 | 0.40095 | 0.37721 | 0.32986 | 0.27168 | 0.211 | 0.11806 | 0.020096 | -0.084614 | -0.17788 | -0.26559 | -0.3507 | -0.41475 | -0.47656 | -0.52067 | -0.55074 | -0.64179 | -2.2963 | -2.7575
Abham_Exeter _Landulph | Exeter City 33kV | Marsh Barton | Primary | 11 | 50.706 | -3.5307 | Consumer Transformation | Headroom (MW) | Thermal | 3.9482 | 3.6211 | 3.4712 | 3.2268 | 2.9755 | 2.6416 | 2.1661 | 1.7238 | 1.2789 | 0.77079 | 0.2408 | -0.28012 | -0.79169 | -1.308 | -1.8139 | -2.3671 | -5.2651 | -9.6961 | -12.5645
Abham_Exeter _Landulph | Exeter City 33kV | Marsh Barton | Primary | 11 | 50.706 | -3.5307 | Leading the Way | Headroom (MW) | Thermal | 3.9778 | 3.7274 | 3.6596 | 3.5358 | 3.398 | 3.3317 | 3.1543 | 3.0155 | 2.8615 | 2.6526 | 2.4813 | 2.2926 | 2.1082 | 1.9211 | -0.10284 | -0.31543 | 3.2695 | 1.8836 | 0.65362
Abham_Exeter _Landulph | Exeter City 33kV | Marsh Barton | Primary | 11 | 50.706 | -3.5307 | Steady Progression | Headroom (MW) | Thermal | 3.9855 | 3.7403 | 3.7109 | 3.626 | 3.5574 | -3.6737 | -5.7796 | -7.8877 | -23.3364 | -25.4819 | -26.9833 | -34.8909 | -36.0036 | -37.1094 | -37.5534 | -37.6099 | -37.8742 | -38.1111 | -38.6202
Abham_Exeter _Landulph | Exeter City 33kV | Marsh Barton | Primary | 11 | 50.706 | -3.5307 | System Transformation | Headroom (MW) | N/A | 3.974 | 3.7152 | 3.6453 | 3.509 | 3.3527 | 3.2408 | 3.0152 | 2.8086 | 2.5671 | 2.2811 | 2.0285 | 1.7679 | 1.5322 | 1.313 | 1.0856 | 0.88478 | 4.795 | 2.36 | 1.359
Abham_Exeter _Landulph | Exeter City 33kV | Marsh Barton | Primary | 11 | 50.706 | -3.5307 | WPD Best View | Headroom (MW) | Thermal | 3.9848 | 3.7302 | 3.6997 | 3.6035 | 3.5344 | -3.7027 | -4.8077 | -5.9011 | -20.3396 | -21.4695 | -22.1939 | -29.4147 | -29.5093 | -29.5908 | -29.6678 | -29.7438 | -30.2336 | -32.1703 | -32.9282
Abham_Exeter _Landulph | Exeter City 33kV | Newton St Cyres | Primary | 11 | 50.7753 | -3.569 | Consumer Transformation | Headroom (MW) | Thermal | 2.9196 | 2.8249 | 2.7811 | 2.7073 | 2.6364 | 2.5248 | 2.3651 | 2.2235 | 2.0973 | 1.9876 | 1.8362 | 1.6697 | 1.5381 | 0.043172 | -1.897 | -2.0999 | -5.2296 | -7.9508 | -11.5275
Abham_Exeter _Landulph | Exeter City 33kV | Newton St Cyres | Primary | 11 | 50.7753 | -3.569 | Leading the Way | Headroom (MW) | Thermal | 2.9286 | 2.8688 | 2.8496 | 2.8393 | 2.8152 | 2.8059 | 2.7669 | 2.7474 | 2.7222 | 2.7294 | 1.3576 | -0.017694 | -0.018835 | -1.4133 | -1.4582 | -3.2933 | -5.1673 | -9.5213 | -13.1336
Abham_Exeter _Landulph | Exeter City 33kV | Newton St Cyres | Primary | 11 | 50.7753 | -3.569 | Steady Progression | Headroom (MW) | N/A | 2.9373 | 2.8653 | 2.8618 | 2.837 | 2.8151 | 2.8047 | 2.7944 | 2.7768 | 2.7621 | 2.7501 | 2.7425 | 2.7415 | 2.75 | 2.7675 | 2.7942 | 2.8334 | 3.1045 | 1.9697 | 0.40454
Abham_Exeter _Landulph | Exeter City 33kV | Newton St Cyres | Primary | 11 | 50.7753 | -3.569 | System Transformation | Headroom (MW) | Thermal | 2.9258 | 2.8585 | 2.8283 | 2.8007 | 2.7541 | 2.7155 | 2.637 | 2.5656 | 2.4799 | 2.4048 | 2.3522 | 2.3186 | 2.2954 | 0.91143 | -0.8973 | -0.8692 | -2.0614 | -3.6682 | -5.5341
Abham_Exeter _Landulph | Exeter City 33kV | Newton St Cyres | Primary | 11 | 50.7753 | -3.569 | WPD Best View | Headroom (MW) | Thermal | 2.9256 | 2.8592 | 2.8297 | 2.8031 | 2.7577 | 2.7207 | 2.6437 | 2.5744 | 2.4922 | 2.4209 | 2.3722 | 2.3427 | 2.3235 | 0.94068 | -0.87036 | -0.84765 | -2.1067 | -3.7216 | -5.5808
Abham_Exeter _Landulph | Exeter City 33kV | St Thomas | Primary | 11 | 50.7199 | -3.5459 | Consumer Transformation | Headroom (MW) | Thermal | 10.4885 | 10.1102 | 9.9169 | 9.6031 | 9.2751 | 8.7779 | 8.0865 | 7.4356 | 6.7832 | 6.1162 | 4.4796 | 2.3954 | 1.699 | 0.99918 | -2.3447 | -4.983 | -11.4777 | -20.5577 | -28.4135
Abham_Exeter _Landulph | Exeter City 33kV | St Thomas | Primary | 11 | 50.7199 | -3.5459 | Leading the Way | Headroom (MW) | Thermal | 10.5334 | 10.2037 | 10.1286 | 9.9822 | 9.8512 | 9.6916 | 9.424 | 9.1814 | 7.536 | 7.3147 | 5.729 | 5.485 | 3.057 | 1.4574 | -0.5835 | -2.6388 | -7.8557 | -14.6939 | -21.3107
Abham_Exeter _Landulph | Exeter City 33kV | St Thomas | Primary | 11 | 50.7199 | -3.5459 | Steady Progression | Headroom (MW) | N/A | 10.5419 | 10.2729 | 10.2304 | 10.1388 | 10.0431 | 9.9653 | 9.8729 | 9.7559 | 9.6467 | 9.5196 | 9.384 | 9.256 | 9.1525 | 9.0477 | 8.9632 | 7.0676 | 6.802 | 5.2642 | 4.7002
Abham_Exeter _Landulph | Exeter City 33kV | St Thomas | Primary | 11 | 50.7199 | -3.5459 | System Transformation | Headroom (MW) | Thermal | 10.5293 | 10.2318 | 10.1338 | 9.9588 | 9.7871 | 9.5757 | 9.2353 | 8.8974 | 8.501 | 8.134 | 7.7798 | 6.0653 | 5.7393 | 5.4425 | 3.3339 | 1.251 | -2.0958 | -6.1202 | -10.0848
Abham_Exeter _Landulph | Exeter City 33kV | St Thomas | Primary | 11 | 50.7199 | -3.5459 | WPD Best View | Headroom (MW) | Thermal | 10.5374 | 10.2519 | 10.1885 | 10.062 | 9.9414 | 9.7992 | 9.6201 | 9.4415 | 9.2485 | 9.0688 | 7.9782 | 6.415 | 6.2232 | 6.0411 | 3.2306 | 1.2552 | -1.9785 | -7.6597 | -12.7114
Abham_Exeter _Landulph | Exeter City 33kV | Witheridge | Primary | 11 | 50.9033 | -3.7049 | Consumer Transformation | Headroom (MW) | Thermal | -0.82351 | -0.91601 | -0.94523 | -1.0156 | -1.0755 | -1.1843 | -1.3365 | -1.4509 | -1.563 | -1.6811 | -2.6874 | -2.8054 | -2.9383 | -3.047 | -3.996 | -4.1225 | -6.0242 | -9.1021 | -12.1493
Abham_Exeter _Landulph | Exeter City 33kV | Witheridge | Primary | 11 | 50.9033 | -3.7049 | Leading the Way | Headroom (MW) | Thermal | -0.81662 | -0.91523 | -0.92864 | -0.95604 | -0.98067 | -1.0113 | -1.0524 | -1.0869 | -1.1239 | -1.1316 | -1.1674 | -1.184 | -1.1946 | -2.0666 | -2.071 | -2.0955 | -3.4594 | -5.0615 | -6.7298
Abham_Exeter _Landulph | Exeter City 33kV | Witheridge | Primary | 11 | 50.9033 | -3.7049 | Steady Progression | Headroom (MW) | Thermal | -0.81759 | -0.88974 | -0.89443 | -0.91343 | -0.94033 | -0.95584 | -0.97159 | -0.99643 | -1.0193 | -1.0416 | -1.0609 | -1.0821 | -1.0903 | -1.0933 | -1.0888 | -1.0824 | -1.0134 | -0.97613 | -1.173
Abham_Exeter _Landulph | Exeter City 33kV | Witheridge | Primary | 11 | 50.9033 | -3.7049 | System Transformation | Headroom (MW) | Thermal | -0.81911 | -0.89457 | -0.91408 | -0.95125 | -0.98916 | -1.0377 | -1.1023 | -1.1718 | -1.2427 | -1.3014 | -1.3651 | -1.4165 | -1.4633 | -1.4924 | -1.5143 | -1.5263 | -2.4317 | -2.696 | -3.0859
Abham_Exeter _Landulph | Exeter City 33kV | Witheridge | Primary | 11 | 50.9033 | -3.7049 | WPD Best View | Headroom (MW) | Thermal | -0.81911 | -0.89457 | -0.91408 | -0.95125 | -0.98916 | -1.0377 | -1.1023 | -1.1718 | -1.2427 | -1.3014 | -1.3651 | -1.4165 | -1.4633 | -1.4924 | -1.5143 | -1.5263 | -2.4317 | -2.696 | -3.0859
Abham_Exeter _Landulph | Exeter Main 33kV | Exeter Main 33kV | Bulk Supply Point | 33 | 50.7666 | -3.406 | Consumer Transformation | Headroom (MW) | Thermal | 3.8706 | 2.9409 | 2.7389 | 2.0374 | 1.0254 | -0.41693 | -2.3299 | -4.2196 | -6.1957 | -40.1535 | -44.8292 | -47.0197 | -53.2161 | -56.6689 | -61.3486 | -70.8797 | -87.7542 | -111.636 | -133.8535
Abham_Exeter _Landulph | Exeter Main 33kV | Exeter Main 33kV | Bulk Supply Point | 33 | 50.7666 | -3.406 | Leading the Way | Headroom (MW) | Thermal | 3.9674 | 3.2644 | 3.41 | 3.0678 | 2.6224 | -38.6533 | -39.9955 | -42.4179 | -43.5117 | -49.8475 | -52.2627 | -55.8587 | -60.6279 | -66.3194 | -71.2678 | -77.1867 | -93.0515 | -111.0163 | -126.6422
Abham_Exeter _Landulph | Exeter Main 33kV | Exeter Main 33kV | Bulk Supply Point | 33 | 50.7666 | -3.406 | Steady Progression | Headroom (MW) | Thermal | 3.9952 | 3.3961 | 3.4746 | 3.4115 | 3.1721 | 3.0127 | 2.6166 | 2.436 | 1.9615 | 1.6802 | 1.1637 | 0.8934 | 0.62699 | 0.42499 | -1.5903 | -1.7542 | -8.6904 | -16.136 | -23.3083
Abham_Exeter _Landulph | Exeter Main 33kV | Exeter Main 33kV | Bulk Supply Point | 33 | 50.7666 | -3.406 | System Transformation | Headroom (MW) | Thermal | 3.9592 | 3.3698 | 3.4061 | 3.1464 | 2.5802 | 2.0998 | 1.2172 | 0.38345 | -0.73517 | -33.6761 | -36.0713 | -37.0509 | -42.0782 | -44.3307 | -46.9339 | -53.1298 | -61.639 | -75.1149 | -87.0299
Abham_Exeter _Landulph | Exeter Main 33kV | Exeter Main 33kV | Bulk Supply Point | 33 | 50.7666 | -3.406 | WPD Best View | Headroom (MW) | Thermal | 3.9592 | 3.3698 | 3.4061 | 3.1464 | 2.5802 | 2.0998 | 1.2172 | 0.38345 | -0.73517 | -1.8299 | -4.2252 | -5.2048 | -10.2321 | -12.4846 | -15.0878 | -21.2836 | -29.7929 | -43.2688 | -55.1838
Abham_Exeter _Landulph | Exeter Main 33kV | Core Hill | Primary | 11 | 50.7024 | -3.2465 | Consumer Transformation | Headroom (MW) | Thermal | 3.5769 | 3.6652 | 3.8338 | 3.9488 | 3.8115 | 3.6312 | 3.4001 | 3.1886 | 2.9705 | 2.7284 | 2.4262 | 2.1481 | 1.8908 | 1.6203 | 1.3498 | 1.0165 | 0.090769 | -1.7242 | -3.3367
Abham_Exeter _Landulph | Exeter Main 33kV | Core Hill | Primary | 11 | 50.7024 | -3.2465 | Leading the Way | Headroom (MW) | N/A | 3.5989 | 3.8082 | 4.1079 | 4.3796 | 4.3162 | 4.2769 | 4.2144 | 4.1605 | 4.0664 | 3.9576 | 3.8485 | 3.744 | 3.6471 | 3.5292 | 3.4173 | 3.2884 | 3.308 | 2.5368 | 1.8774
Abham_Exeter _Landulph | Exeter Main 33kV | Core Hill | Primary | 11 | 50.7024 | -3.2465 | Steady Progression | Headroom (MW) | N/A | 3.6018 | 3.6659 | 3.8261 | 3.9597 | 3.9429 | 3.9328 | 3.9332 | 3.9201 | 3.8943 | 3.8703 | 3.8349 | 3.8048 | 3.7737 | 3.7553 | 3.7275 | 3.7018 | 4.0256 | 3.9368 | 3.6155
Abham_Exeter _Landulph | Exeter Main 33kV | Core Hill | Primary | 11 | 50.7024 | -3.2465 | System Transformation | Headroom (MW) | N/A | 3.5972 | 3.7121 | 3.9165 | 4.094 | 4.0076 | 3.9586 | 3.8599 | 3.7826 | 3.6591 | 3.5313 | 3.3935 | 3.2658 | 3.1482 | 3.0283 | 2.9169 | 2.8024 | 2.9779 | 2.3154 | 1.7178
Abham_Exeter _Landulph | Exeter Main 33kV | Core Hill | Primary | 11 | 50.7024 | -3.2465 | WPD Best View | Headroom (MW) | N/A | 3.5972 | 3.7121 | 3.9165 | 4.094 | 4.0076 | 3.9586 | 3.8599 | 3.7826 | 3.6591 | 3.5313 | 3.3935 | 3.2658 | 3.1482 | 3.0283 | 2.9169 | 2.8024 | 2.9779 | 2.3154 | 1.7178
Abham_Exeter _Landulph | Exeter Main 33kV | Honiton Heathfield | Primary | 11 | 50.7911 | -3.206 | Consumer Transformation | Headroom (MW) | Thermal | 6.1003 | 5.7846 | 5.606 | 5.3328 | 5.0227 | 4.6483 | 4.1471 | 3.6389 | 3.0546 | 2.4331 | 1.7462 | 1.0943 | -0.88493 | -1.4886 | -2.0813 | -5.4479 | -8.5645 | -14.9322 | -20.4288
Abham_Exeter _Landulph | Exeter Main 33kV | Honiton Heathfield | Primary | 11 | 50.7911 | -3.206 | Leading the Way | Headroom (MW) | Thermal | 6.1264 | 5.9077 | 5.8318 | 5.6917 | 5.5343 | 5.4911 | 5.3588 | 5.2354 | 4.961 | 2.8825 | 2.6737 | 2.4278 | 0.83146 | 0.65071 | -1.3424 | -3.3374 | -6.519 | -10.6581 | -13.1097
Abham_Exeter _Landulph | Exeter Main 33kV | Honiton Heathfield | Primary | 11 | 50.7911 | -3.206 | Steady Progression | Headroom (MW) | N/A | 6.1486 | 5.9258 | 5.8873 | 5.8047 | 5.7229 | 5.7192 | 5.6862 | 5.6412 | 5.5485 | 5.4403 | 5.3321 | 5.2315 | 5.1314 | 5.0677 | 4.9986 | 4.9507 | 3.4952 | 3.1945 | 2.772
Abham_Exeter _Landulph | Exeter Main 33kV | Honiton Heathfield | Primary | 11 | 50.7911 | -3.206 | System Transformation | Headroom (MW) | Thermal | 6.1317 | 5.892 | 5.8093 | 5.661 | 5.4972 | 5.4122 | 5.2099 | 5.0029 | 4.6635 | 4.3281 | 4.0285 | 3.7325 | 2.0939 | 1.8397 | 1.6145 | -0.42637 | -1.2114 | -5.1439 | -7.5149
Abham_Exeter _Landulph | Exeter Main 33kV | Honiton Heathfield | Primary | 11 | 50.7911 | -3.206 | WPD Best View | Headroom (MW) | Thermal | 6.1317 | 5.892 | 5.8093 | 5.661 | 5.4972 | 5.4122 | 5.2099 | 5.0029 | 4.6635 | 4.3281 | 4.0285 | 3.7325 | 2.0939 | 1.8397 | 1.6145 | -0.42637 | -1.2114 | -5.1439 | -7.5149
Abham_Exeter _Landulph | Exeter Main 33kV | Marsh Green | Primary | 11 | 50.7387 | -3.3518 | Consumer Transformation | Headroom (MW) | Thermal | -1.933 | -2.0454 | -2.0977 | -2.192 | -2.3124 | -2.498 | -2.7547 | -3.0307 | -3.3591 | -3.7012 | -6.3581 | -6.6748 | -8.3655 | -10.0214 | -12.0961 | -15.0275 | -21.2001 | -28.902 | -37.3808
Abham_Exeter _Landulph | Exeter Main 33kV | Marsh Green | Primary | 11 | 50.7387 | -3.3518 | Leading the Way | Headroom (MW) | Thermal | -1.9211 | -2.0054 | -2.0339 | -2.0873 | -2.1831 | -2.2946 | -2.4815 | -4.5485 | -4.8955 | -7.0653 | -8.8327 | -11.7058 | -13.1671 | -16.8028 | -19.5433 | -21.3926 | -29.68 | -38.0546 | -45.6047
Abham_Exeter _Landulph | Exeter Main 33kV | Marsh Green | Primary | 11 | 50.7387 | -3.3518 | Steady Progression | Headroom (MW) | Thermal | -1.9228 | -2.0041 | -2.0059 | -2.0255 | -2.0523 | -2.0713 | -2.0938 | -2.1191 | -2.1563 | -2.1875 | -2.2302 | -2.2691 | -2.3092 | -2.3435 | -4.2053 | -4.2385 | -8.5197 | -15.3924 | -20.9944
Abham_Exeter _Landulph | Exeter Main 33kV | Marsh Green | Primary | 11 | 50.7387 | -3.3518 | System Transformation | Headroom (MW) | Thermal | -1.9249 | -2.0107 | -2.0315 | -2.0683 | -2.1197 | -2.1801 | -2.2715 | -2.3634 | -2.4854 | -2.5915 | -4.0664 | -4.159 | -5.6365 | -7.0953 | -8.9883 | -10.8763 | -15.9954 | -21.7686 | -27.6146
Abham_Exeter _Landulph | Exeter Main 33kV | Marsh Green | Primary | 11 | 50.7387 | -3.3518 | WPD Best View | Headroom (MW) | Thermal | -1.9249 | -2.0107 | -2.0315 | -2.0683 | -2.1197 | -2.1801 | -2.2715 | -2.3634 | -2.4854 | -2.5915 | -4.0664 | -4.159 | -5.6365 | -7.0953 | -8.9883 | -10.8763 | -15.9954 | -21.7686 | -27.6146
Abham_Exeter _Landulph | Exeter Main 33kV | Offwell | Primary | 11 | 50.7948 | -3.1534 | Consumer Transformation | Headroom (MW) | Thermal | 2.5083 | 2.3868 | 2.3446 | 2.2743 | 2.1974 | 2.0837 | 1.9401 | 1.808 | 1.689 | 1.5761 | 1.4343 | 1.3367 | 1.2443 | 1.1574 | 1.0723 | 0.94304 | 0.19021 | -0.87893 | -1.9575
Abham_Exeter _Landulph | Exeter Main 33kV | Offwell | Primary | 11 | 50.7948 | -3.1534 | Leading the Way | Headroom (MW) | N/A | 2.5244 | 2.4162 | 2.4033 | 2.3711 | 2.3418 | 2.3123 | 2.2711 | 2.2315 | 2.2034 | 2.1938 | 2.1929 | 2.2124 | 2.2411 | 2.2731 | 2.2863 | 2.2843 | 1.9863 | 1.3615 | 0.67277
Abham_Exeter _Landulph | Exeter Main 33kV | Offwell | Primary | 11 | 50.7948 | -3.1534 | Steady Progression | Headroom (MW) | N/A | 2.5241 | 2.4239 | 2.4093 | 2.3836 | 2.3503 | 2.3316 | 2.3008 | 2.2802 | 2.2533 | 2.2276 | 2.2057 | 2.1944 | 2.1842 | 2.1823 | 2.1867 | 2.1977 | 2.342 | 2.478 | 2.2627
Abham_Exeter _Landulph | Exeter Main 33kV | Offwell | Primary | 11 | 50.7948 | -3.1534 | System Transformation | Headroom (MW) | N/A | 2.5227 | 2.4089 | 2.3877 | 2.3421 | 2.296 | 2.2436 | 2.1694 | 2.0917 | 2.009 | 1.9366 | 1.866 | 1.8174 | 1.7769 | 1.7515 | 1.7271 | 1.7235 | 1.7612 | 1.5053 | 1.0624
Abham_Exeter _Landulph | Exeter Main 33kV | Offwell | Primary | 11 | 50.7948 | -3.1534 | WPD Best View | Headroom (MW) | N/A | 2.5227 | 2.4089 | 2.3877 | 2.3421 | 2.296 | 2.2436 | 2.1694 | 2.0917 | 2.009 | 1.9366 | 1.866 | 1.8174 | 1.7769 | 1.7515 | 1.7271 | 1.7235 | 1.7612 | 1.5053 | 1.0624
Abham_Exeter _Landulph | Exeter Main 33kV | Ottery St Mary | Primary | 11 | 50.746 | -3.2867 | Consumer Transformation | Headroom (MW) | Thermal | 7.506 | 7.3222 | 7.2274 | 7.0765 | 6.9254 | 6.6856 | 6.3627 | 6.0571 | 5.7742 | 5.4504 | 5.0863 | 4.745 | 3.0524 | 2.7027 | 1.5329 | -0.68089 | -3.9347 | -8.1468 | -11.2791
Abham_Exeter _Landulph | Exeter Main 33kV | Ottery St Mary | Primary | 11 | 50.746 | -3.2867 | Leading the Way | Headroom (MW) | Thermal | 7.5258 | 7.3901 | 7.3554 | 7.2799 | 7.2112 | 7.1341 | 6.9922 | 6.8816 | 6.7556 | 4.8104 | 4.7132 | 4.5976 | 3.1211 | 1.6411 | 1.5357 | -0.39685 | -3.3405 | -6.8464 | -10.2191
Abham_Exeter _Landulph | Exeter Main 33kV | Ottery St Mary | Primary | 11 | 50.746 | -3.2867 | Steady Progression | Headroom (MW) | N/A | 7.532 | 7.402 | 7.3781 | 7.3394 | 7.2926 | 7.2474 | 7.1984 | 7.1512 | 7.1029 | 7.039 | 6.9912 | 6.9288 | 6.8699 | 6.8149 | 6.7782 | 6.7336 | 5.2233 | 5.1092 | 4.8715
Abham_Exeter _Landulph | Exeter Main 33kV | Ottery St Mary | Primary | 11 | 50.746 | -3.2867 | System Transformation | Headroom (MW) | Thermal | 7.5203 | 7.3813 | 7.3407 | 7.257 | 7.1677 | 7.0714 | 6.9005 | 6.7539 | 6.5814 | 6.3931 | 6.2349 | 6.0638 | 4.5464 | 4.3867 | 4.2522 | 2.3062 | 0.37336 | -1.5899 | -3.4614
Abham_Exeter _Landulph | Exeter Main 33kV | Ottery St Mary | Primary | 11 | 50.746 | -3.2867 | WPD Best View | Headroom (MW) | Thermal | 7.5203 | 7.3813 | 7.3407 | 7.257 | 7.1677 | 7.0714 | 6.9005 | 6.7539 | 6.5814 | 6.3931 | 6.2349 | 6.0638 | 4.5464 | 4.3867 | 4.2522 | 2.3062 | 0.37336 | -1.5899 | -3.4614
Abham_Exeter _Landulph | Exeter Main 33kV | Sidmouth Town | Primary | 11 | 50.6887 | -3.2385 | Consumer Transformation | Headroom (MW) | Thermal | 6.2849 | 6.0003 | 5.9976 | 5.7696 | 5.5537 | 5.2051 | 4.7477 | 4.2913 | 3.8478 | 3.3785 | 2.8547 | 2.35 | 1.8656 | 1.3795 | 0.89261 | 0.33591 | -2.3169 | -5.0331 | -7.4517
Abham_Exeter _Landulph | Exeter Main 33kV | Sidmouth Town | Primary | 11 | 50.6887 | -3.2385 | Leading the Way | Headroom (MW) | N/A | 6.2857 | 5.9204 | 5.9183 | 5.6056 | 5.5747 | 5.5447 | 4.7672 | 4.7393 | 4.5152 | 4.4912 | 4.2596 | 3.983 | 3.8162 | 3.5071 | 3.4964 | 3.4852 | 2.3115 | 1.7622 | 0.85882
Abham_Exeter _Landulph | Exeter Main 33kV | Sidmouth Town | Primary | 11 | 50.6887 | -3.2385 | Steady Progression | Headroom (MW) | N/A | 6.2843 | 6.1554 | 6.1524 | 6.1223 | 6.0885 | 6.0257 | 5.7645 | 5.7351 | 5.4917 | 5.4633 | 5.2027 | 5.1758 | 5.1496 | 5.1212 | 5.0967 | 5.0734 | 4.9159 | 4.7106 | 4.3371
Abham_Exeter _Landulph | Exeter Main 33kV | Sidmouth Town | Primary | 11 | 50.6887 | -3.2385 | System Transformation | Headroom (MW) | N/A | 6.2849 | 6.1589 | 6.1562 | 6.0334 | 5.9042 | 5.7668 | 5.5217 | 5.2884 | 5.01 | 4.7452 | 4.4911 | 4.2474 | 4.0118 | 3.7774 | 3.5625 | 3.3596 | 2.4743 | 1.5857 | 0.79966
Abham_Exeter _Landulph | Exeter Main 33kV | Sidmouth Town | Primary | 11 | 50.6887 | -3.2385 | WPD Best View | Headroom (MW) | N/A | 6.2849 | 6.1589 | 6.1562 | 6.0334 | 5.9042 | 5.7668 | 5.5217 | 5.2884 | 5.01 | 4.7452 | 4.4911 | 4.2474 | 4.0118 | 3.7774 | 3.5625 | 3.3596 | 2.4743 | 1.5857 | 0.79966
Abham_Exeter _Landulph | Exmouth 33kV | Exmouth 33kV | Bulk Supply Point | 33 | 50.6314 | -3.4005 | Consumer Transformation | Headroom (MW) | Thermal | 9.0081 | 8.0637 | -5.6889 | -6.6264 | -7.5668 | -9.0761 | -11.0869 | -13.0662 | -14.9609 | -16.9948 | -19.326 | -21.4396 | -23.4816 | -26.3933 | -30.2478 | -32.6041 | -45.5779 | -60.0368 | -74.1183
Abham_Exeter _Landulph | Exmouth 33kV | Exmouth 33kV | Bulk Supply Point | 33 | 50.6314 | -3.4005 | Leading the Way | Headroom (MW) | Thermal | 9.1096 | 8.1235 | -5.3786 | -5.7261 | -6.0484 | -6.5185 | -7.3829 | -8.2106 | -9.1187 | -9.9402 | -12.0596 | -12.8037 | -13.4532 | -15.5228 | -18.061 | -18.7201 | -25.3282 | -31.5538 | -39.2959
Abham_Exeter _Landulph | Exmouth 33kV | Exmouth 33kV | Bulk Supply Point | 33 | 50.6314 | -3.4005 | Steady Progression | Headroom (MW) | Thermal | 9.1397 | 8.3852 | -5.05 | -5.291 | -5.4981 | -5.7166 | -5.9786 | -6.2635 | -6.6 | -6.9912 | -7.4125 | -7.7885 | -8.1489 | -8.4757 | -8.7768 | -9.0002 | -9.9051 | -11.9938 | -13.6169
Abham_Exeter _Landulph | Exmouth 33kV | Exmouth 33kV | Bulk Supply Point | 33 | 50.6314 | -3.4005 | System Transformation | Headroom (MW) | Thermal | 9.097 | 8.3063 | -5.2162 | -5.5966 | -6.081 | -6.712 | -7.7414 | -8.7509 | -9.9185 | -11.0589 | -12.1603 | -13.2013 | -14.1597 | -15.1069 | -17.8129 | -18.5697 | -23.4267 | -28.6136 | -33.4652
Abham_Exeter _Landulph | Exmouth 33kV | Exmouth 33kV | Bulk Supply Point | 33 | 50.6314 | -3.4005 | WPD Best View | Headroom (MW) | Thermal | 9.0967 | 8.3061 | -5.2167 | -5.5973 | -6.0774 | -6.7068 | -7.7347 | -8.7421 | -9.9062 | -11.0428 | -12.1403 | -13.1771 | -14.1316 | -15.0776 | -17.786 | -18.5481 | -23.472 | -28.667 | -33.5119
Abham_Exeter _Landulph | Exmouth 33kV | Budleigh Salterton | Primary | 11 | 50.6302 | -3.3331 | Consumer Transformation | Headroom (MW) | N/A | 6.5054 | 6.4202 | 6.3666 | 6.2817 | 6.1966 | 6.0573 | 5.872 | 5.6938 | 5.5251 | 5.342 | 5.1411 | 4.966 | 4.7932 | 4.6197 | 4.4364 | 4.2285 | 3.1575 | 1.9485 | 0.82366
Abham_Exeter _Landulph | Exmouth 33kV | Budleigh Salterton | Primary | 11 | 50.6302 | -3.3331 | Leading the Way | Headroom (MW) | N/A | 6.5216 | 6.4586 | 6.4375 | 6.4044 | 6.3671 | 6.3254 | 6.2563 | 6.1998 | 6.1262 | 6.0802 | 6.0232 | 5.9719 | 5.9156 | 5.859 | 5.7934 | 5.737 | 5.3105 | 4.7619 | 4.2309
Abham_Exeter _Landulph | Exmouth 33kV | Budleigh Salterton | Primary | 11 | 50.6302 | -3.3331 | Steady Progression | Headroom (MW) | N/A | 6.5232 | 6.4661 | 6.4522 | 6.4348 | 6.4094 | 6.3943 | 6.3671 | 6.3383 | 6.3121 | 6.282 | 6.2522 | 6.2303 | 6.2019 | 6.1861 | 6.1728 | 6.1667 | 6.1378 | 6.1192 | 5.9355
Abham_Exeter _Landulph | Exmouth 33kV | Budleigh Salterton | Primary | 11 | 50.6302 | -3.3331 | System Transformation | Headroom (MW) | N/A | 6.52 | 6.4532 | 6.4281 | 6.3866 | 6.333 | 6.2744 | 6.1842 | 6.0927 | 5.9862 | 5.8923 | 5.7961 | 5.7096 | 5.629 | 5.5518 | 5.4846 | 5.4343 | 5.1782 | 4.8145 | 4.4247
Abham_Exeter _Landulph | Exmouth 33kV | Budleigh Salterton | Primary | 11 | 50.6302 | -3.3331 | WPD Best View | Headroom (MW) | N/A | 6.52 | 6.4532 | 6.4281 | 6.3866 | 6.333 | 6.2744 | 6.1842 | 6.0927 | 5.9862 | 5.8923 | 5.7961 | 5.7096 | 5.629 | 5.5518 | 5.4846 | 5.4343 | 5.1782 | 4.8145 | 4.4247
Abham_Exeter _Landulph | Exmouth 33kV | East Budleigh | Primary | 11 | 50.6565 | -3.328 | Consumer Transformation | Headroom (MW) | N/A | 3.6179 | 3.5385 | 3.5044 | 3.4492 | 3.3951 | 3.3049 | 3.1973 | 3.0963 | 2.9918 | 2.8964 | 2.7757 | 2.6751 | 2.5833 | 2.4871 | 2.3919 | 2.2697 | 1.6576 | 0.93868 | 0.26927
Abham_Exeter _Landulph | Exmouth 33kV | East Budleigh | Primary | 11 | 50.6565 | -3.328 | Leading the Way | Headroom (MW) | N/A | 3.634 | 3.3388 | 3.3215 | 3.2985 | 3.2678 | 3.2466 | 3.2028 | 3.1582 | 3.1264 | 3.0991 | 3.0726 | 3.0533 | 3.0471 | 3.0301 | 3.0044 | 2.9783 | 2.7423 | 2.4042 | 2.0648
Abham_Exeter _Landulph | Exmouth 33kV | East Budleigh | Primary | 11 | 50.6565 | -3.328 | Steady Progression | Headroom (MW) | N/A | 3.6339 | 3.567 | 3.5522 | 3.5327 | 3.5145 | 3.497 | 3.479 | 3.451 | 3.432 | 3.4131 | 3.3853 | 3.3695 | 3.3496 | 3.3415 | 3.3276 | 3.3245 | 3.3353 | 3.331 | 3.2087
Abham_Exeter _Landulph | Exmouth 33kV | East Budleigh | Primary | 11 | 50.6565 | -3.328 | System Transformation | Headroom (MW) | N/A | 3.632 | 3.5533 | 3.5409 | 3.5119 | 3.4719 | 3.4301 | 3.3707 | 3.3136 | 3.2506 | 3.1908 | 3.1294 | 3.0794 | 3.0388 | 2.9926 | 2.9623 | 2.9359 | 2.8263 | 2.6175 | 2.3664
Abham_Exeter _Landulph | Exmouth 33kV | East Budleigh | Primary | 11 | 50.6565 | -3.328 | WPD Best View | Headroom (MW) | N/A | 3.632 | 3.5533 | 3.5409 | 3.5119 | 3.4719 | 3.4301 | 3.3707 | 3.3136 | 3.2506 | 3.1908 | 3.1294 | 3.0794 | 3.0388 | 2.9926 | 2.9623 | 2.9359 | 2.8263 | 2.6175 | 2.3664
Abham_Exeter _Landulph | Exmouth 33kV | Exmouth Works | Primary | 11 | 50.6232 | -3.4063 | Consumer Transformation | Headroom (MW) | Thermal | 7.4546 | 7.2986 | 7.2743 | 6.9877 | 6.6865 | 6.2357 | 5.6088 | 4.9954 | 4.4086 | 3.768 | 3.0697 | 2.4062 | 1.7491 | 1.0936 | 0.44584 | -0.30584 | -3.9561 | -7.6967 | -11.0794
Abham_Exeter _Landulph | Exmouth 33kV | Exmouth Works | Primary | 11 | 50.6232 | -3.4063 | Leading the Way | Headroom (MW) | N/A | 7.4548 | 7.2906 | 7.2858 | 7.2337 | 7.1962 | 7.0656 | 6.7964 | 6.5449 | 6.2672 | 6.0002 | 5.7494 | 5.4956 | 5.2413 | 4.9885 | 4.718 | 4.4418 | 3.0085 | 1.5251 | 0.30538
Abham_Exeter _Landulph | Exmouth 33kV | Exmouth Works | Primary | 11 | 50.6232 | -3.4063 | Steady Progression | Headroom (MW) | N/A | 7.4545 | 7.2988 | 7.2938 | 7.2551 | 7.2172 | 7.1799 | 7.1339 | 7.0981 | 7.0084 | 6.8854 | 6.7599 | 6.6312 | 6.5095 | 6.4008 | 6.301 | 6.2092 | 5.8247 | 5.5162 | 4.9852
Abham_Exeter _Landulph | Exmouth 33kV | Exmouth Works | Primary | 11 | 50.6232 | -3.4063 | System Transformation | Headroom (MW) | N/A | 7.4546 | 7.3009 | 7.2958 | 7.2572 | 7.1523 | 6.9574 | 6.6372 | 6.3244 | 5.9616 | 5.6017 | 5.2517 | 4.9236 | 4.6011 | 4.2991 | 3.998 | 3.7136 | 2.4684 | 1.2116 | 0.1299
Abham_Exeter _Landulph | Exmouth 33kV | Exmouth Works | Primary | 11 | 50.6232 | -3.4063 | WPD Best View | Headroom (MW) | N/A | 7.4546 | 7.301 | 7.2959 | 7.2573 | 7.1573 | 6.9645 | 6.647 | 6.3378 | 5.9798 | 5.6258 | 5.2824 | 4.9625 | 4.6482 | 4.3533 | 4.0571 | 3.774 | 2.4852 | 1.1775 | 0.07846
Abham_Exeter _Landulph | Exmouth 33kV | Newton Poppleford | Primary | 11 | 50.7011 | -3.291 | Consumer Transformation | Headroom (MW) | Thermal | 3.4223 | 3.3369 | 3.3011 | 3.2352 | 3.1697 | 3.066 | 2.9358 | 2.8025 | 2.6875 | 2.5599 | 2.416 | 2.2842 | 2.1682 | 2.0514 | 1.936 | 1.7918 | -0.3312 | -1.1929 | -1.9886
Abham_Exeter _Landulph | Exmouth 33kV | Newton Poppleford | Primary | 11 | 50.7011 | -3.291 | Leading the Way | Headroom (MW) | Thermal | 3.4292 | 3.3657 | 3.3485 | 3.3268 | 3.2976 | 3.2689 | 3.2163 | 3.1724 | 3.1195 | 3.0882 | 3.0523 | 3.0272 | 3.0103 | 1.6093 | 1.5877 | 1.5563 | 1.2726 | 0.8854 | -0.85071
Abham_Exeter _Landulph | Exmouth 33kV | Newton Poppleford | Primary | 11 | 50.7011 | -3.291 | Steady Progression | Headroom (MW) | N/A | 3.4395 | 3.3672 | 3.3609 | 3.3426 | 3.3162 | 3.3002 | 3.2832 | 3.2563 | 3.2383 | 3.2113 | 3.1846 | 3.161 | 3.152 | 3.135 | 3.1215 | 3.1148 | 3.1213 | 3.1211 | 2.9964
Abham_Exeter _Landulph | Exmouth 33kV | Newton Poppleford | Primary | 11 | 50.7011 | -3.291 | System Transformation | Headroom (MW) | N/A | 3.4281 | 3.3611 | 3.3385 | 3.3093 | 3.2692 | 3.2271 | 3.1563 | 3.088 | 3.0039 | 2.9329 | 2.8609 | 2.8013 | 2.7493 | 2.6925 | 2.6523 | 2.6195 | 1.1118 | 0.86695 | 0.5974
Abham_Exeter _Landulph | Exmouth 33kV | Newton Poppleford | Primary | 11 | 50.7011 | -3.291 | WPD Best View | Headroom (MW) | N/A | 3.4281 | 3.3611 | 3.3385 | 3.3093 | 3.2692 | 3.2271 | 3.1563 | 3.088 | 3.0039 | 2.9329 | 2.8609 | 2.8013 | 2.7493 | 2.6925 | 2.6523 | 2.6195 | 1.1118 | 0.86695 | 0.5974
Abham_Exeter _Landulph | Exmouth 33kV | Withycombe Raleigh | Primary | 11 | 50.6321 | -3.394 | Consumer Transformation | Headroom (MW) | Thermal | 13.3304 | 12.9633 | 11.7324 | 11.4054 | 11.0895 | 10.5541 | 9.842 | 9.1285 | 8.4352 | 7.6858 | 6.7982 | 6.0039 | 5.2368 | 4.4539 | 3.6877 | 2.8247 | -1.2375 | -5.2627 | -9.5952
Abham_Exeter _Landulph | Exmouth 33kV | Withycombe Raleigh | Primary | 11 | 50.6321 | -3.394 | Leading the Way | Headroom (MW) | N/A | 13.3814 | 13.113 | 11.9957 | 11.8361 | 11.704 | 11.5165 | 11.1838 | 10.8412 | 10.4653 | 10.1002 | 9.7695 | 9.4458 | 9.1793 | 8.8892 | 8.6076 | 8.4015 | 6.9724 | 5.6285 | 4.6703
Abham_Exeter _Landulph | Exmouth 33kV | Withycombe Raleigh | Primary | 11 | 50.6321 | -3.394 | Steady Progression | Headroom (MW) | N/A | 13.389 | 13.1178 | 12.0448 | 11.9418 | 11.8752 | 11.7826 | 11.6701 | 11.5478 | 11.4065 | 11.2664 | 11.1056 | 10.9523 | 10.8096 | 10.6656 | 10.5349 | 10.4347 | 9.9399 | 9.5713 | 9.1319
Abham_Exeter _Landulph | Exmouth 33kV | Withycombe Raleigh | Primary | 11 | 50.6321 | -3.394 | System Transformation | Headroom (MW) | N/A | 13.3756 | 13.0886 | 11.9646 | 11.793 | 11.6207 | 11.4134 | 11.0512 | 10.7027 | 10.2892 | 9.8791 | 9.4904 | 9.099 | 8.7407 | 8.3681 | 8.014 | 7.723 | 6.2778 | 4.9859 | 3.9914
Abham_Exeter _Landulph | Exmouth 33kV | Withycombe Raleigh | Primary | 11 | 50.6321 | -3.394 | WPD Best View | Headroom (MW) | N/A | 13.3756 | 13.0886 | 11.9646 | 11.793 | 11.6207 | 11.4134 | 11.0512 | 10.7027 | 10.2892 | 9.8791 | 9.4904 | 9.099 | 8.7407 | 8.3681 | 8.014 | 7.723 | 6.2778 | 4.9859 | 3.9914
Abham_Exeter _Landulph | Exmouth 33kV | Woodbury | Primary | 11 | 50.6673 | -3.4146 | Consumer Transformation | Headroom (MW) | Thermal | 3.9645 | 3.7933 | 3.7228 | 3.605 | 3.4862 | 3.2964 | 3.0478 | 2.8079 | 2.5815 | 2.3437 | 2.0639 | 1.8156 | 1.5783 | 0.49165 | -1.5551 | -1.8225 | -3.2777 | -7.181 | -10.9574
Abham_Exeter _Landulph | Exmouth 33kV | Woodbury | Primary | 11 | 50.6673 | -3.4146 | Leading the Way | Headroom (MW) | Thermal | 3.9756 | 3.8438 | 3.823 | 3.7651 | 3.7094 | 3.6491 | 3.552 | 3.4634 | 3.3672 | 3.2826 | 1.864 | 1.7931 | 1.7439 | 1.6916 | -0.18148 | -0.24438 | -3.044 | -5.1684 | -8.1259
Abham_Exeter _Landulph | Exmouth 33kV | Woodbury | Primary | 11 | 50.6673 | -3.4146 | Steady Progression | Headroom (MW) | N/A | 3.9865 | 3.8553 | 3.8367 | 3.7926 | 3.76 | 3.72 | 3.6786 | 3.6356 | 3.5932 | 3.5412 | 3.4904 | 3.4578 | 3.419 | 3.386 | 3.356 | 3.3405 | 3.3266 | 1.938 | 1.7158
Abham_Exeter _Landulph | Exmouth 33kV | Woodbury | Primary | 11 | 50.6673 | -3.4146 | System Transformation | Headroom (MW) | Thermal | 3.9737 | 3.8362 | 3.8065 | 3.736 | 3.6624 | 3.5762 | 3.4496 | 3.3183 | 3.1807 | 3.0348 | 2.9017 | 2.7765 | 2.672 | 2.5796 | 0.66652 | 0.59453 | 0.30144 | -1.5196 | -3.3844
Abham_Exeter _Landulph | Exmouth 33kV | Woodbury | Primary | 11 | 50.6673 | -3.4146 | WPD Best View | Headroom (MW) | Thermal | 3.9733 | 3.8359 | 3.8059 | 3.7351 | 3.6611 | 3.5743 | 3.4465 | 3.3137 | 3.1748 | 3.0268 | 2.8911 | 2.7617 | 2.6529 | 2.5547 | 0.63438 | 0.5557 | 0.23934 | -1.5388 | -3.3796
Abham_Exeter _Landulph | Landulph 33kV | Landulph 33kV | Bulk Supply Point | 33 | 50.4444 | -4.2418 | Consumer Transformation | Headroom (MW) | Thermal | -6.6172 | -7.6977 | -8.2094 | -9.242 | -10.355 | -12.0738 | -14.198 | -16.2691 | -18.3249 | -20.4954 | -22.8982 | -28.1537 | -30.3324 | -32.4257 | -38.1472 | -40.4993 | -60.6277 | -80.2035 | -97.5955
Abham_Exeter _Landulph | Landulph 33kV | Landulph 33kV | Bulk Supply Point | 33 | 50.4444 | -4.2418 | Leading the Way | Headroom (MW) | Thermal | -6.4875 | -7.3709 | -7.591 | -8.2006 | -8.9679 | -9.8305 | -11.0055 | -12.1091 | -14.6952 | -15.8752 | -16.883 | -20.6323 | -22.9157 | -26.0195 | -29.6425 | -34.2642 | -47.1532 | -57.6791 | -71.7227
Abham_Exeter _Landulph | Landulph 33kV | Landulph 33kV | Bulk Supply Point | 33 | 50.4444 | -4.2418 | Steady Progression | Headroom (MW) | Thermal | -6.4622 | -7.322 | -7.4098 | -7.8242 | -8.2288 | -8.7012 | -9.1986 | -9.6997 | -10.2279 | -10.7761 | -11.9616 | -13.0362 | -13.6845 | -15.5244 | -16.9507 | -18.3995 | -27.1432 | -36.2669 | -46.1623
Abham_Exeter _Landulph | Landulph 33kV | Landulph 33kV | Bulk Supply Point | 33 | 50.4444 | -4.2418 | System Transformation | Headroom (MW) | Thermal | -6.5052 | -7.4066 | -7.6483 | -8.3012 | -9.0346 | -9.8259 | -10.9122 | -12.0558 | -13.348 | -14.6484 | -15.8802 | -18.4611 | -19.5903 | -20.666 | -25.3675 | -26.3246 | -33.8764 | -44.8116 | -52.805
Abham_Exeter _Landulph | Landulph 33kV | Landulph 33kV | Bulk Supply Point | 33 | 50.4444 | -4.2418 | WPD Best View | Headroom (MW) | Thermal | -6.4897 | -7.3795 | -7.61 | -8.2429 | -9.0257 | -9.9077 | -11.1022 | -12.2401 | -14.8789 | -16.1293 | -17.2144 | -21.047 | -23.4067 | -26.5734 | -30.2449 | -34.8581 | -43.9214 | -51.6274 | -64.2012
Abham_Exeter _Landulph | Landulph 33kV | Callington | Primary | 11 | 50.504 | -4.3197 | Consumer Transformation | Headroom (MW) | Thermal | 3.9572 | 3.6663 | 3.5494 | 3.3469 | 3.133 | 2.7497 | 2.2826 | 1.8187 | 1.3635 | 0.89101 | 0.35392 | -0.98895 | -1.486 | -1.9373 | -4.2257 | -4.7476 | -8.2956 | -14.0088 | -17.2997
Abham_Exeter _Landulph | Landulph 33kV | Callington | Primary | 11 | 50.504 | -4.3197 | Leading the Way | Headroom (MW) | Thermal | 3.9795 | 3.7392 | 3.6824 | 3.5771 | 3.4547 | 3.2636 | 3.0126 | 2.7728 | 2.518 | 2.27 | 2.0511 | 0.45894 | 0.2548 | 0.069098 | -1.0001 | -3.0438 | -4.3944 | -5.0252 | -8.4951
Abham_Exeter _Landulph | Landulph 33kV | Callington | Primary | 11 | 50.504 | -4.3197 | Steady Progression | Headroom (MW) | Thermal | 3.99 | 3.7548 | 3.7359 | 3.658 | 3.5906 | 3.5158 | 3.438 | 3.3583 | 3.2727 | 3.1743 | 2.4566 | 1.8112 | 1.7252 | 1.6601 | 1.5838 | 1.5179 | 1.2312 | 1.0077 | -0.78284
Abham_Exeter _Landulph | Landulph 33kV | Callington | Primary | 11 | 50.504 | -4.3197 | System Transformation | Headroom (MW) | Thermal | 3.9769 | 3.7339 | 3.6746 | 3.5663 | 3.4358 | 3.291 | 3.0794 | 2.8798 | 2.6317 | 2.3369 | 2.0569 | 1.7802 | 1.526 | 1.2952 | -0.7707 | -1.0033 | -1.9328 | -4.9762 | -5.7474
Abham_Exeter _Landulph | Landulph 33kV | Callington | Primary | 11 | 50.504 | -4.3197 | WPD Best View | Headroom (MW) | Thermal | 3.9793 | 3.7383 | 3.6804 | 3.573 | 3.4486 | 3.2547 | 2.9998 | 2.7551 | 2.4932 | 2.2363 | 2.0066 | 0.40289 | 0.18617 | -0.009984 | -1.0871 | -3.1294 | -4.4105 | -4.9608 | -8.378
Abham_Exeter _Landulph | Landulph 33kV | Gunnislake | Primary | 11 | 50.5195 | -4.2257 | Consumer Transformation | Headroom (MW) | Thermal | 3.1008 | 2.9414 | 2.8576 | 2.7302 | 2.5809 | 2.303 | 1.9347 | 1.6005 | 1.2565 | 0.91569 | 0.52331 | 0.16955 | -0.18782 | -0.53855 | -0.86068 | -1.2318 | -3.6432 | -5.3604 | -6.9971
Abham_Exeter _Landulph | Landulph 33kV | Gunnislake | Primary | 11 | 50.5195 | -4.2257 | Leading the Way | Headroom (MW) | Thermal | 3.1211 | 2.998 | 2.9569 | 2.9026 | 2.7645 | 2.6278 | 2.4132 | 2.2523 | 2.0486 | 1.874 | 1.7104 | 1.5434 | 1.3918 | 1.2447 | 1.0972 | 0.95029 | -0.030745 | -1.0138 | -1.9141
Abham_Exeter _Landulph | Landulph 33kV | Gunnislake | Primary | 11 | 50.5195 | -4.2257 | Steady Progression | Headroom (MW) | N/A | 3.1287 | 3.008 | 2.9908 | 2.9492 | 2.901 | 2.8627 | 2.8234 | 2.7739 | 2.7281 | 2.6846 | 2.6262 | 2.5739 | 2.531 | 2.4885 | 2.4647 | 2.3851 | 2.3078 | 2.2427 | 1.9794
Abham_Exeter _Landulph | Landulph 33kV | Gunnislake | Primary | 11 | 50.5195 | -4.2257 | System Transformation | Headroom (MW) | Thermal | 3.1179 | 2.9926 | 2.9474 | 2.8818 | 2.7955 | 2.7106 | 2.5708 | 2.3687 | 2.151 | 1.9322 | 1.7342 | 1.5315 | 1.349 | 1.1741 | 0.99963 | 0.84751 | 0.23368 | -0.301 | -0.84246
Abham_Exeter _Landulph | Landulph 33kV | Gunnislake | Primary | 11 | 50.5195 | -4.2257 | WPD Best View | Headroom (MW) | Thermal | 3.1209 | 2.9971 | 2.9548 | 2.8986 | 2.7584 | 2.6188 | 2.4004 | 2.2345 | 2.0239 | 1.8402 | 1.6659 | 1.4874 | 1.3232 | 1.1656 | 1.0101 | 0.8647 | -0.046846 | -0.94939 | -1.7969
Abham_Exeter _Landulph | Landulph 33kV | Lifton | Primary | 11 | 50.643 | -4.2706 | Consumer Transformation | Headroom (MW) | Thermal | 3.3005 | 3.1672 | 3.1368 | 3.0724 | 3.0124 | 2.8993 | 2.7734 | 2.6538 | 2.5533 | 2.3847 | 2.2056 | 2.0549 | 1.9087 | 1.7679 | 1.6329 | 1.4672 | 0.83596 | -0.078892 | -0.99094
Abham_Exeter _Landulph | Landulph 33kV | Lifton | Primary | 11 | 50.643 | -4.2706 | Leading the Way | Headroom (MW) | N/A | 3.3161 | 3.186 | 3.1817 | 3.1575 | 3.1245 | 3.0938 | 3.0283 | 2.9838 | 2.9431 | 2.8564 | 2.7942 | 2.7276 | 2.6813 | 2.6152 | 2.5582 | 2.4757 | 2.0726 | 1.5131 | 0.90696
Abham_Exeter _Landulph | Landulph 33kV | Lifton | Primary | 11 | 50.643 | -4.2706 | Steady Progression | Headroom (MW) | N/A | 3.3162 | 3.1846 | 3.1783 | 3.152 | 3.128 | 3.0918 | 3.0637 | 3.0361 | 3.0014 | 2.9794 | 2.9471 | 2.9295 | 2.9055 | 2.8903 | 2.8849 | 2.8824 | 3.0077 | 3.0545 | 2.8268
Abham_Exeter _Landulph | Landulph 33kV | Lifton | Primary | 11 | 50.643 | -4.2706 | System Transformation | Headroom (MW) | N/A | 3.3145 | 3.1796 | 3.1675 | 3.1248 | 3.0814 | 3.0383 | 2.9633 | 2.8974 | 2.8215 | 2.749 | 2.6891 | 2.6312 | 2.5937 | 2.5564 | 2.5284 | 2.5067 | 2.5534 | 2.2812 | 1.8733
Abham_Exeter _Landulph | Landulph 33kV | Lifton | Primary | 11 | 50.643 | -4.2706 | WPD Best View | Headroom (MW) | N/A | 3.3143 | 3.1802 | 3.169 | 3.128 | 3.0862 | 3.0455 | 2.9731 | 2.9106 | 2.8404 | 2.7134 | 2.6102 | 2.4981 | 2.4177 | 2.3234 | 2.245 | 2.1639 | 1.9332 | 1.6234 | 1.1868
Abham_Exeter _Landulph | Landulph 33kV | Saltash Dunheved Rd | Primary | 11 | 50.408 | -4.2178 | Consumer Transformation | Headroom (MW) | Thermal | 10.1626 | 9.9014 | 9.7779 | 9.5178 | 9.2364 | 8.8421 | 8.3626 | 7.8872 | 7.4144 | 6.9437 | 6.4058 | 5.9267 | 5.4474 | 4.9762 | 4.4897 | 3.9289 | 1.211 | -1.6137 | -4.1639
Abham_Exeter _Landulph | Landulph 33kV | Saltash Dunheved Rd | Primary | 11 | 50.408 | -4.2178 | Leading the Way | Headroom (MW) | N/A | 10.1919 | 9.9819 | 9.9336 | 9.7612 | 9.5775 | 9.3953 | 9.1457 | 8.9015 | 8.6465 | 8.4244 | 8.2075 | 7.985 | 7.771 | 7.566 | 7.3342 | 7.1063 | 5.8321 | 4.5044 | 3.3121
Abham_Exeter _Landulph | Landulph 33kV | Saltash Dunheved Rd | Primary | 11 | 50.408 | -4.2178 | Steady Progression | Headroom (MW) | N/A | 10.2027 | 9.9993 | 9.9728 | 9.8376 | 9.7042 | 9.5723 | 9.4249 | 9.2874 | 9.1363 | 8.9821 | 8.8279 | 8.6776 | 8.5386 | 8.4 | 8.2744 | 8.1555 | 7.6461 | 7.2213 | 6.6004
Abham_Exeter _Landulph | Landulph 33kV | Saltash Dunheved Rd | Primary | 11 | 50.408 | -4.2178 | System Transformation | Headroom (MW) | N/A | 10.1887 | 9.9745 | 9.9184 | 9.732 | 9.5381 | 9.33 | 9.0541 | 8.7658 | 8.4539 | 8.1607 | 7.8697 | 7.5839 | 7.3108 | 7.0471 | 6.7949 | 6.5629 | 5.5194 | 4.4246 | 3.416
Abham_Exeter _Landulph | Landulph 33kV | Saltash Dunheved Rd | Primary | 11 | 50.408 | -4.2178 | WPD Best View | Headroom (MW) | N/A | 10.1919 | 9.9819 | 9.9335 | 9.7604 | 9.5763 | 9.3934 | 9.1427 | 8.8971 | 8.6399 | 8.4147 | 8.1937 | 7.9679 | 7.7495 | 7.5411 | 7.3062 | 7.0811 | 5.8328 | 4.5346 | 3.3779
Abham_Exeter _Landulph | Landulph 33kV | Saltash Whity Cross | Primary | 11 | 50.4222 | -4.2614 | Consumer Transformation | Headroom (MW) | Thermal | -0.10887 | -0.20109 | -0.28768 | -0.47816 | -0.69502 | -0.99003 | -1.3605 | -1.7198 | -2.0976 | -2.4995 | -2.9219 | -5.5327 | -5.9169 | -6.2793 | -8.4539 | -8.8282 | -17.9277 | -24.5752 | -31.9911
Abham_Exeter _Landulph | Landulph 33kV | Saltash Whity Cross | Primary | 11 | 50.4222 | -4.2614 | Leading the Way | Headroom (MW) | Thermal | -0.085729 | -0.1517 | -0.18553 | -0.31343 | -0.46707 | -0.64089 | -0.85977 | -1.0963 | -2.7412 | -3.0164 | -3.2092 | -4.752 | -6.2624 | -8.6102 | -10.5646 | -12.523 | -20.5456 | -26.7008 | -33.8141
Abham_Exeter _Landulph | Landulph 33kV | Saltash Whity Cross | Primary | 11 | 50.4222 | -4.2614 | Steady Progression | Headroom (MW) | Thermal | -0.09205 | -0.1447 | -0.156 | -0.24834 | -0.34113 | -0.43381 | -0.52773 | -0.62212 | -0.72385 | -0.83017 | -0.94096 | -1.0375 | -1.2799 | -2.7491 | -3.8454 | -4.9343 | -12.5205 | -20.6209 | -27.1852
Abham_Exeter _Landulph | Landulph 33kV | Saltash Whity Cross | Primary | 11 | 50.4222 | -4.2614 | System Transformation | Headroom (MW) | Thermal | -0.092016 | -0.15844 | -0.18875 | -0.31024 | -0.447 | -0.59972 | -0.79461 | -0.99003 | -1.2129 | -1.4268 | -1.633 | -3.193 | -3.3856 | -3.5722 | -5.5709 | -5.7193 | -9.9924 | -15.2363 | -19.8416
Abham_Exeter _Landulph | Landulph 33kV | Saltash Whity Cross | Primary | 11 | 50.4222 | -4.2614 | WPD Best View | Headroom (MW) | Thermal | -0.085895 | -0.15263 | -0.18762 | -0.31745 | -0.47318 | -0.64987 | -0.87259 | -1.1141 | -2.766 | -3.0502 | -3.2538 | -4.8081 | -6.331 | -8.6893 | -10.6517 | -12.6086 | -17.143 | -20.9185 | -26.8724
Abham_Exeter _Landulph | Landulph 33kV | Torpoint Town | Primary | 11 | 50.3765 | -4.215 | Consumer Transformation | Headroom (MW) | Thermal | 5.4503 | 5.3069 | 5.2362 | 5.0487 | 4.8571 | 4.6018 | 4.289 | 3.9703 | 3.6646 | 3.3487 | 3.0149 | 2.6966 | 2.382 | 2.0651 | 1.7502 | 1.392 | -0.32832 | -2.0867 | -3.6729
Abham_Exeter _Landulph | Landulph 33kV | Torpoint Town | Primary | 11 | 50.3765 | -4.215 | Leading the Way | Headroom (MW) | N/A | 5.4695 | 5.3555 | 5.3197 | 5.1942 | 5.0577 | 4.9096 | 4.7341 | 4.5565 | 4.3695 | 4.1962 | 4.0428 | 3.8846 | 3.7275 | 3.5754 | 3.4123 | 3.25 | 2.3925 | 1.523 | 0.76122
Abham_Exeter _Landulph | Landulph 33kV | Torpoint Town | Primary | 11 | 50.3765 | -4.215 | Steady Progression | Headroom (MW) | N/A | 5.472 | 5.3557 | 5.3481 | 5.3071 | 5.2683 | 5.1697 | 5.0589 | 4.9465 | 4.8371 | 4.7134 | 4.6013 | 4.4888 | 4.3749 | 4.2656 | 4.1667 | 4.0737 | 3.6643 | 3.3075 | 2.8789
Abham_Exeter _Landulph | Landulph 33kV | Torpoint Town | Primary | 11 | 50.3765 | -4.215 | System Transformation | Headroom (MW) | N/A | 5.4686 | 5.3511 | 5.3123 | 5.184 | 5.0414 | 4.8837 | 4.6945 | 4.5024 | 4.2866 | 4.0793 | 3.8827 | 3.6849 | 3.4955 | 3.3132 | 3.1309 | 2.9607 | 2.2221 | 1.4758 | 0.81692
Abham_Exeter _Landulph | Landulph 33kV | Torpoint Town | Primary | 11 | 50.3765 | -4.215 | WPD Best View | Headroom (MW) | N/A | 5.4695 | 5.3555 | 5.3197 | 5.1942 | 5.0577 | 4.9096 | 4.7341 | 4.5565 | 4.3695 | 4.1962 | 4.0428 | 3.8846 | 3.7275 | 3.5754 | 3.4123 | 3.25 | 2.3925 | 1.523 | 0.76122
Abham_Exeter _Landulph | Milehouse 33kV | Milehouse 33kV | Bulk Supply Point | 33 | 50.3835 | -4.1581 | Consumer Transformation | Headroom (MW) | N/A | 53.0031 | 52.0888 | 51.7358 | 51.1001 | 50.3139 | 49.0848 | 47.5117 | 45.96 | 44.4598 | 42.8344 | 40.9612 | 39.2445 | 37.5257 | 35.7399 | 34.0017 | 31.867 | 21.7319 | 11.171 | 1.6613
Abham_Exeter _Landulph | Milehouse 33kV | Milehouse 33kV | Bulk Supply Point | 33 | 50.3835 | -4.1581 | Leading the Way | Headroom (MW) | N/A | 53.1015 | 52.3415 | 52.1884 | 51.8366 | 51.4225 | 51.0349 | 50.3303 | 49.8007 | 49.11 | 48.4272 | 47.7188 | 46.9602 | 46.2204 | 45.3202 | 44.5153 | 43.6867 | 39.5258 | 34.1472 | 30.6184
Abham_Exeter _Landulph | Milehouse 33kV | Milehouse 33kV | Bulk Supply Point | 33 | 50.3835 | -4.1581 | Steady Progression | Headroom (MW) | N/A | 53.0986 | 52.3325 | 52.272 | 52.0134 | 51.7887 | 51.559 | 51.299 | 51.0271 | 50.7376 | 50.4382 | 50.1031 | 49.7695 | 49.4231 | 49.1045 | 48.8036 | 48.494 | 47.141 | 46.1215 | 44.4452
Abham_Exeter _Landulph | Milehouse 33kV | Milehouse 33kV | Bulk Supply Point | 33 | 50.3835 | -4.1581 | System Transformation | Headroom (MW) | N/A | 53.0858 | 52.2998 | 52.1453 | 51.7804 | 51.38 | 50.9468 | 50.195 | 49.4358 | 48.5597 | 47.7221 | 46.8641 | 46.0217 | 45.2322 | 44.4316 | 43.6651 | 42.8783 | 39.4007 | 35.966 | 32.8971
Abham_Exeter _Landulph | Milehouse 33kV | Milehouse 33kV | Bulk Supply Point | 33 | 50.3835 | -4.1581 | WPD Best View | Headroom (MW) | N/A | 53.0031 | 52.0899 | 51.7369 | 51.1026 | 50.3139 | 49.0848 | 47.5117 | 45.96 | 44.4598 | 42.8344 | 40.9612 | 39.2445 | 37.5257 | 35.7399 | 34.0017 | 31.867 | 21.7319 | 11.171 | 1.6613
Abham_Exeter _Landulph | Milehouse 33kV | Alma Road | Primary | 11 | 50.3834 | -4.1545 | Consumer Transformation | Headroom (MW) | Thermal | 11.7625 | 11.4116 | 11.2721 | 11.0203 | 10.7731 | 10.3768 | 9.8755 | 9.3844 | 8.9153 | 8.4102 | 7.8395 | 7.312 | 6.7922 | 6.2634 | 5.7328 | 5.0932 | 2.0726 | -1.0353 | -3.8111
Abham_Exeter _Landulph | Milehouse 33kV | Alma Road | Primary | 11 | 50.3834 | -4.1545 | Leading the Way | Headroom (MW) | N/A | 11.7992 | 11.5097 | 11.4398 | 11.311 | 11.1758 | 11.023 | 10.7983 | 10.6062 | 10.3788 | 10.1811 | 9.9893 | 9.7981 | 9.605 | 9.3747 | 9.1482 | 8.9113 | 7.7135 | 6.5356 | 5.5198
Abham_Exeter _Landulph | Milehouse 33kV | Alma Road | Primary | 11 | 50.3834 | -4.1545 | Steady Progression | Headroom (MW) | N/A | 11.8042 | 11.5204 | 11.4952 | 11.4019 | 11.3207 | 11.2318 | 11.1395 | 11.0355 | 10.9301 | 10.8224 | 10.6967 | 10.5891 | 10.4751 | 10.3791 | 10.286 | 10.1906 | 9.7934 | 9.4883 | 9.0118
Abham_Exeter _Landulph | Milehouse 33kV | Alma Road | Primary | 11 | 50.3834 | -4.1545 | System Transformation | Headroom (MW) | N/A | 11.7952 | 11.4965 | 11.4263 | 11.2887 | 11.137 | 10.9645 | 10.7004 | 10.4499 | 10.1532 | 9.8709 | 9.5874 | 9.3242 | 9.0681 | 8.8124 | 8.5742 | 8.3307 | 7.2793 | 6.2442 | 5.3481
Abham_Exeter _Landulph | Milehouse 33kV | Alma Road | Primary | 11 | 50.3834 | -4.1545 | WPD Best View | Headroom (MW) | Thermal | 11.7625 | 11.4116 | 11.2721 | 11.0203 | 10.7731 | 10.3768 | 9.8755 | 9.3844 | 8.9153 | 8.4102 | 7.8395 | 7.312 | 6.7922 | 6.2634 | 5.7328 | 5.0932 | 2.0726 | -1.0353 | -3.8111
Abham_Exeter _Landulph | Milehouse 33kV | Newport Street | Primary | 11 | 50.368 | -4.1644 | Consumer Transformation | Headroom (MW) | Thermal | 9.8384 | 9.6114 | 9.5294 | 9.3747 | 9.1898 | 8.9441 | 8.616 | 8.2848 | 7.9493 | 7.5792 | 7.148 | 6.7379 | 6.319 | 5.8895 | 5.4825 | 5.0167 | 2.7946 | 0.52009 | -1.5505
Abham_Exeter _Landulph | Milehouse 33kV | Newport Street | Primary | 11 | 50.368 | -4.1644 | Leading the Way | Headroom (MW) | N/A | 9.8595 | 9.6619 | 9.6306 | 9.55 | 9.4238 | 9.3348 | 9.191 | 9.0556 | 8.8624 | 8.6519 | 8.4173 | 8.1592 | 7.9052 | 7.6451 | 7.4467 | 7.2407 | 6.2249 | 5.3218 | 4.5149
Abham_Exeter _Landulph | Milehouse 33kV | Newport Street | Primary | 11 | 50.368 | -4.1644 | Steady Progression | Headroom (MW) | N/A | 9.8598 | 9.6761 | 9.6559 | 9.5966 | 9.5435 | 9.5013 | 9.4332 | 9.3723 | 9.3044 | 9.2313 | 9.1475 | 9.0745 | 8.999 | 8.9218 | 8.8525 | 8.7725 | 8.4657 | 8.2228 | 7.8341
Abham_Exeter _Landulph | Milehouse 33kV | Newport Street | Primary | 11 | 50.368 | -4.1644 | System Transformation | Headroom (MW) | N/A | 9.8569 | 9.6599 | 9.6206 | 9.5364 | 9.4469 | 9.3454 | 9.1929 | 9.0391 | 8.8578 | 8.6892 | 8.5109 | 8.3227 | 8.1496 | 7.9734 | 7.8041 | 7.6202 | 6.8433 | 6.0921 | 5.3992
Abham_Exeter _Landulph | Milehouse 33kV | Newport Street | Primary | 11 | 50.368 | -4.1644 | WPD Best View | Headroom (MW) | Thermal | 9.8384 | 9.6114 | 9.5294 | 9.3747 | 9.1898 | 8.9441 | 8.616 | 8.2848 | 7.9493 | 7.5792 | 7.148 | 6.7379 | 6.319 | 5.8895 | 5.4825 | 5.0167 | 2.7946 | 0.52009 | -1.5505
Abham_Exeter _Landulph | Milehouse 33kV | St Levan Road | Primary | 11 | 50.3839 | -4.1715 | Consumer Transformation | Headroom (MW) | N/A | 10.8721 | 10.8275 | 10.8312 | 10.8024 | 10.6694 | 10.4485 | 10.1583 | 9.8743 | 9.6027 | 9.3154 | 8.9899 | 8.6946 | 8.3938 | 8.0417 | 7.7271 | 7.3324 | 5.3594 | 3.2399 | 1.2782
Abham_Exeter _Landulph | Milehouse 33kV | St Levan Road | Primary | 11 | 50.3839 | -4.1715 | Leading the Way | Headroom (MW) | N/A | 10.8759 | 10.8512 | 10.8573 | 10.8229 | 10.7989 | 10.7771 | 10.6349 | 10.6106 | 10.5282 | 10.4232 | 10.3147 | 10.1888 | 10.0673 | 9.8348 | 9.6611 | 9.4843 | 8.6178 | 7.7203 | 6.8781
Abham_Exeter _Landulph | Milehouse 33kV | St Levan Road | Primary | 11 | 50.3839 | -4.1715 | Steady Progression | Headroom (MW) | N/A | 10.8693 | 10.807 | 10.8089 | 10.7824 | 10.7598 | 10.738 | 10.7122 | 10.6899 | 10.6666 | 10.645 | 10.6212 | 10.5677 | 10.5156 | 10.4583 | 10.4086 | 10.362 | 10.1115 | 9.9433 | 9.5607
Abham_Exeter _Landulph | Milehouse 33kV | St Levan Road | Primary | 11 | 50.3839 | -4.1715 | System Transformation | Headroom (MW) | N/A | 10.8721 | 10.8286 | 10.8322 | 10.8048 | 10.7781 | 10.7588 | 10.6391 | 10.496 | 10.3397 | 10.182 | 10.0311 | 9.8781 | 9.7403 | 9.5919 | 9.451 | 9.3141 | 8.6745 | 7.9759 | 7.2999
Abham_Exeter _Landulph | Milehouse 33kV | St Levan Road | Primary | 11 | 50.3839 | -4.1715 | WPD Best View | Headroom (MW) | N/A | 10.8721 | 10.8286 | 10.8322 | 10.8049 | 10.6694 | 10.4485 | 10.1583 | 9.8743 | 9.6027 | 9.3154 | 8.9899 | 8.6946 | 8.3938 | 8.0417 | 7.7271 | 7.3324 | 5.3594 | 3.2399 | 1.2782
Abham_Exeter _Landulph | Milehouse 33kV | Weston Mill | Primary | 11 | 50.4024 | -4.1713 | Consumer Transformation | Headroom (MW) | Thermal | 8.3701 | 8.0783 | 7.9431 | 7.7426 | 7.5216 | 7.1554 | 6.702 | 6.2565 | 5.8325 | 5.3696 | 4.8239 | 4.34 | 3.8607 | 3.3853 | 2.8993 | 2.2647 | -0.65472 | -3.7137 | -6.4152
Abham_Exeter _Landulph | Milehouse 33kV | Weston Mill | Primary | 11 | 50.4024 | -4.1713 | Leading the Way | Headroom (MW) | N/A | 8.407 | 8.1587 | 8.1009 | 7.9926 | 7.864 | 7.74 | 7.5461 | 7.3682 | 7.1807 | 7.0109 | 6.8375 | 6.6542 | 6.4829 | 6.3056 | 6.0993 | 5.8903 | 4.8096 | 2.4095 | 1.5456
Abham_Exeter _Landulph | Milehouse 33kV | Weston Mill | Primary | 11 | 50.4024 | -4.1713 | Steady Progression | Headroom (MW) | N/A | 8.4053 | 8.169 | 8.1521 | 8.0725 | 8.0046 | 7.9279 | 7.854 | 7.7695 | 7.6765 | 7.5794 | 7.4778 | 7.3781 | 7.2734 | 7.1854 | 7.0965 | 7.0089 | 6.6104 | 6.3071 | 5.8787
Abham_Exeter _Landulph | Milehouse 33kV | Weston Mill | Primary | 11 | 50.4024 | -4.1713 | System Transformation | Headroom (MW) | N/A | 8.4016 | 8.1548 | 8.1061 | 7.9905 | 7.8579 | 7.718 | 7.5027 | 7.2909 | 7.0491 | 6.8201 | 6.5748 | 6.3367 | 6.1142 | 5.894 | 5.6758 | 5.4534 | 4.4436 | 3.4937 | 2.6899
Abham_Exeter _Landulph | Milehouse 33kV | Weston Mill | Primary | 11 | 50.4024 | -4.1713 | WPD Best View | Headroom (MW) | Thermal | 8.3701 | 8.0783 | 7.9431 | 7.7426 | 7.5216 | 7.1554 | 6.702 | 6.2565 | 5.8325 | 5.3696 | 4.8239 | 4.34 | 3.8607 | 3.3853 | 2.8993 | 2.2647 | -0.65472 | -3.7137 | -6.4152
Abham_Exeter _Landulph | Newton Abbot 33kV | Newton Abbot 33kV | Bulk Supply Point | 33 | 50.5315 | -3.5952 | Consumer Transformation | Headroom (MW) | Thermal | 35.7117 | 33.5795 | 32.7826 | 31.1921 | 29.544 | 27.0109 | 23.6919 | 20.4381 | 17.2303 | 13.9032 | 6.9956 | -0.16026 | -3.7727 | -10.8738 | -19.7635 | -29.9728 | -65.6039 | -99.5926 | -132.217
Abham_Exeter _Landulph | Newton Abbot 33kV | Newton Abbot 33kV | Bulk Supply Point | 33 | 50.5315 | -3.5952 | Leading the Way | Headroom (MW) | Thermal | 35.9058 | 34.2278 | 34.0267 | 33.143 | 32.2673 | 31.2381 | 29.6248 | 28.0379 | 22.1278 | 20.5519 | 15.0331 | 9.4898 | 0.4626 | -8.013 | -15.725 | -26.2035 | -45.703 | -71.8762 | -94.4905
Abham_Exeter _Landulph | Newton Abbot 33kV | Newton Abbot 33kV | Bulk Supply Point | 33 | 50.5315 | -3.5952 | Steady Progression | Headroom (MW) | N/A | 35.9626 | 34.2482 | 34.1255 | 33.5681 | 33.0518 | 32.5254 | 31.9387 | 31.3151 | 30.6735 | 29.9923 | 29.3117 | 28.6226 | 27.8909 | 27.2351 | 26.6076 | 20.5395 | 18.1878 | 10.8732 | 4.9564
Abham_Exeter _Landulph | Newton Abbot 33kV | Newton Abbot 33kV | Bulk Supply Point | 33 | 50.5315 | -3.5952 | System Transformation | Headroom (MW) | Thermal | 35.8944 | 34.0942 | 33.8172 | 32.8921 | 31.949 | 30.8876 | 29.2391 | 27.5942 | 25.7025 | 23.9208 | 20.8961 | 16.4584 | 14.7723 | 10.4293 | 3.3964 | -3.5457 | -21.3198 | -38.6877 | -54.8992
Abham_Exeter _Landulph | Newton Abbot 33kV | Newton Abbot 33kV | Bulk Supply Point | 33 | 50.5315 | -3.5952 | WPD Best View | Headroom (MW) | Thermal | 35.7113 | 33.5777 | 32.7787 | 31.1856 | 29.5342 | 26.9967 | 23.6723 | 20.4113 | 17.194 | 13.855 | 6.9342 | -0.24009 | -3.8605 | -10.9738 | -19.8735 | -30.0855 | -65.6042 | -98.5948 | -131.1419
Abham_Exeter _Landulph | Newton Abbot 33kV | Bovey Tracey | Primary | 11 | 50.5921 | -3.6801 | Consumer Transformation | Headroom (MW) | Thermal | 4.9578 | 4.7987 | 4.7386 | 4.6194 | 4.4941 | 4.3341 | 4.0985 | 3.857 | 3.6212 | 3.3833 | 3.1188 | 2.8863 | 2.6541 | 2.4317 | 2.2085 | 1.9638 | -0.5602 | -1.8687 | -3.0531
Abham_Exeter _Landulph | Newton Abbot 33kV | Bovey Tracey | Primary | 11 | 50.5921 | -3.6801 | Leading the Way | Headroom (MW) | Thermal | 4.9769 | 4.8448 | 4.8211 | 4.7537 | 4.6808 | 4.6422 | 4.5287 | 4.3983 | 4.24 | 4.1356 | 4.0613 | 3.9948 | 3.9549 | 2.5375 | 2.4819 | 2.4083 | 1.9608 | 0.04208 | -0.50159
Abham_Exeter _Landulph | Newton Abbot 33kV | Bovey Tracey | Primary | 11 | 50.5921 | -3.6801 | Steady Progression | Headroom (MW) | N/A | 4.979 | 4.8482 | 4.8409 | 4.7992 | 4.7683 | 4.7361 | 4.6945 | 4.6513 | 4.6109 | 4.5665 | 4.5155 | 4.4803 | 4.4341 | 4.4007 | 4.3635 | 4.3401 | 4.3208 | 4.2644 | 4.0411
Abham_Exeter _Landulph | Newton Abbot 33kV | Bovey Tracey | Primary | 11 | 50.5921 | -3.6801 | System Transformation | Headroom (MW) | N/A | 4.9755 | 4.8396 | 4.8132 | 4.7469 | 4.6767 | 4.6136 | 4.4959 | 4.3846 | 4.2472 | 4.1196 | 4.0046 | 3.8878 | 3.7865 | 3.6841 | 3.5984 | 3.5136 | 1.8849 | 1.4659 | 1.046
Abham_Exeter _Landulph | Newton Abbot 33kV | Bovey Tracey | Primary | 11 | 50.5921 | -3.6801 | WPD Best View | Headroom (MW) | Thermal | 4.9578 | 4.7987 | 4.7386 | 4.6194 | 4.4941 | 4.3341 | 4.0985 | 3.857 | 3.6212 | 3.3833 | 3.1188 | 2.8863 | 2.6541 | 2.4317 | 2.2085 | 1.9638 | -0.5602 | -1.8687 | -3.0531
Abham_Exeter _Landulph | Newton Abbot 33kV | Bradley Lane | Primary | 11 | 50.5292 | -3.6185 | Consumer Transformation | Headroom (MW) | Thermal | 11.6517 | 11.2388 | 11.1063 | 10.7769 | 10.4253 | 9.8782 | 9.1699 | 8.4308 | 7.6656 | 6.8741 | 5.9876 | 5.1129 | 4.236 | 3.4126 | 0.78157 | -0.083148 | -4.7514 | -9.8053 | -13.9467
Abham_Exeter _Landulph | Newton Abbot 33kV | Bradley Lane | Primary | 11 | 50.5292 | -3.6185 | Leading the Way | Headroom (MW) | Thermal | 11.6991 | 11.375 | 11.3625 | 11.171 | 10.955 | 10.6879 | 10.2596 | 9.7876 | 9.1909 | 8.6368 | 8.1505 | 6.3104 | 5.8891 | 5.5359 | 5.2027 | 3.0808 | 1.2914 | -2.3978 | -5.0198
Abham_Exeter _Landulph | Newton Abbot 33kV | Bradley Lane | Primary | 11 | 50.5292 | -3.6185 | Steady Progression | Headroom (MW) | N/A | 11.6987 | 11.3598 | 11.3606 | 11.2494 | 11.1464 | 11.0364 | 10.9202 | 10.7946 | 10.651 | 10.5192 | 10.3962 | 10.2476 | 10.0895 | 9.9293 | 9.7664 | 9.606 | 9.0632 | 7.2845 | 6.6506
Abham_Exeter _Landulph | Newton Abbot 33kV | Bradley Lane | Primary | 11 | 50.5292 | -3.6185 | System Transformation | Headroom (MW) | N/A | 11.6921 | 11.3373 | 11.3208 | 11.1398 | 10.9451 | 10.727 | 10.3922 | 10.059 | 9.666 | 9.3213 | 9.0037 | 8.6635 | 8.2784 | 7.9143 | 5.7376 | 5.4032 | 3.97 | 1.2662 | 0.16806
Abham_Exeter _Landulph | Newton Abbot 33kV | Bradley Lane | Primary | 11 | 50.5292 | -3.6185 | WPD Best View | Headroom (MW) | Thermal | 11.6517 | 11.2388 | 11.1063 | 10.7769 | 10.4253 | 9.8782 | 9.1699 | 8.4308 | 7.6656 | 6.8741 | 5.9876 | 5.1129 | 4.236 | 3.4126 | 0.78157 | -0.083148 | -4.7514 | -9.8053 | -13.9467
Abham_Exeter _Landulph | Newton Abbot 33kV | Chudleigh Knighton | Primary | 11 | 50.588 | -3.6256 | Consumer Transformation | Headroom (MW) | Thermal | -2.5496 | -2.7726 | -2.871 | -3.0567 | -3.2538 | -3.559 | -3.965 | -4.3398 | -4.7078 | -5.1062 | -6.9351 | -8.2249 | -8.6449 | -10.4304 | -12.649 | -13.1118 | -19.98 | -25.0853 | -30.6017
Abham_Exeter _Landulph | Newton Abbot 33kV | Chudleigh Knighton | Primary | 11 | 50.588 | -3.6256 | Leading the Way | Headroom (MW) | Thermal | -2.5258 | -2.6908 | -2.7211 | -2.8213 | -2.9224 | -3.0415 | -3.2265 | -3.387 | -4.9326 | -5.0954 | -6.6089 | -8.134 | -9.6531 | -12.0094 | -14.8916 | -16.8661 | -20.501 | -23.9113 | -31.1648
Abham_Exeter _Landulph | Newton Abbot 33kV | Chudleigh Knighton | Primary | 11 | 50.588 | -3.6256 | Steady Progression | Headroom (MW) | Thermal | -2.525 | -2.6882 | -2.6968 | -2.761 | -2.8139 | -2.8652 | -2.9258 | -2.9883 | -3.0596 | -3.1391 | -3.2269 | -3.3021 | -3.3866 | -3.4541 | -3.5253 | -5.3996 | -5.6601 | -7.2386 | -8.9684
Abham_Exeter _Landulph | Newton Abbot 33kV | Chudleigh Knighton | Primary | 11 | 50.588 | -3.6256 | System Transformation | Headroom (MW) | Thermal | -2.5289 | -2.7034 | -2.74 | -2.8441 | -2.9533 | -3.0722 | -3.2603 | -3.4567 | -3.6819 | -3.9036 | -5.4708 | -5.6802 | -5.8784 | -7.4293 | -9.4356 | -9.6007 | -13.1041 | -16.4753 | -19.5125
Abham_Exeter _Landulph | Newton Abbot 33kV | Chudleigh Knighton | Primary | 11 | 50.588 | -3.6256 | WPD Best View | Headroom (MW) | Thermal | -2.5496 | -2.7726 | -2.871 | -3.0567 | -3.2538 | -3.559 | -3.965 | -4.3398 | -4.7078 | -5.1062 | -6.9351 | -8.2249 | -8.6449 | -10.4304 | -12.649 | -13.1118 | -19.98 | -25.0853 | -30.6017
Abham_Exeter _Landulph | Newton Abbot 33kV | Dawlish | Primary | 11 | 50.5789 | -3.4804 | Consumer Transformation | Headroom (MW) | Thermal | 10.5109 | 10.2144 | 10.1233 | 9.8805 | 9.6473 | 9.2484 | 8.7339 | 8.2391 | 7.7421 | 7.2219 | 5.7528 | 3.8289 | 3.2605 | 0.47792 | -0.042045 | -2.4758 | -10.0919 | -17.871 | -24.5015
Abham_Exeter _Landulph | Newton Abbot 33kV | Dawlish | Primary | 11 | 50.5789 | -3.4804 | Leading the Way | Headroom (MW) | Thermal | 10.534 | 10.3223 | 10.3262 | 10.2024 | 10.0957 | 9.9208 | 9.673 | 9.4497 | 7.7979 | 7.5465 | 5.9556 | 4.3678 | 1.9486 | 0.38971 | -1.6307 | -3.6628 | -8.6633 | -15.0226 | -21.2704
Abham_Exeter _Landulph | Newton Abbot 33kV | Dawlish | Primary | 11 | 50.5789 | -3.4804 | Steady Progression | Headroom (MW) | N/A | 10.5512 | 10.3288 | 10.325 | 10.2579 | 10.1978 | 10.1294 | 10.0492 | 9.9645 | 9.8689 | 9.7601 | 9.6532 | 9.5368 | 9.4331 | 9.3338 | 9.2482 | 7.3365 | 6.9869 | 5.3487 | 3.473
Abham_Exeter _Landulph | Newton Abbot 33kV | Dawlish | Primary | 11 | 50.5789 | -3.4804 | System Transformation | Headroom (MW) | Thermal | 10.5364 | 10.2982 | 10.2859 | 10.161 | 10.0445 | 9.8843 | 9.6404 | 9.3979 | 9.1038 | 8.8244 | 8.5553 | 6.9082 | 6.6551 | 5.0481 | 4.8028 | 2.7562 | -1.8482 | -5.6007 | -9.2436
Abham_Exeter _Landulph | Newton Abbot 33kV | Dawlish | Primary | 11 | 50.5789 | -3.4804 | WPD Best View | Headroom (MW) | Thermal | 10.5107 | 10.2135 | 10.1214 | 9.8772 | 9.6423 | 9.2413 | 8.7242 | 8.2257 | 7.7239 | 7.1978 | 5.7221 | 3.79 | 3.2133 | 0.42373 | -0.10113 | -2.5362 | -10.1087 | -17.8368 | -24.4501
Abham_Exeter _Landulph | Newton Abbot 33kV | Higher Woodway | Primary | 11 | 50.5612 | -3.4964 | Consumer Transformation | Headroom (MW) | Thermal | 10.4599 | 10.2515 | 10.162 | 10.0138 | 9.8646 | 9.6306 | 9.3333 | 9.0478 | 8.7679 | 8.4779 | 8.1309 | 7.8395 | 7.537 | 7.2465 | 6.9459 | 6.5962 | 2.6276 | 0.80143 | -0.81685
Abham_Exeter _Landulph | Newton Abbot 33kV | Higher Woodway | Primary | 11 | 50.5612 | -3.4964 | Leading the Way | Headroom (MW) | N/A | 10.4752 | 10.3032 | 10.2725 | 10.1987 | 10.1267 | 10.0517 | 9.9259 | 9.8236 | 9.704 | 9.6099 | 9.5102 | 9.4064 | 7.9625 | 7.86 | 7.7541 | 7.6386 | 6.9502 | 3.9949 | 3.3183
Abham_Exeter _Landulph | Newton Abbot 33kV | Higher Woodway | Primary | 11 | 50.5612 | -3.4964 | Steady Progression | Headroom (MW) | N/A | 10.4775 | 10.3177 | 10.2939 | 10.2469 | 10.193 | 10.1405 | 10.0852 | 10.0265 | 9.9695 | 9.9069 | 9.834 | 9.7794 | 9.7173 | 9.66 | 9.6201 | 9.5734 | 9.4006 | 9.2761 | 8.9899
Abham_Exeter _Landulph | Newton Abbot 33kV | Higher Woodway | Primary | 11 | 50.5612 | -3.4964 | System Transformation | Headroom (MW) | N/A | 10.4726 | 10.2953 | 10.2559 | 10.1672 | 10.0739 | 9.9782 | 9.8156 | 9.6569 | 9.4727 | 9.296 | 9.13 | 8.9695 | 8.828 | 8.6887 | 8.5525 | 8.425 | 6.5218 | 5.9289 | 5.4169
Abham_Exeter _Landulph | Newton Abbot 33kV | Higher Woodway | Primary | 11 | 50.5612 | -3.4964 | WPD Best View | Headroom (MW) | Thermal | 10.4599 | 10.2515 | 10.162 | 10.0138 | 9.8646 | 9.6306 | 9.3333 | 9.0478 | 8.7679 | 8.4779 | 8.1309 | 7.8395 | 7.537 | 7.2465 | 6.9459 | 6.5962 | 2.6276 | 0.80143 | -0.81685
Abham_Exeter _Landulph | Newton Abbot 33kV | Newton Abbot Main | Primary | 11 | 50.5331 | -3.5997 | Consumer Transformation | Headroom (MW) | Thermal | 19.6465 | 19.0383 | 18.8245 | 18.4295 | 18.0173 | 17.4074 | 16.6187 | 15.8625 | 15.1587 | 14.4327 | 12.7471 | 10.5904 | 9.7653 | 8.9571 | 6.3484 | 2.7637 | -4.1221 | -14.7299 | -24.8336
Abham_Exeter _Landulph | Newton Abbot 33kV | Newton Abbot Main | Primary | 11 | 50.5331 | -3.5997 | Leading the Way | Headroom (MW) | Thermal | 19.6893 | 19.1974 | 19.1275 | 18.8939 | 18.6632 | 18.4098 | 18.049 | 17.6913 | 16.0098 | 15.741 | 14.1276 | 13.8537 | 12.179 | 9.632 | 7.4792 | 3.4808 | -2.1901 | -8.2755 | -14.9795
Abham_Exeter _Landulph | Newton Abbot 33kV | Newton Abbot Main | Primary | 11 | 50.5331 | -3.5997 | Steady Progression | Headroom (MW) | N/A | 19.7103 | 19.189 | 19.1313 | 18.9606 | 18.7982 | 18.6382 | 18.4707 | 18.286 | 18.1187 | 17.9423 | 17.7809 | 17.6059 | 17.4017 | 17.2281 | 17.0576 | 15.0705 | 14.3264 | 12.3867 | 11.5639
Abham_Exeter _Landulph | Newton Abbot 33kV | Newton Abbot Main | Primary | 11 | 50.5331 | -3.5997 | System Transformation | Headroom (MW) | Thermal | 19.6913 | 19.1571 | 19.0587 | 18.8042 | 18.5449 | 18.2595 | 17.8442 | 17.4289 | 16.9892 | 16.5736 | 16.1842 | 14.421 | 14.0075 | 13.6038 | 11.3998 | 9.209 | 5.2641 | -0.50031 | -6.0026
Abham_Exeter _Landulph | Newton Abbot 33kV | Newton Abbot Main | Primary | 11 | 50.5331 | -3.5997 | WPD Best View | Headroom (MW) | Thermal | 19.6463 | 19.0374 | 18.8225 | 18.4262 | 18.0123 | 17.4003 | 16.609 | 15.8491 | 15.1405 | 14.4086 | 12.7164 | 10.5495 | 9.7247 | 8.9113 | 6.2975 | 2.7114 | -4.1056 | -13.7663 | -23.8099
Abham_Exeter _Landulph | Newton Abbot 33kV | Teignmouth Gasworks | Primary | 11 | 50.547 | -3.5158 | Consumer Transformation | Headroom (MW) | Thermal | 8.3254 | 8.1013 | 7.9897 | 7.8196 | 7.64 | 7.3618 | 6.9934 | 6.6316 | 6.2735 | 5.9102 | 5.4842 | 5.0974 | 4.7102 | 4.3216 | 3.9341 | 1.665 | -1.4351 | -3.7429 | -7.1727
Abham_Exeter _Landulph | Newton Abbot 33kV | Teignmouth Gasworks | Primary | 11 | 50.547 | -3.5158 | Leading the Way | Headroom (MW) | Thermal | 8.348 | 8.1667 | 8.1288 | 8.0356 | 7.9592 | 7.858 | 7.7061 | 7.5652 | 7.4088 | 7.2683 | 7.1276 | 6.9816 | 5.4725 | 5.3321 | 5.1703 | 5.0078 | 2.7398 | 0.98486 | -1.1706
Abham_Exeter _Landulph | Newton Abbot 33kV | Teignmouth Gasworks | Primary | 11 | 50.547 | -3.5158 | Steady Progression | Headroom (MW) | N/A | 8.3618 | 8.184 | 8.1614 | 8.106 | 8.0529 | 8.0008 | 7.9355 | 7.8715 | 7.8049 | 7.7272 | 7.6497 | 7.5657 | 7.4927 | 7.4281 | 7.3679 | 7.3035 | 7.0409 | 6.8423 | 6.4973
Abham_Exeter _Landulph | Newton Abbot 33kV | Teignmouth Gasworks | Primary | 11 | 50.547 | -3.5158 | System Transformation | Headroom (MW) | N/A | 8.3462 | 8.1609 | 8.1136 | 8.008 | 7.908 | 7.7881 | 7.602 | 7.4145 | 7.1962 | 6.9803 | 6.7799 | 6.5796 | 6.386 | 6.2103 | 6.0316 | 4.0388 | 3.2825 | 2.5184 | 0.51949
Abham_Exeter _Landulph | Newton Abbot 33kV | Teignmouth Gasworks | Primary | 11 | 50.547 | -3.5158 | WPD Best View | Headroom (MW) | Thermal | 8.3254 | 8.1013 | 7.9897 | 7.8196 | 7.64 | 7.3618 | 6.9934 | 6.6316 | 6.2735 | 5.9102 | 5.4842 | 5.0974 | 4.7102 | 4.3216 | 3.9341 | 1.665 | -1.4351 | -3.7429 | -7.1727
Abham_Exeter _Landulph | Paignton 132/33kV | Paignton 132/33kV | Bulk Supply Point | 33 | 50.4214 | -3.5901 | Consumer Transformation | Headroom (MW) | Thermal | 12.2596 | 10.5591 | 10.1247 | 9.0337 | 7.625 | 5.4845 | 2.6974 | -0.05381 | -2.7731 | -5.6632 | -9.6884 | -13.472 | -17.1595 | -21.3718 | -24.173 | -28.2498 | -53.2342 | -79.5241 | -102.336
Abham_Exeter _Landulph | Paignton 132/33kV | Paignton 132/33kV | Bulk Supply Point | 33 | 50.4214 | -3.5901 | Leading the Way | Headroom (MW) | Thermal | 12.3683 | 10.8662 | 10.811 | 10.2992 | 9.7541 | 9.0425 | 7.6996 | 6.6476 | 5.1932 | 3.7912 | 1.2685 | 0.22284 | -2.1272 | -6.6786 | -9.5343 | -15.2105 | -26.9843 | -21.2351 | -34.825
Abham_Exeter _Landulph | Paignton 132/33kV | Paignton 132/33kV | Bulk Supply Point | 33 | 50.4214 | -3.5901 | Steady Progression | Headroom (MW) | Thermal | 12.3777 | 10.9306 | 10.9005 | 10.543 | 10.1586 | 9.7973 | 9.3626 | 8.903 | 8.4187 | 7.8999 | 7.3283 | 6.7524 | 6.1919 | 5.6656 | 5.1954 | 4.7816 | 3.2091 | 0.48615 | -2.6774
Abham_Exeter _Landulph | Paignton 132/33kV | Paignton 132/33kV | Bulk Supply Point | 33 | 50.4214 | -3.5901 | System Transformation | Headroom (MW) | Thermal | 12.3497 | 10.843 | 10.721 | 10.1889 | 9.5336 | 8.7428 | 7.315 | 5.88 | 4.2424 | 2.6513 | 1.1484 | -0.27659 | -1.6733 | -4.2961 | -5.519 | -6.6833 | -16.643 | -27.4326 | -36.6816
Abham_Exeter _Landulph | Paignton 132/33kV | Paignton 132/33kV | Bulk Supply Point | 33 | 50.4214 | -3.5901 | WPD Best View | Headroom (MW) | Thermal | 12.3497 | 10.843 | 10.721 | 10.1889 | 9.5336 | 8.7428 | 7.315 | 5.88 | 4.2424 | 2.6513 | 1.1484 | -0.27659 | -1.6733 | -4.2961 | -5.519 | -6.6833 | -16.643 | -27.4326 | -36.6816
Abham_Exeter _Landulph | Paignton 132/33kV | Blackawton | Primary | 11 | 50.3475 | -3.6824 | Consumer Transformation | Headroom (MW) | Thermal | 3.3918 | 3.352 | 3.3513 | 3.3431 | 3.3279 | 3.3172 | 3.2922 | 3.2801 | 3.264 | 3.2601 | 2.3872 | 2.3705 | 2.3562 | 0.97681 | 0.99102 | 0.13792 | -2.4256 | -6.0479 | -8.8744
Abham_Exeter _Landulph | Paignton 132/33kV | Blackawton | Primary | 11 | 50.3475 | -3.6824 | Leading the Way | Headroom (MW) | Thermal | 3.393 | 3.3641 | 3.3571 | 3.3538 | 3.3524 | 3.3536 | 3.36 | 3.3583 | 3.3666 | 3.376 | 2.0162 | 2.0281 | 2.0332 | -0.17118 | -0.15597 | -1.9618 | -4.4087 | -6.1626 | -8.8347
Abham_Exeter _Landulph | Paignton 132/33kV | Blackawton | Primary | 11 | 50.3475 | -3.6824 | Steady Progression | Headroom (MW) | N/A | 3.3917 | 3.3616 | 3.3615 | 3.3459 | 3.34 | 3.3351 | 3.3308 | 3.3275 | 3.3252 | 3.3249 | 3.3259 | 3.3255 | 3.3306 | 3.3294 | 3.34 | 3.3557 | 3.4143 | 2.0946 | 2.0174
Abham_Exeter _Landulph | Paignton 132/33kV | Blackawton | Primary | 11 | 50.3475 | -3.6824 | System Transformation | Headroom (MW) | Thermal | 3.392 | 3.3612 | 3.3516 | 3.3441 | 3.3374 | 3.3311 | 3.3236 | 3.3087 | 3.2956 | 3.2873 | 3.2909 | 3.2965 | 3.2891 | 1.9432 | 1.9527 | 1.9747 | -0.15499 | -1.5742 | -3.076
Abham_Exeter _Landulph | Paignton 132/33kV | Blackawton | Primary | 11 | 50.3475 | -3.6824 | WPD Best View | Headroom (MW) | Thermal | 3.392 | 3.3612 | 3.3516 | 3.3441 | 3.3374 | 3.3311 | 3.3236 | 3.3087 | 3.2956 | 3.2873 | 3.2909 | 3.2965 | 3.2891 | 1.9432 | 1.9527 | 1.9747 | -0.15499 | -1.5742 | -3.076
Abham_Exeter _Landulph | Paignton 132/33kV | Churston | Primary | 11 | 50.4025 | -3.5659 | Consumer Transformation | Headroom (MW) | N/A | 11.8237 | 11.5081 | 11.4605 | 11.2787 | 11.1404 | 10.893 | 10.5941 | 10.3241 | 10.0722 | 9.7957 | 9.4981 | 9.2313 | 8.9675 | 8.7185 | 8.45 | 8.1313 | 6.5059 | 3.8083 | 0.71135
Abham_Exeter _Landulph | Paignton 132/33kV | Churston | Primary | 11 | 50.4025 | -3.5659 | Leading the Way | Headroom (MW) | N/A | 11.8362 | 11.5563 | 11.5852 | 11.4756 | 11.4088 | 11.2923 | 11.1684 | 11.0584 | 10.9521 | 10.8652 | 10.7933 | 10.7352 | 10.6822 | 10.6264 | 10.5495 | 10.4485 | 8.3483 | 7.4357 | 6.5002
Abham_Exeter _Landulph | Paignton 132/33kV | Churston | Primary | 11 | 50.4025 | -3.5659 | Steady Progression | Headroom (MW) | N/A | 11.8416 | 11.5724 | 11.5743 | 11.5031 | 11.4546 | 11.3939 | 11.318 | 11.2456 | 11.167 | 11.0786 | 11.019 | 10.9504 | 10.8831 | 10.8296 | 10.78 | 10.7482 | 10.6413 | 10.5266 | 10.136
Abham_Exeter _Landulph | Paignton 132/33kV | Churston | Primary | 11 | 50.4025 | -3.5659 | System Transformation | Headroom (MW) | N/A | 11.8361 | 11.5454 | 11.5552 | 11.4542 | 11.3695 | 11.244 | 11.0762 | 10.9153 | 10.7412 | 10.5622 | 10.4109 | 10.2663 | 10.126 | 10.0116 | 9.8942 | 9.7907 | 9.371 | 8.7544 | 6.7107
Abham_Exeter _Landulph | Paignton 132/33kV | Churston | Primary | 11 | 50.4025 | -3.5659 | WPD Best View | Headroom (MW) | N/A | 11.8361 | 11.5454 | 11.5552 | 11.4542 | 11.3695 | 11.244 | 11.0762 | 10.9153 | 10.7412 | 10.5622 | 10.4109 | 10.2663 | 10.126 | 10.0116 | 9.8942 | 9.7907 | 9.371 | 8.7544 | 6.7107
Abham_Exeter _Landulph | Paignton 132/33kV | Colley End | Primary | 11 | 50.4385 | -3.5713 | Consumer Transformation | Headroom (MW) | Thermal | 10.7812 | 10.5502 | 10.5494 | 10.4429 | 10.0935 | 9.5711 | 8.8753 | 8.139 | 7.4075 | 6.6091 | 5.7891 | 5.0268 | 4.276 | 3.5095 | 2.7539 | 1.9156 | -2.2025 | -6.5309 | -10.5281
Abham_Exeter _Landulph | Paignton 132/33kV | Colley End | Primary | 11 | 50.4385 | -3.5713 | Leading the Way | Headroom (MW) | N/A | 10.7844 | 10.5436 | 10.5448 | 10.4732 | 10.4218 | 10.3704 | 9.9387 | 9.7545 | 9.2989 | 8.8149 | 8.4509 | 8.1306 | 7.8278 | 7.5425 | 7.2203 | 6.8844 | 5.0839 | 1.8098 | 0.032827
Abham_Exeter _Landulph | Paignton 132/33kV | Colley End | Primary | 11 | 50.4385 | -3.5713 | Steady Progression | Headroom (MW) | N/A | 10.7788 | 10.5459 | 10.5435 | 10.489 | 10.4345 | 10.3801 | 10.3137 | 10.265 | 10.2144 | 10.1693 | 10.0714 | 9.9231 | 9.7778 | 9.642 | 9.5143 | 9.3936 | 8.9356 | 8.5246 | 7.7425
Abham_Exeter _Landulph | Paignton 132/33kV | Colley End | Primary | 11 | 50.4385 | -3.5713 | System Transformation | Headroom (MW) | N/A | 10.7812 | 10.5533 | 10.5525 | 10.4993 | 10.4459 | 10.3916 | 10.0366 | 9.6828 | 9.2756 | 8.876 | 8.4868 | 8.1183 | 7.7615 | 7.4159 | 7.0855 | 6.7675 | 5.3766 | 3.8716 | 2.4532
Abham_Exeter _Landulph | Paignton 132/33kV | Colley End | Primary | 11 | 50.4385 | -3.5713 | WPD Best View | Headroom (MW) | N/A | 10.7812 | 10.5533 | 10.5525 | 10.4993 | 10.4459 | 10.3916 | 10.0366 | 9.6828 | 9.2756 | 8.876 | 8.4868 | 8.1183 | 7.7615 | 7.4159 | 7.0855 | 6.7675 | 5.3766 | 3.8716 | 2.4532
Abham_Exeter _Landulph | Paignton 132/33kV | Dartmouth | Primary | 11 | 50.3478 | -3.6022 | Consumer Transformation | Headroom (MW) | Thermal | 10.5409 | 10.3074 | 10.1935 | 10.0097 | 9.8042 | 9.5056 | 9.0956 | 8.6863 | 8.2829 | 7.8488 | 7.3556 | 6.0413 | 5.5859 | 5.1326 | 4.6973 | 4.2045 | -0.56254 | -4.039 | -7.2841
Abham_Exeter _Landulph | Paignton 132/33kV | Dartmouth | Primary | 11 | 50.3478 | -3.6022 | Leading the Way | Headroom (MW) | N/A | 10.5711 | 10.3765 | 10.3299 | 10.2317 | 10.1227 | 10.0066 | 9.8202 | 9.6216 | 9.4005 | 9.1869 | 8.981 | 8.7895 | 8.612 | 7.0785 | 6.9091 | 5.8654 | 4.7627 | 2.8445 | 0.53738
Abham_Exeter _Landulph | Paignton 132/33kV | Dartmouth | Primary | 11 | 50.3478 | -3.6022 | Steady Progression | Headroom (MW) | N/A | 10.5737 | 10.401 | 10.3722 | 10.3182 | 10.2567 | 10.2097 | 10.1452 | 10.0731 | 9.9987 | 9.9104 | 9.8226 | 9.7398 | 9.6592 | 9.5733 | 9.4989 | 9.4277 | 9.1187 | 8.8656 | 8.4826
Abham_Exeter _Landulph | Paignton 132/33kV | Dartmouth | Primary | 11 | 50.3478 | -3.6022 | System Transformation | Headroom (MW) | N/A | 10.5691 | 10.3711 | 10.3203 | 10.2198 | 10.1056 | 9.9875 | 9.7904 | 9.5863 | 9.3589 | 9.1362 | 8.9118 | 8.6966 | 8.4824 | 8.2867 | 8.092 | 7.8951 | 5.6758 | 3.9901 | 3.2856
Abham_Exeter _Landulph | Paignton 132/33kV | Dartmouth | Primary | 11 | 50.3478 | -3.6022 | WPD Best View | Headroom (MW) | N/A | 10.5691 | 10.3711 | 10.3203 | 10.2198 | 10.1056 | 9.9875 | 9.7904 | 9.5863 | 9.3589 | 9.1362 | 8.9118 | 8.6966 | 8.4824 | 8.2867 | 8.092 | 7.8951 | 5.6758 | 3.9901 | 3.2856
Abham_Exeter _Landulph | Paignton 132/33kV | Hollicombe | Primary | 11 | 50.4538 | -3.5578 | Consumer Transformation | Headroom (MW) | N/A | 11.3151 | 11.1755 | 11.1157 | 10.9297 | 10.7424 | 10.4643 | 10.0931 | 9.7303 | 9.3924 | 9.0285 | 8.6125 | 8.2361 | 7.8685 | 7.4983 | 7.1182 | 6.671 | 4.5303 | 2.3224 | 0.2994
Abham_Exeter _Landulph | Paignton 132/33kV | Hollicombe | Primary | 11 | 50.4538 | -3.5578 | Leading the Way | Headroom (MW) | N/A | 11.3153 | 11.1656 | 11.1619 | 11.1126 | 11.0615 | 10.9601 | 10.7849 | 10.6518 | 10.497 | 10.3504 | 10.2189 | 10.077 | 9.9354 | 9.7872 | 9.6185 | 9.4515 | 8.5343 | 7.593 | 6.7218
Abham_Exeter _Landulph | Paignton 132/33kV | Hollicombe | Primary | 11 | 50.4538 | -3.5578 | Steady Progression | Headroom (MW) | N/A | 11.3149 | 11.1752 | 11.1711 | 11.1369 | 11.1033 | 11.0703 | 11.0273 | 10.9514 | 10.8711 | 10.7883 | 10.7062 | 10.6204 | 10.546 | 10.4732 | 10.4077 | 10.3454 | 10.0799 | 9.8681 | 9.4759
Abham_Exeter _Landulph | Paignton 132/33kV | Hollicombe | Primary | 11 | 50.4538 | -3.5578 | System Transformation | Headroom (MW) | N/A | 11.3151 | 11.1781 | 11.1742 | 11.1199 | 11.0079 | 10.8859 | 10.6858 | 10.4828 | 10.2607 | 10.0345 | 9.8289 | 9.6321 | 9.4361 | 9.2577 | 9.0763 | 8.9135 | 8.1605 | 7.3792 | 6.675
Abham_Exeter _Landulph | Paignton 132/33kV | Hollicombe | Primary | 11 | 50.4538 | -3.5578 | WPD Best View | Headroom (MW) | N/A | 11.3151 | 11.1781 | 11.1742 | 11.1199 | 11.0079 | 10.8859 | 10.6858 | 10.4828 | 10.2607 | 10.0345 | 9.8289 | 9.6321 | 9.4361 | 9.2577 | 9.0763 | 8.9135 | 8.1605 | 7.3792 | 6.675
Abham_Exeter _Landulph | Paignton 132/33kV | Laywell Brixham | Primary | 11 | 50.3833 | -3.5244 | Consumer Transformation | Headroom (MW) | Thermal | 9.7022 | 9.3422 | 9.1882 | 8.928 | 8.6611 | 8.2487 | 7.7083 | 7.1852 | 6.6792 | 6.13 | 5.5382 | 4.9792 | 4.4505 | 3.91 | 3.3679 | 2.7538 | -0.29962 | -3.5085 | -6.4367
Abham_Exeter _Landulph | Paignton 132/33kV | Laywell Brixham | Primary | 11 | 50.3833 | -3.5244 | Leading the Way | Headroom (MW) | N/A | 9.7338 | 9.4464 | 9.3857 | 9.238 | 9.1132 | 8.9492 | 8.7049 | 8.4847 | 8.2229 | 7.9904 | 7.787 | 7.6017 | 7.421 | 7.2389 | 7.0456 | 6.8191 | 5.5727 | 4.2425 | 3.0141
Abham_Exeter _Landulph | Paignton 132/33kV | Laywell Brixham | Primary | 11 | 50.3833 | -3.5244 | Steady Progression | Headroom (MW) | N/A | 9.7462 | 9.4546 | 9.4292 | 9.3429 | 9.2561 | 9.1753 | 9.0686 | 8.9716 | 8.8622 | 8.7504 | 8.6182 | 8.515 | 8.3996 | 8.2986 | 8.2164 | 8.1272 | 7.8248 | 7.5758 | 7.0216
Abham_Exeter _Landulph | Paignton 132/33kV | Laywell Brixham | Primary | 11 | 50.3833 | -3.5244 | System Transformation | Headroom (MW) | N/A | 9.7289 | 9.432 | 9.3626 | 9.2038 | 9.0535 | 8.8725 | 8.5932 | 8.3246 | 7.9969 | 7.6881 | 7.3938 | 7.113 | 6.8417 | 6.5908 | 6.3585 | 6.1193 | 5.131 | 4.0466 | 3.0426
Abham_Exeter _Landulph | Paignton 132/33kV | Laywell Brixham | Primary | 11 | 50.3833 | -3.5244 | WPD Best View | Headroom (MW) | N/A | 9.7289 | 9.432 | 9.3626 | 9.2038 | 9.0535 | 8.8725 | 8.5932 | 8.3246 | 7.9969 | 7.6881 | 7.3938 | 7.113 | 6.8417 | 6.5908 | 6.3585 | 6.1193 | 5.131 | 4.0466 | 3.0426
Abham_Exeter _Landulph | Paignton 132/33kV | Paignton 33/11kv S/S | Primary | 11 | 50.42 | -3.5919 | Consumer Transformation | Headroom (MW) | Thermal | 10.2339 | 9.9426 | 9.9105 | 9.8008 | 9.6083 | 9.3223 | 8.9759 | 8.6326 | 8.2543 | 7.8746 | 7.459 | 7.0675 | 6.704 | 6.3521 | 6.0029 | 5.5995 | 0.45215 | -3.2058 | -7.0644
Abham_Exeter _Landulph | Paignton 132/33kV | Paignton 33/11kv S/S | Primary | 11 | 50.42 | -3.5919 | Leading the Way | Headroom (MW) | Thermal | 10.2589 | 10.0104 | 10.057 | 10.0543 | 9.931 | 9.8027 | 9.648 | 9.478 | 9.2422 | 9.0229 | 8.8655 | 8.7275 | 7.2485 | 7.1312 | 5.2156 | 5.0706 | 4.1136 | -0.064123 | -2.5181
Abham_Exeter _Landulph | Paignton 132/33kV | Paignton 33/11kv S/S | Primary | 11 | 50.42 | -3.5919 | Steady Progression | Headroom (MW) | N/A | 10.2556 | 10.017 | 10.0496 | 10.0362 | 9.9607 | 9.8974 | 9.8408 | 9.7775 | 9.7061 | 9.6296 | 9.5388 | 9.4743 | 9.4001 | 9.3406 | 9.2711 | 9.2248 | 9.0419 | 8.8929 | 8.456
Abham_Exeter _Landulph | Paignton 132/33kV | Paignton 33/11kv S/S | Primary | 11 | 50.42 | -3.5919 | System Transformation | Headroom (MW) | N/A | 10.2534 | 10.002 | 10.0219 | 9.9996 | 9.8923 | 9.7542 | 9.5821 | 9.4074 | 9.1999 | 9.0154 | 8.8225 | 8.6443 | 8.4708 | 8.3135 | 8.1764 | 8.0341 | 6.0943 | 3.976 | 3.2193
Abham_Exeter _Landulph | Paignton 132/33kV | Paignton 33/11kv S/S | Primary | 11 | 50.42 | -3.5919 | WPD Best View | Headroom (MW) | N/A | 10.2534 | 10.002 | 10.0219 | 9.9996 | 9.8923 | 9.7542 | 9.5821 | 9.4074 | 9.1999 | 9.0154 | 8.8225 | 8.6443 | 8.4708 | 8.3135 | 8.1764 | 8.0341 | 6.0943 | 3.976 | 3.2193
Abham_Exeter _Landulph | Paignton 132/33kV | Stokenham | Primary | 11 | 50.2751 | -3.6821 | Consumer Transformation | Headroom (MW) | Thermal | 4.0463 | 3.9567 | 3.9309 | 3.8762 | 3.8227 | 3.7378 | 3.6384 | 3.5439 | 3.4498 | 3.3655 | 3.2474 | 3.1509 | 2.2073 | 2.1059 | 2.0213 | 1.9119 | 0.34316 | -2.7474 | -3.5836
Abham_Exeter _Landulph | Paignton 132/33kV | Stokenham | Primary | 11 | 50.2751 | -3.6821 | Leading the Way | Headroom (MW) | Thermal | 4.0511 | 3.9788 | 3.9647 | 3.9355 | 3.918 | 3.8831 | 3.8499 | 3.8158 | 3.7884 | 3.7599 | 3.7312 | 3.7086 | 3.6882 | 3.6633 | 3.6385 | 1.7873 | 0.58429 | 0.13558 | -1.2091
Abham_Exeter _Landulph | Paignton 132/33kV | Stokenham | Primary | 11 | 50.2751 | -3.6821 | Steady Progression | Headroom (MW) | N/A | 4.0506 | 3.9782 | 3.9746 | 3.9463 | 3.9282 | 3.9107 | 3.8936 | 3.8667 | 3.8496 | 3.8238 | 3.8017 | 3.7792 | 3.771 | 3.7543 | 3.7424 | 3.7344 | 3.728 | 3.7134 | 3.566
Abham_Exeter _Landulph | Paignton 132/33kV | Stokenham | Primary | 11 | 50.2751 | -3.6821 | System Transformation | Headroom (MW) | N/A | 4.0494 | 3.9752 | 3.9582 | 3.9235 | 3.8969 | 3.8514 | 3.8026 | 3.7476 | 3.689 | 3.6269 | 3.5782 | 3.5317 | 3.4944 | 3.4599 | 3.4208 | 3.3971 | 3.2782 | 1.6991 | 0.58346
Abham_Exeter _Landulph | Paignton 132/33kV | Stokenham | Primary | 11 | 50.2751 | -3.6821 | WPD Best View | Headroom (MW) | N/A | 4.0494 | 3.9752 | 3.9582 | 3.9235 | 3.8969 | 3.8514 | 3.8026 | 3.7476 | 3.689 | 3.6269 | 3.5782 | 3.5317 | 3.4944 | 3.4599 | 3.4208 | 3.3971 | 3.2782 | 1.6991 | 0.58346
Abham_Exeter _Landulph | Plymouth 33kV | Plymouth 33kV | Bulk Supply Point | 33 | 50.3688 | -4.112 | Consumer Transformation | Headroom (MW) | Thermal | 28.3161 | 26.0246 | 20.2743 | 18.9021 | 17.4465 | 15.2527 | 12.0057 | 8.7302 | 5.5007 | 2.1171 | -1.7948 | -5.3995 | -8.9968 | -13.3135 | -18.5464 | -6.7549 | -26.5146 | -51.6716 | -67.9957
Abham_Exeter _Landulph | Plymouth 33kV | Plymouth 33kV | Bulk Supply Point | 33 | 50.3688 | -4.112 | Leading the Way | Headroom (MW) | N/A | 28.4659 | 21.3081 | 21.1164 | 20.3819 | 19.5097 | 18.541 | 16.6037 | 15.1681 | 13.4948 | 12.084 | 10.6492 | 7.6969 | 6.1535 | 4.6142 | 1.4614 | 12.1432 | 32.3823 | 25.4176 | 13.099
Abham_Exeter _Landulph | Plymouth 33kV | Plymouth 33kV | Bulk Supply Point | 33 | 50.3688 | -4.112 | Steady Progression | Headroom (MW) | N/A | 28.4741 | 26.4348 | 26.3419 | 20.6426 | 20.12 | 19.5877 | 19.0145 | 18.3706 | 17.6969 | 17.0007 | 16.2893 | 15.5974 | 14.9523 | 14.3195 | 13.7302 | 13.1605 | 11.2764 | 9.5118 | 4.1979
Abham_Exeter _Landulph | Plymouth 33kV | Plymouth 33kV | Bulk Supply Point | 33 | 50.3688 | -4.112 | System Transformation | Headroom (MW) | Thermal | 28.4347 | 26.3727 | 21.0273 | 20.2606 | 19.368 | 18.3936 | 16.9332 | 15.524 | 13.8927 | 12.0504 | 10.2518 | 8.4783 | 6.8155 | 5.2012 | 1.8605 | 16.2098 | 10.1533 | -0.89124 | -4.5425
Abham_Exeter _Landulph | Plymouth 33kV | Plymouth 33kV | Bulk Supply Point | 33 | 50.3688 | -4.112 | WPD Best View | Headroom (MW) | Thermal | 28.3216 | 26.0574 | 20.3383 | 19.0149 | 17.6023 | 15.5161 | 12.3625 | 9.1962 | 6.0846 | 2.8382 | -0.8611 | -4.2924 | -7.6641 | -10.925 | -16.0119 | -4.0387 | -22.8071 | -46.1903 | -60.9525
Abham_Exeter _Landulph | Plymouth 33kV | Adelaide Road | Primary | 11 | 50.3694 | -4.1486 | Consumer Transformation | Headroom (MW) | Thermal | 11.4864 | 11.3853 | 11.338 | 11.1492 | 10.9143 | 10.566 | 10.0665 | 9.5784 | 9.0342 | 8.533 | 7.9991 | 7.4192 | 6.8257 | 6.273 | 5.7603 | 5.2267 | 2.6367 | 0.021926 | -2.4359
Abham_Exeter _Landulph | Plymouth 33kV | Adelaide Road | Primary | 11 | 50.3694 | -4.1486 | Leading the Way | Headroom (MW) | N/A | 11.4875 | 11.4017 | 11.4112 | 11.3734 | 11.238 | 11.0532 | 10.7126 | 10.4007 | 9.931 | 9.6159 | 9.3499 | 9.0358 | 8.7425 | 8.4442 | 8.2078 | 7.9786 | 6.7294 | 5.5826 | 4.5194
Abham_Exeter _Landulph | Plymouth 33kV | Adelaide Road | Primary | 11 | 50.3694 | -4.1486 | Steady Progression | Headroom (MW) | N/A | 11.4856 | 11.3717 | 11.3751 | 11.3408 | 11.3154 | 11.2921 | 11.2666 | 11.1902 | 11.1041 | 11.0162 | 10.9258 | 10.8234 | 10.7224 | 10.6279 | 10.5278 | 10.4218 | 10.0949 | 9.8447 | 9.3613
Abham_Exeter _Landulph | Plymouth 33kV | Adelaide Road | Primary | 11 | 50.3694 | -4.1486 | System Transformation | Headroom (MW) | N/A | 11.4864 | 11.3858 | 11.3919 | 11.3583 | 11.2667 | 11.1388 | 10.9325 | 10.7357 | 10.5013 | 10.2724 | 10.0416 | 9.8083 | 9.572 | 9.3412 | 9.1256 | 8.9133 | 7.9998 | 7.0722 | 6.2062
Abham_Exeter _Landulph | Plymouth 33kV | Adelaide Road | Primary | 11 | 50.3694 | -4.1486 | WPD Best View | Headroom (MW) | Thermal | 11.4864 | 11.3858 | 11.338 | 11.1492 | 10.9143 | 10.566 | 10.0665 | 9.5784 | 9.0342 | 8.533 | 7.9991 | 7.4192 | 6.8257 | 6.273 | 5.7603 | 5.2267 | 2.6367 | 0.021926 | -2.4359
Abham_Exeter _Landulph | Plymouth 33kV | Armada Street | Primary | 11 | 50.3767 | -4.1359 | Consumer Transformation | Headroom (MW) | N/A | 12.5475 | 12.3335 | 12.3265 | 12.271 | 12.2237 | 12.1719 | 11.8153 | 11.4212 | 11.0353 | 10.5995 | 10.1118 | 9.6886 | 9.2656 | 8.8503 | 8.4183 | 7.9329 | 5.6216 | 3.0883 | 0.74084
Abham_Exeter _Landulph | Plymouth 33kV | Armada Street | Primary | 11 | 50.3767 | -4.1359 | Leading the Way | Headroom (MW) | N/A | 12.5476 | 12.3301 | 12.3232 | 12.2622 | 12.2172 | 12.1659 | 11.941 | 11.8925 | 11.8228 | 11.7831 | 11.7093 | 11.5676 | 11.4005 | 11.233 | 11.0554 | 10.881 | 9.8785 | 8.8141 | 7.8281
Abham_Exeter _Landulph | Plymouth 33kV | Armada Street | Primary | 11 | 50.3767 | -4.1359 | Steady Progression | Headroom (MW) | N/A | 12.5474 | 12.3331 | 12.3259 | 12.2718 | 12.2228 | 12.1709 | 12.1149 | 12.0647 | 12.0144 | 11.968 | 11.9196 | 11.8742 | 11.8299 | 11.7849 | 11.743 | 11.7024 | 11.5583 | 11.3355 | 10.8989
Abham_Exeter _Landulph | Plymouth 33kV | Armada Street | Primary | 11 | 50.3767 | -4.1359 | System Transformation | Headroom (MW) | N/A | 12.5475 | 12.3347 | 12.3276 | 12.2736 | 12.2261 | 12.1742 | 12.1212 | 12.0711 | 11.9643 | 11.7129 | 11.4719 | 11.2402 | 11.027 | 10.8099 | 10.6007 | 10.4048 | 9.6143 | 8.7072 | 7.8715
Abham_Exeter _Landulph | Plymouth 33kV | Armada Street | Primary | 11 | 50.3767 | -4.1359 | WPD Best View | Headroom (MW) | N/A | 12.5475 | 12.3347 | 12.3277 | 12.2737 | 12.2264 | 12.1746 | 11.8153 | 11.4212 | 11.0353 | 10.5995 | 10.1118 | 9.6886 | 9.2656 | 8.8503 | 8.4183 | 7.9329 | 5.6216 | 3.0883 | 0.74084
Abham_Exeter _Landulph | Plymouth 33kV | Buckwell Street | Primary | 11 | 50.3696 | -4.1379 | Consumer Transformation | Headroom (MW) | N/A | 8.408 | 8.1549 | 8.1106 | 7.9985 | 7.8703 | 7.6865 | 7.4431 | 7.2131 | 7.0025 | 6.7808 | 6.5511 | 6.3267 | 6.0962 | 5.8944 | 5.6914 | 5.4778 | 4.3697 | 3.1704 | 2.0145
Abham_Exeter _Landulph | Plymouth 33kV | Buckwell Street | Primary | 11 | 50.3696 | -4.1379 | Leading the Way | Headroom (MW) | N/A | 8.4231 | 8.1871 | 8.1614 | 8.0922 | 7.9879 | 7.8642 | 7.6841 | 7.502 | 7.3665 | 7.2376 | 7.1219 | 7.0318 | 6.9406 | 6.8394 | 6.744 | 6.6352 | 6.0125 | 5.3222 | 4.6345
Abham_Exeter _Landulph | Plymouth 33kV | Buckwell Street | Primary | 11 | 50.3696 | -4.1379 | Steady Progression | Headroom (MW) | N/A | 8.4196 | 8.1996 | 8.1951 | 8.1276 | 8.0732 | 8.0105 | 7.95 | 7.8836 | 7.8212 | 7.7533 | 7.6812 | 7.6149 | 7.5564 | 7.4924 | 7.4287 | 7.3686 | 7.1579 | 6.9512 | 6.5937
Abham_Exeter _Landulph | Plymouth 33kV | Buckwell Street | Primary | 11 | 50.3696 | -4.1379 | System Transformation | Headroom (MW) | N/A | 8.4209 | 8.1929 | 8.1792 | 8.1055 | 8.0233 | 7.9313 | 7.8181 | 7.7001 | 7.5786 | 7.4629 | 7.3403 | 7.2292 | 7.122 | 7.0119 | 6.9158 | 6.8229 | 6.4096 | 5.9079 | 5.3725
Abham_Exeter _Landulph | Plymouth 33kV | Buckwell Street | Primary | 11 | 50.3696 | -4.1379 | WPD Best View | Headroom (MW) | N/A | 8.408 | 8.1549 | 8.1106 | 7.9985 | 7.8703 | 7.6865 | 7.4431 | 7.2131 | 7.0025 | 6.7808 | 6.5511 | 6.3267 | 6.0962 | 5.8944 | 5.6914 | 5.4778 | 4.3697 | 3.1704 | 2.0145
Abham_Exeter _Landulph | Plymouth 33kV | Eggbuckland | Primary | 11 | 50.4001 | -4.1132 | Consumer Transformation | Headroom (MW) | Thermal | 8.8436 | 8.5212 | 8.4355 | 8.2552 | 8.0849 | 7.7917 | 7.4493 | 7.1275 | 6.8117 | 6.4865 | 6.0891 | 5.7544 | 5.4254 | 5.1043 | 4.7644 | 4.3117 | 2.194 | -0.10968 | -2.1721
Abham_Exeter _Landulph | Plymouth 33kV | Eggbuckland | Primary | 11 | 50.4001 | -4.1132 | Leading the Way | Headroom (MW) | N/A | 8.8641 | 8.5859 | 8.5595 | 8.4686 | 8.3693 | 8.281 | 8.1327 | 8.0169 | 7.8949 | 7.7848 | 7.6719 | 7.5628 | 7.4486 | 7.322 | 7.1846 | 7.0317 | 6.1892 | 5.2455 | 4.3441
Abham_Exeter _Landulph | Plymouth 33kV | Eggbuckland | Primary | 11 | 50.4001 | -4.1132 | Steady Progression | Headroom (MW) | N/A | 8.8639 | 8.5996 | 8.5715 | 8.4973 | 8.4264 | 8.3486 | 8.2747 | 8.1931 | 8.1059 | 8.0172 | 7.9283 | 7.8461 | 7.7683 | 7.6938 | 7.6287 | 7.5676 | 7.3039 | 7.1099 | 6.68
Abham_Exeter _Landulph | Plymouth 33kV | Eggbuckland | Primary | 11 | 50.4001 | -4.1132 | System Transformation | Headroom (MW) | N/A | 8.8607 | 8.5779 | 8.5405 | 8.4298 | 8.3051 | 8.1813 | 7.9935 | 7.8159 | 7.6137 | 7.4153 | 7.2271 | 7.0444 | 6.8733 | 6.7022 | 6.5479 | 6.3935 | 5.7155 | 4.9674 | 4.2365
Abham_Exeter _Landulph | Plymouth 33kV | Eggbuckland | Primary | 11 | 50.4001 | -4.1132 | WPD Best View | Headroom (MW) | Thermal | 8.8434 | 8.5203 | 8.4336 | 8.2519 | 8.08 | 7.7846 | 7.4396 | 7.1141 | 6.7935 | 6.4624 | 6.0584 | 5.7154 | 5.3782 | 5.0501 | 4.7053 | 4.2513 | 2.1772 | -0.075509 | -2.1206
Abham_Exeter _Landulph | Plymouth 33kV | Elim Terrace | Primary | 11 | 50.3874 | -4.136 | Consumer Transformation | Headroom (MW) | N/A | 14.0527 | 13.8137 | 13.7262 | 13.567 | 13.4064 | 13.1653 | 12.8566 | 12.5495 | 12.2699 | 11.9706 | 11.6256 | 11.3269 | 11.0268 | 10.7336 | 10.424 | 10.0568 | 8.2537 | 6.3071 | 4.5462
Abham_Exeter _Landulph | Plymouth 33kV | Elim Terrace | Primary | 11 | 50.3874 | -4.136 | Leading the Way | Headroom (MW) | N/A | 14.0699 | 13.8723 | 13.8444 | 13.7706 | 13.6923 | 13.6204 | 13.4903 | 13.3833 | 13.2747 | 13.1751 | 13.0836 | 12.9853 | 12.8897 | 12.7852 | 12.6665 | 12.5433 | 11.8185 | 10.9829 | 10.1594
Abham_Exeter _Landulph | Plymouth 33kV | Elim Terrace | Primary | 11 | 50.3874 | -4.136 | Steady Progression | Headroom (MW) | N/A | 14.0834 | 13.8799 | 13.8627 | 13.8006 | 13.7475 | 13.6868 | 13.6303 | 13.5652 | 13.4939 | 13.4235 | 13.3513 | 13.2886 | 13.2264 | 13.1741 | 13.1248 | 13.0762 | 12.9044 | 12.7605 | 12.3991
Abham_Exeter _Landulph | Plymouth 33kV | Elim Terrace | Primary | 11 | 50.3874 | -4.136 | System Transformation | Headroom (MW) | N/A | 14.0678 | 13.8639 | 13.8193 | 13.7313 | 13.6235 | 13.5207 | 13.3433 | 13.1739 | 12.9852 | 12.7957 | 12.6238 | 12.4561 | 12.305 | 12.1546 | 12.0207 | 11.9002 | 11.342 | 10.686 | 10.0513
Abham_Exeter _Landulph | Plymouth 33kV | Elim Terrace | Primary | 11 | 50.3874 | -4.136 | WPD Best View | Headroom (MW) | N/A | 14.0527 | 13.8137 | 13.7262 | 13.567 | 13.4064 | 13.1653 | 12.8566 | 12.5495 | 12.2699 | 11.9706 | 11.6256 | 11.3269 | 11.0268 | 10.7336 | 10.424 | 10.0568 | 8.2537 | 6.3071 | 4.5462
Abham_Exeter _Landulph | Plymouth 33kV | Longbridge | Primary | 11 | 50.3927 | -4.0843 | Consumer Transformation | Headroom (MW) | Thermal | 11.7305 | 11.4418 | 6.2376 | 6.0833 | 5.9238 | 5.6704 | 5.3686 | 5.0766 | 4.798 | 4.5043 | 4.1583 | 3.8589 | 3.5653 | 3.2858 | 3.0088 | 2.6437 | 0.99622 | -2.1355 | -3.7449
Abham_Exeter _Landulph | Plymouth 33kV | Longbridge | Primary | 11 | 50.3927 | -4.0843 | Leading the Way | Headroom (MW) | N/A | 11.7458 | 6.3652 | 6.336 | 6.2365 | 6.1336 | 6.0251 | 5.8449 | 5.6887 | 5.534 | 5.3972 | 5.2678 | 5.1591 | 5.0512 | 4.9626 | 3.0433 | 2.924 | 2.2109 | 1.449 | 0.71439
Abham_Exeter _Landulph | Plymouth 33kV | Longbridge | Primary | 11 | 50.3927 | -4.0843 | Steady Progression | Headroom (MW) | N/A | 11.7539 | 11.4892 | 11.4765 | 6.2817 | 6.2065 | 6.1471 | 6.0693 | 5.999 | 5.9185 | 5.8366 | 5.7557 | 5.675 | 5.6005 | 5.5277 | 5.4624 | 5.398 | 5.177 | 5.0002 | 4.6389
Abham_Exeter _Landulph | Plymouth 33kV | Longbridge | Primary | 11 | 50.3927 | -4.0843 | System Transformation | Headroom (MW) | N/A | 11.7422 | 11.4814 | 6.3262 | 6.2286 | 6.126 | 6.0169 | 5.8529 | 5.7021 | 5.5323 | 5.3643 | 5.2015 | 5.0445 | 4.8952 | 4.7628 | 4.6283 | 4.4987 | 3.9487 | 1.9751 | 1.3706
Abham_Exeter _Landulph | Plymouth 33kV | Longbridge | Primary | 11 | 50.3927 | -4.0843 | WPD Best View | Headroom (MW) | Thermal | 11.7303 | 11.4409 | 6.2357 | 6.0801 | 5.9189 | 5.6633 | 5.3588 | 5.0632 | 4.7798 | 4.4802 | 4.1276 | 3.8199 | 3.5181 | 3.2316 | 2.9497 | 2.5833 | 0.97941 | -2.1013 | -3.6935
Abham_Exeter _Landulph | Plymouth 33kV | Old Laira Road | Primary | 11 | 50.3819 | -4.1199 | Consumer Transformation | Headroom (MW) | N/A | 10.6237 | 10.4515 | 10.3862 | 10.2731 | 10.1605 | 9.9828 | 9.754 | 9.5348 | 9.3286 | 9.1157 | 8.8549 | 8.6399 | 8.4238 | 8.2121 | 7.9899 | 7.694 | 6.2301 | 4.5805 | 3.0221
Abham_Exeter _Landulph | Plymouth 33kV | Old Laira Road | Primary | 11 | 50.3819 | -4.1199 | Leading the Way | Headroom (MW) | N/A | 10.6484 | 10.4959 | 10.4805 | 10.4309 | 10.3759 | 10.328 | 10.2412 | 10.1693 | 10.0956 | 10.0342 | 9.9619 | 9.8876 | 9.8054 | 9.7171 | 9.6086 | 9.4943 | 8.855 | 8.131 | 7.3653
Abham_Exeter _Landulph | Plymouth 33kV | Old Laira Road | Primary | 11 | 50.3819 | -4.1199 | Steady Progression | Headroom (MW) | N/A | 10.6478 | 10.4959 | 10.4856 | 10.4437 | 10.4039 | 10.3703 | 10.3262 | 10.2743 | 10.2294 | 10.1796 | 10.1238 | 10.0799 | 10.0425 | 9.9975 | 9.9677 | 9.9444 | 9.8027 | 9.6893 | 9.3674
Abham_Exeter _Landulph | Plymouth 33kV | Old Laira Road | Primary | 11 | 50.3819 | -4.1199 | System Transformation | Headroom (MW) | N/A | 10.6445 | 10.4897 | 10.4631 | 10.399 | 10.3269 | 10.2499 | 10.1278 | 10.0084 | 9.8771 | 9.7471 | 9.6161 | 9.5024 | 9.396 | 9.2985 | 9.2015 | 9.1101 | 8.6857 | 8.1421 | 7.5787
Abham_Exeter _Landulph | Plymouth 33kV | Old Laira Road | Primary | 11 | 50.3819 | -4.1199 | WPD Best View | Headroom (MW) | N/A | 10.6237 | 10.4515 | 10.3862 | 10.2731 | 10.1605 | 9.9828 | 9.754 | 9.5348 | 9.3286 | 9.1157 | 8.8549 | 8.6399 | 8.4238 | 8.2121 | 7.9899 | 7.694 | 6.2301 | 4.5805 | 3.0221
Abham_Exeter _Landulph | Plymouth 33kV | Plymstock South | Primary | 11 | 50.3534 | -4.1014 | Consumer Transformation | Headroom (MW) | N/A | 10.4213 | 10.2731 | 10.2268 | 10.1368 | 10.0392 | 9.9056 | 9.7304 | 9.5617 | 9.4036 | 9.242 | 9.0484 | 8.8586 | 8.7054 | 8.553 | 8.3884 | 8.1892 | 7.2826 | 6.0848 | 4.9334
Abham_Exeter _Landulph | Plymouth 33kV | Plymstock South | Primary | 11 | 50.3534 | -4.1014 | Leading the Way | Headroom (MW) | N/A | 10.4317 | 10.3085 | 10.3007 | 10.2491 | 10.2135 | 10.1633 | 10.0942 | 10.0265 | 9.9665 | 9.9071 | 9.8556 | 9.7589 | 9.7095 | 9.6581 | 9.6005 | 9.5432 | 9.0617 | 8.6058 | 6.5468
Abham_Exeter _Landulph | Plymouth 33kV | Plymstock South | Primary | 11 | 50.3534 | -4.1014 | Steady Progression | Headroom (MW) | N/A | 10.4297 | 10.3022 | 10.2987 | 10.2639 | 10.2313 | 10.2001 | 10.1566 | 10.1216 | 10.0897 | 10.0448 | 10.0125 | 9.9706 | 9.9453 | 9.9155 | 9.8991 | 9.8794 | 9.9343 | 9.9148 | 9.6492
Abham_Exeter _Landulph | Plymouth 33kV | Plymstock South | Primary | 11 | 50.3534 | -4.1014 | System Transformation | Headroom (MW) | N/A | 10.4279 | 10.2997 | 10.2851 | 10.2243 | 10.17 | 10.1017 | 10.0084 | 9.9062 | 9.8031 | 9.6985 | 9.6119 | 9.519 | 9.4478 | 9.385 | 9.3191 | 9.2719 | 9.1746 | 8.7938 | 8.3237
Abham_Exeter _Landulph | Plymouth 33kV | Plymstock South | Primary | 11 | 50.3534 | -4.1014 | WPD Best View | Headroom (MW) | N/A | 10.4212 | 10.2722 | 10.2249 | 10.1336 | 10.0343 | 9.8985 | 9.7207 | 9.5483 | 9.3855 | 9.2179 | 9.0177 | 8.8197 | 8.6583 | 8.4988 | 8.3293 | 8.1289 | 7.2657 | 6.119 | 4.9849
Abham_Exeter _Landulph | Plymouth 33kV | Prince Rock | Primary | 11 | 50.3676 | -4.1133 | Consumer Transformation | Headroom (MW) | N/A | 12.095 | 11.91 | 11.904 | 11.8557 | 11.8187 | 11.7742 | 11.5783 | 11.3189 | 11.0763 | 10.8087 | 10.5094 | 10.2426 | 9.9752 | 9.7028 | 9.4243 | 9.1074 | 7.5264 | 5.8671 | 4.3124
Abham_Exeter _Landulph | Plymouth 33kV | Prince Rock | Primary | 11 | 50.3676 | -4.1133 | Leading the Way | Headroom (MW) | N/A | 12.095 | 11.9063 | 11.9003 | 11.8462 | 11.8127 | 11.7683 | 11.5225 | 11.4802 | 11.4187 | 11.3801 | 11.3166 | 11.2185 | 11.1118 | 10.9983 | 10.9448 | 10.7915 | 10.0102 | 9.1996 | 8.4277
Abham_Exeter _Landulph | Plymouth 33kV | Prince Rock | Primary | 11 | 50.3676 | -4.1133 | Steady Progression | Headroom (MW) | N/A | 12.095 | 11.9093 | 11.9031 | 11.8562 | 11.8167 | 11.7718 | 11.7225 | 11.6792 | 11.6356 | 11.5941 | 11.5503 | 11.5102 | 11.471 | 11.4313 | 11.3939 | 11.3575 | 11.1766 | 10.9011 | 10.4962
Abham_Exeter _Landulph | Plymouth 33kV | Prince Rock | Primary | 11 | 50.3676 | -4.1133 | System Transformation | Headroom (MW) | N/A | 12.0949 | 11.9113 | 11.9052 | 11.8582 | 11.8211 | 11.7765 | 11.7309 | 11.6876 | 11.6449 | 11.5123 | 11.3523 | 11.1991 | 11.0516 | 10.9096 | 10.7683 | 10.6315 | 10.0051 | 9.3494 | 8.7129
Abham_Exeter _Landulph | Plymouth 33kV | Prince Rock | Primary | 11 | 50.3676 | -4.1133 | WPD Best View | Headroom (MW) | N/A | 12.095 | 11.9113 | 11.9052 | 11.8583 | 11.8213 | 11.7767 | 11.5783 | 11.3189 | 11.0763 | 10.8087 | 10.5094 | 10.2426 | 9.9752 | 9.7028 | 9.4243 | 9.1074 | 7.5264 | 5.8671 | 4.3124
Abham_Exeter _Landulph | Plymouth 33kV | Stentaway | Primary | 11 | 50.3643 | -4.0857 | Consumer Transformation | Headroom (MW) | Thermal | 10.8891 | 10.5213 | 10.3646 | 10.0942 | 9.7864 | 9.3201 | 8.7252 | 8.1302 | 7.5224 | 6.8578 | 6.0392 | 5.2665 | 4.4754 | 2.8589 | 0.36551 | -0.40294 | -4.6336 | -11.5544 | -15.3986
Abham_Exeter _Landulph | Plymouth 33kV | Stentaway | Primary | 11 | 50.3643 | -4.0857 | Leading the Way | Headroom (MW) | Thermal | 10.9345 | 10.637 | 10.5809 | 10.434 | 10.2512 | 10.0533 | 9.7218 | 9.3898 | 8.972 | 8.5505 | 8.0926 | 6.2712 | 5.8356 | 5.436 | 5.1876 | 1.3125 | -1.1251 | -3.835 | -7.3606
Abham_Exeter _Landulph | Plymouth 33kV | Stentaway | Primary | 11 | 50.3643 | -4.0857 | Steady Progression | Headroom (MW) | N/A | 10.9295 | 10.6361 | 10.6295 | 10.5408 | 10.4581 | 10.3713 | 10.2851 | 10.1814 | 10.0661 | 9.9493 | 9.8226 | 9.6963 | 9.5716 | 9.4563 | 9.3358 | 9.2264 | 8.9479 | 8.7863 | 6.8949
Abham_Exeter _Landulph | Plymouth 33kV | Stentaway | Primary | 11 | 50.3643 | -4.0857 | System Transformation | Headroom (MW) | Thermal | 10.9237 | 10.6173 | 10.5711 | 10.4337 | 10.2611 | 10.084 | 9.7862 | 9.5047 | 9.1739 | 8.8508 | 8.547 | 8.2169 | 7.9075 | 7.6072 | 5.5144 | 5.2549 | 4.2501 | 0.49979 | -0.45261
Abham_Exeter _Landulph | Plymouth 33kV | Stentaway | Primary | 11 | 50.3643 | -4.0857 | WPD Best View | Headroom (MW) | Thermal | 10.8952 | 10.5538 | 10.432 | 10.2114 | 9.9517 | 9.5995 | 9.1113 | 8.6364 | 8.1608 | 7.6511 | 7.065 | 6.4904 | 5.9496 | 5.41 | 3.0773 | 2.4944 | -0.87564 | -6.1757 | -8.5098
Abham_Exeter _Landulph | Plympton 33kV | Plympton 33kV | Bulk Supply Point | 33 | 50.3717 | -4.0121 | Consumer Transformation | Headroom (MW) | Thermal | 25.4582 | 24.2725 | 19.7824 | 19.1323 | 18.327 | 17.0728 | 15.4917 | 14.0032 | 12.4996 | 10.9405 | 8.1354 | 11.975 | 7.5613 | 4.5627 | 1.1868 | -6.9672 | -24.9602 | -42.5806 | -64.7768
Abham_Exeter _Landulph | Plympton 33kV | Plympton 33kV | Bulk Supply Point | 33 | 50.3717 | -4.0121 | Leading the Way | Headroom (MW) | Thermal | 25.5701 | 20.1651 | 20.0636 | 19.8163 | 19.3756 | 18.8924 | 18.1278 | 17.4667 | 15.3033 | 10.9063 | 8.7148 | 9.4215 | 7.3305 | 2.5772 | -4.2638 | -9.1692 | -28.1867 | -44.7481 | -60.8723
Abham_Exeter _Landulph | Plympton 33kV | Plympton 33kV | Bulk Supply Point | 33 | 50.3717 | -4.0121 | Steady Progression | Headroom (MW) | Thermal | 25.5796 | 24.6163 | 24.5356 | 14.8482 | 14.5942 | 14.328 | 11.9999 | 9.6544 | 7.2867 | 5.9419 | 3.9596 | 2.1987 | 1.8908 | 1.629 | 1.3891 | -0.64644 | -4.875 | -13.258 | -23.1534
Abham_Exeter _Landulph | Plympton 33kV | Plympton 33kV | Bulk Supply Point | 33 | 50.3717 | -4.0121 | System Transformation | Headroom (MW) | Thermal | 25.552 | 24.5163 | 20.2713 | 19.9272 | 19.4524 | 18.94 | 18.1136 | 17.3573 | 16.446 | 15.5709 | 14.7618 | 19.542 | 16.0481 | 13.9805 | 11.5312 | 5.4814 | -3.1294 | -13.0111 | -25.7868
Abham_Exeter _Landulph | Plympton 33kV | Plympton 33kV | Bulk Supply Point | 33 | 50.3717 | -4.0121 | WPD Best View | Headroom (MW) | Thermal | 25.5032 | 24.4053 | 20.0584 | 19.5701 | 18.9492 | 18.15 | 17.0175 | 15.9612 | 14.8466 | 13.7152 | 12.4808 | 16.9387 | 13.1382 | 10.7244 | 7.898 | 1.2984 | -10.0415 | -22.7535 | -38.0431
Abham_Exeter _Landulph | Plympton 33kV | Ivybridge | Primary | 11 | 50.3865 | -3.9256 | Consumer Transformation | Headroom (MW) | Thermal | 6.6244 | 6.3585 | 6.2404 | 6.1619 | 5.9668 | 5.6539 | 5.2575 | 4.8985 | 4.5369 | 4.1683 | 3.7108 | 3.3027 | 1.527 | 1.1353 | 0.74785 | -2.3902 | -6.0714 | -9.8578 | -15.6175
Abham_Exeter _Landulph | Plympton 33kV | Ivybridge | Primary | 11 | 50.3865 | -3.9256 | Leading the Way | Headroom (MW) | Thermal | 6.6528 | 6.4277 | 6.3831 | 6.447 | 6.3349 | 6.2262 | 6.0533 | 5.9184 | 5.767 | 3.8084 | 3.6573 | 2.1573 | 2.0013 | 0.50148 | 0.36229 | -1.6079 | -6.1581 | -8.517 | -12.1827
Abham_Exeter _Landulph | Plympton 33kV | Ivybridge | Primary | 11 | 50.3865 | -3.9256 | Steady Progression | Headroom (MW) | N/A | 6.6531 | 6.4427 | 6.4208 | 6.4345 | 6.3747 | 6.3134 | 6.2541 | 6.1816 | 6.1108 | 6.0328 | 5.9439 | 5.8686 | 5.7958 | 5.7312 | 5.667 | 5.6119 | 4.0309 | 3.8938 | 2.1506
Abham_Exeter _Landulph | Plympton 33kV | Ivybridge | Primary | 11 | 50.3865 | -3.9256 | System Transformation | Headroom (MW) | Thermal | 6.6483 | 6.4188 | 6.3689 | 6.3764 | 6.2537 | 6.1334 | 5.9248 | 5.743 | 5.5201 | 5.2997 | 5.0921 | 4.8897 | 3.3312 | 3.1407 | 2.9689 | 0.98635 | -1.0747 | -3.206 | -6.6556
Abham_Exeter _Landulph | Plympton 33kV | Ivybridge | Primary | 11 | 50.3865 | -3.9256 | WPD Best View | Headroom (MW) | Thermal | 6.6483 | 6.4188 | 6.3689 | 6.3764 | 6.2537 | 6.1334 | 5.9248 | 5.743 | 5.5201 | 5.2997 | 5.0921 | 4.8897 | 3.3312 | 3.1407 | 2.9689 | 0.98635 | -1.0747 | -3.206 | -6.6556
Abham_Exeter _Landulph | Plympton 33kV | Langage | Primary | 11 | 50.3848 | -4.0173 | Consumer Transformation | Headroom (MW) | Thermal | 7.7886 | 7.5691 | 3.4269 | 3.3207 | 3.2105 | 3.0461 | 2.8437 | 2.6508 | 2.4488 | 2.2326 | 1.9731 | 1.7341 | 1.5264 | 1.3244 | 1.1296 | 0.89756 | -0.18378 | -1.4058 | -2.5966
Abham_Exeter _Landulph | Plympton 33kV | Langage | Primary | 11 | 50.3848 | -4.0173 | Leading the Way | Headroom (MW) | Thermal | 7.8082 | 3.242 | 3.2318 | 3.1728 | 3.1133 | 3.0282 | 2.9109 | 2.7962 | 2.6515 | 2.4993 | 2.3324 | 2.1642 | 2.0337 | 1.9486 | 1.8686 | 1.1017 | -5.7205 | -6.2579 | -6.7219
Abham_Exeter _Landulph | Plympton 33kV | Langage | Primary | 11 | 50.3848 | -4.0173 | Steady Progression | Headroom (MW) | Thermal | 7.809 | 7.6088 | 7.5877 | 3.1757 | 3.1248 | 3.0809 | 3.0288 | 2.9755 | 2.9254 | 2.8616 | 2.8098 | 2.7588 | 2.7019 | 2.6606 | 2.6196 | 2.5764 | 1.5349 | -3.7729 | -8.1252
Abham_Exeter _Landulph | Plympton 33kV | Langage | Primary | 11 | 50.3848 | -4.0173 | System Transformation | Headroom (MW) | N/A | 7.8058 | 7.5919 | 3.4681 | 3.3976 | 3.3316 | 3.2444 | 3.1318 | 3.0277 | 2.9063 | 2.7886 | 2.6776 | 2.571 | 2.4718 | 2.3816 | 2.3006 | 2.227 | 1.9391 | 1.5074 | 0.97295
Abham_Exeter _Landulph | Plympton 33kV | Langage | Primary | 11 | 50.3848 | -4.0173 | WPD Best View | Headroom (MW) | Thermal | 7.7884 | 7.5682 | 3.4249 | 3.3175 | 3.2124 | 3.0637 | 2.8813 | 2.7159 | 2.5508 | 2.3827 | 2.1859 | 2.0146 | 1.8611 | 1.6998 | 1.533 | 1.3264 | 0.33484 | -0.81909 | -1.9841
Abham_Exeter _Landulph | Plympton 33kV | Linketty Lane | Primary | 11 | 50.3887 | -4.0651 | Consumer Transformation | Headroom (MW) | Thermal | 10.4289 | 10.0634 | 9.908 | 9.64 | 9.3529 | 8.9212 | 8.3601 | 7.8032 | 7.2432 | 6.6464 | 5.8937 | 5.2241 | 4.5478 | 3.8721 | 1.43 | 0.70208 | -3.4498 | -8.0895 | -13.2656
Abham_Exeter _Landulph | Plympton 33kV | Linketty Lane | Primary | 11 | 50.3887 | -4.0651 | Leading the Way | Headroom (MW) | Thermal | 10.4661 | 10.1296 | 10.0679 | 9.9298 | 9.7767 | 9.6036 | 9.3286 | 9.062 | 8.7296 | 8.4125 | 8.0287 | 6.3198 | 5.9688 | 5.6146 | 3.537 | 3.2824 | 0.45278 | -1.7372 | -5.7051
Abham_Exeter _Landulph | Plympton 33kV | Linketty Lane | Primary | 11 | 50.3887 | -4.0651 | Steady Progression | Headroom (MW) | Thermal | 10.4763 | 10.1934 | 10.1563 | 4.9418 | 4.8572 | 4.7787 | 2.6279 | 0.4808 | -1.6854 | -2.8229 | -3.9896 | -5.0327 | -5.1506 | -5.2713 | -5.3813 | -5.4872 | -5.8524 | -7.4897 | -8.0218
Abham_Exeter _Landulph | Plympton 33kV | Linketty Lane | Primary | 11 | 50.3887 | -4.0651 | System Transformation | Headroom (MW) | Thermal | 10.4604 | 10.1555 | 10.0924 | 9.946 | 9.7865 | 9.6065 | 9.317 | 9.0439 | 8.7129 | 8.3988 | 8.0924 | 7.7922 | 7.4847 | 7.1939 | 5.1012 | 4.8409 | 3.7485 | 1.3014 | -1.0354
Abham_Exeter _Landulph | Plympton 33kV | Linketty Lane | Primary | 11 | 50.3887 | -4.0651 | WPD Best View | Headroom (MW) | Thermal | 10.4287 | 10.0672 | 9.9207 | 9.6657 | 9.3975 | 8.99 | 8.4616 | 7.9463 | 7.4507 | 6.9249 | 6.2724 | 5.7064 | 5.1384 | 4.5655 | 2.1766 | 1.4982 | -1.5761 | -6.0803 | -10.2832
Abham_Exeter _Landulph | Plympton 33kV | Modbury | Primary | 11 | 50.3482 | -3.8943 | Consumer Transformation | Headroom (MW) | Thermal | 2.3573 | 2.2495 | 2.1987 | 2.1204 | 2.0264 | 1.8757 | 1.6853 | 1.5215 | 1.3563 | 1.1991 | 0.12655 | -1.4296 | -1.6119 | -3.1532 | -3.3187 | -5.3219 | -10.8936 | -15.8314 | -21.5524
Abham_Exeter _Landulph | Plympton 33kV | Modbury | Primary | 11 | 50.3482 | -3.8943 | Leading the Way | Headroom (MW) | Thermal | 2.3736 | 2.2858 | 2.2682 | 2.2216 | 2.1648 | 2.099 | 2.0048 | 1.9383 | 0.49769 | 0.43491 | -0.9929 | -2.4026 | -3.8194 | -5.2359 | -7.9536 | -9.8243 | -13.1107 | -20.0771 | -24.3185
Abham_Exeter _Landulph | Plympton 33kV | Modbury | Primary | 11 | 50.3482 | -3.8943 | Steady Progression | Headroom (MW) | Thermal | 2.3718 | 2.2851 | 2.2828 | 2.2545 | 2.2371 | 2.2102 | 2.1819 | 2.1543 | 2.1256 | 2.0999 | 2.0652 | 2.0323 | 2.0008 | 1.9757 | 1.9626 | 0.12265 | 0.11229 | -1.2979 | -2.8555
Abham_Exeter _Landulph | Plympton 33kV | Modbury | Primary | 11 | 50.3482 | -3.8943 | System Transformation | Headroom (MW) | Thermal | 2.3708 | 2.2817 | 2.2643 | 2.2175 | 2.1698 | 2.117 | 2.0336 | 1.9521 | 1.8463 | 1.755 | 1.6703 | 0.2319 | 0.15898 | -1.2831 | -1.3469 | -3.223 | -6.9932 | -10.0633 | -13.1413
Abham_Exeter _Landulph | Plympton 33kV | Modbury | Primary | 11 | 50.3482 | -3.8943 | WPD Best View | Headroom (MW) | Thermal | 2.3708 | 2.2817 | 2.2643 | 2.2175 | 2.1698 | 2.117 | 2.0336 | 1.9521 | 1.8463 | 1.755 | 1.6703 | 0.2319 | 0.15898 | -1.2831 | -1.3469 | -3.223 | -6.9932 | -10.0633 | -13.1413
Abham_Exeter _Landulph | Plympton 33kV | Newton Ferrers | Primary | 11 | 50.3268 | -4.0272 | Consumer Transformation | Headroom (MW) | Thermal | 2.94 | 2.8695 | 2.8468 | 2.7885 | 2.7411 | 2.6511 | 2.5434 | 2.4451 | 2.3555 | 2.2598 | 2.1497 | 2.0641 | 1.9845 | 1.9181 | 1.8356 | 1.721 | 1.1435 | 0.41121 | -0.26392
Abham_Exeter _Landulph | Plympton 33kV | Newton Ferrers | Primary | 11 | 50.3268 | -4.0272 | Leading the Way | Headroom (MW) | N/A | 2.9468 | 2.8979 | 2.8938 | 2.8709 | 2.8513 | 2.8424 | 2.8043 | 2.7872 | 2.7659 | 2.7569 | 2.7662 | 2.7703 | 2.7884 | 2.8052 | 2.805 | 2.7938 | 2.6133 | 2.2737 | 1.9002
Abham_Exeter _Landulph | Plympton 33kV | Newton Ferrers | Primary | 11 | 50.3268 | -4.0272 | Steady Progression | Headroom (MW) | N/A | 2.9477 | 2.8982 | 2.8936 | 2.8793 | 2.8674 | 2.8471 | 2.8355 | 2.8236 | 2.8031 | 2.7923 | 2.7736 | 2.7679 | 2.7572 | 2.764 | 2.7617 | 2.7763 | 2.8592 | 2.9072 | 2.8024
Abham_Exeter _Landulph | Plympton 33kV | Newton Ferrers | Primary | 11 | 50.3268 | -4.0272 | System Transformation | Headroom (MW) | N/A | 2.9453 | 2.8923 | 2.8809 | 2.8482 | 2.8142 | 2.7873 | 2.7236 | 2.6725 | 2.6072 | 2.5464 | 2.5016 | 2.4571 | 2.4202 | 2.4003 | 2.3795 | 2.3654 | 2.3508 | 2.1645 | 1.9265
Abham_Exeter _Landulph | Plympton 33kV | Newton Ferrers | Primary | 11 | 50.3268 | -4.0272 | WPD Best View | Headroom (MW) | N/A | 2.9453 | 2.8923 | 2.8809 | 2.8482 | 2.8142 | 2.7873 | 2.7236 | 2.6725 | 2.6072 | 2.5464 | 2.5016 | 2.4571 | 2.4202 | 2.4003 | 2.3795 | 2.3654 | 2.3508 | 2.1645 | 1.9265
Abham_Exeter _Landulph | Plympton 33kV | Torycombe | Primary | 11 | 50.4324 | -4.0258 | Consumer Transformation | Headroom (MW) | N/A | 7.4901 | 7.3336 | 7.3327 | 7.2719 | 7.2003 | 7.0959 | 6.9729 | 6.8552 | 6.7301 | 6.6054 | 6.4526 | 13.2507 | 11.7587 | 11.6371 | 11.5335 | 9.5954 | 6.666 | 4.3639 | 0.6903
Abham_Exeter _Landulph | Plympton 33kV | Torycombe | Primary | 11 | 50.4324 | -4.0258 | Leading the Way | Headroom (MW) | Thermal | 7.4938 | 7.3532 | 7.39 | 7.3453 | 7.3058 | 7.264 | 7.1969 | 7.1358 | 7.0627 | 5.1654 | 5.0941 | 10.5836 | 10.5288 | 9.1144 | 7.2879 | 7.256 | 5.9077 | 1.7385 | -1.6731
Abham_Exeter _Landulph | Plympton 33kV | Torycombe | Primary | 11 | 50.4324 | -4.0258 | Steady Progression | Headroom (MW) | N/A | 7.4929 | 7.3591 | 7.3656 | 7.3334 | 7.3041 | 7.2688 | 7.2427 | 7.2096 | 7.1783 | 7.1493 | 6.5278 | 5.9748 | 5.9568 | 5.9399 | 5.9307 | 5.9246 | 4.6113 | 4.6725 | 3.0673
Abham_Exeter _Landulph | Plympton 33kV | Torycombe | Primary | 11 | 50.4324 | -4.0258 | System Transformation | Headroom (MW) | N/A | 7.4925 | 7.3473 | 7.3678 | 7.3126 | 7.2677 | 7.2227 | 7.1539 | 7.089 | 7.0243 | 6.9534 | 6.8989 | 13.7712 | 12.3523 | 12.3182 | 12.299 | 10.4558 | 9.0712 | 7.456 | 4.3171
Abham_Exeter _Landulph | Plympton 33kV | Torycombe | Primary | 11 | 50.4324 | -4.0258 | WPD Best View | Headroom (MW) | N/A | 7.4927 | 7.3483 | 7.3697 | 7.3159 | 7.2726 | 7.2298 | 7.1637 | 7.1024 | 7.0424 | 6.9775 | 6.9296 | 13.8101 | 12.3994 | 12.3724 | 12.3581 | 10.5161 | 9.088 | 7.4218 | 4.2657
Abham_Exeter _Landulph | Sowton 33kV | Sowton 33kV | Bulk Supply Point | 33 | 50.727 | -3.466 | Consumer Transformation | Headroom (MW) | Thermal | 33.3288 | 32.0529 | 32.2558 | 31.302 | 30.3727 | 28.71 | 26.5132 | 24.2168 | 21.8764 | 19.5214 | 16.8181 | 30.627 | 28.0802 | 24.2539 | 21.747 | 17.099 | 3.5431 | -13.3314 | -29.3345
Abham_Exeter _Landulph | Sowton 33kV | Sowton 33kV | Bulk Supply Point | 33 | 50.727 | -3.466 | Leading the Way | Headroom (MW) | N/A | 33.4989 | 32.5568 | 33.395 | 32.9517 | 32.603 | 31.9699 | 30.6711 | 29.4572 | 28.0829 | 27.0202 | 24.6082 | 38.5871 | 37.5606 | 36.537 | 33.6779 | 32.549 | 21.7253 | 12.8648 | 3.3516
Abham_Exeter _Landulph | Sowton 33kV | Sowton 33kV | Bulk Supply Point | 33 | 50.727 | -3.466 | Steady Progression | Headroom (MW) | N/A | 33.4427 | 32.3269 | 32.8261 | 29.4756 | 29.3657 | 29.1586 | 28.8542 | 28.4659 | 28.0987 | 27.7236 | 26.1875 | 24.6647 | 24.1383 | 23.6644 | 23.1524 | 22.6724 | 21.6784 | 19.5096 | 15.5355
Abham_Exeter _Landulph | Sowton 33kV | Sowton 33kV | Bulk Supply Point | 33 | 50.727 | -3.466 | System Transformation | Headroom (MW) | N/A | 33.4451 | 32.3917 | 32.9567 | 32.5745 | 32.2665 | 31.6157 | 30.62 | 29.5597 | 28.3321 | 27.1945 | 26.0726 | 41.2638 | 40.0136 | 37.4489 | 36.3036 | 33.3988 | 29.6526 | 22.0348 | 14.2169
Abham_Exeter _Landulph | Sowton 33kV | Sowton 33kV | Bulk Supply Point | 33 | 50.727 | -3.466 | WPD Best View | Headroom (MW) | N/A | 33.4603 | 32.4607 | 33.146 | 29.8454 | 29.7544 | 29.5142 | 29.2201 | 28.7704 | 28.2957 | 27.8189 | 26.7686 | 25.6073 | 24.9531 | 22.983 | 22.3799 | 20.0487 | 18.607 | 13.6555 | 9.1387
Abham_Exeter _Landulph | Sowton 33kV | Clyst Honiton | Primary | 11 | 50.7289 | -3.4336 | Consumer Transformation | Headroom (MW) | Thermal | 6.8065 | 7.0916 | 7.6458 | 7.714 | 7.8394 | 7.8057 | 7.6754 | 7.3877 | 7.1274 | 6.8519 | 6.4793 | 6.1086 | 5.7157 | 3.9912 | 3.6663 | 3.3465 | 2.3336 | -0.63189 | -3.6482
Abham_Exeter _Landulph | Sowton 33kV | Clyst Honiton | Primary | 11 | 50.7289 | -3.4336 | Leading the Way | Headroom (MW) | Thermal | 6.828 | 7.2881 | 8.1032 | 8.2954 | 8.5773 | 8.6968 | 8.6844 | 8.4318 | 8.1246 | 7.8901 | 6.2867 | 6.0917 | 5.9238 | 5.7636 | 3.7771 | 3.5968 | 1.0283 | 0.48721 | -2.0082
Abham_Exeter _Landulph | Sowton 33kV | Clyst Honiton | Primary | 11 | 50.7289 | -3.4336 | Steady Progression | Headroom (MW) | N/A | 6.8131 | 7.0169 | 7.4877 | 7.6729 | 7.9774 | 8.2047 | 8.3463 | 8.4362 | 8.5386 | 8.6353 | 8.2553 | 7.841 | 7.796 | 7.7569 | 7.6923 | 7.6332 | 7.9249 | 6.7505 | 6.3202
Abham_Exeter _Landulph | Sowton 33kV | Clyst Honiton | Primary | 11 | 50.7289 | -3.4336 | System Transformation | Headroom (MW) | N/A | 6.8184 | 7.1319 | 7.7604 | 7.9959 | 8.3427 | 8.4955 | 8.596 | 8.5727 | 8.5745 | 8.5799 | 8.5185 | 8.4085 | 8.2774 | 6.7813 | 6.6541 | 6.5484 | 6.4236 | 4.3589 | 2.1963
Abham_Exeter _Landulph | Sowton 33kV | Clyst Honiton | Primary | 11 | 50.7289 | -3.4336 | WPD Best View | Headroom (MW) | N/A | 6.818 | 7.1316 | 7.7599 | 7.9951 | 8.3413 | 8.5585 | 8.7231 | 8.7645 | 8.832 | 8.9023 | 8.6819 | 8.3792 | 8.2485 | 6.7546 | 6.6261 | 6.5226 | 6.4784 | 4.4566 | 2.3561
Abham_Exeter _Landulph | Sowton 33kV | Countess Wear | Primary | 11 | 50.7014 | -3.4935 | Consumer Transformation | Headroom (MW) | N/A | 13.2358 | 13.0447 | 12.9956 | 12.8891 | 12.7831 | 12.5587 | 12.2964 | 12.034 | 11.8185 | 11.6267 | 11.4128 | 11.2414 | 11.0296 | 10.8236 | 10.613 | 10.3664 | 9.1371 | 7.8154 | 6.5571
Abham_Exeter _Landulph | Sowton 33kV | Countess Wear | Primary | 11 | 50.7014 | -3.4935 | Leading the Way | Headroom (MW) | N/A | 13.2616 | 13.0436 | 13.0334 | 12.9733 | 12.916 | 12.8023 | 12.6581 | 12.5165 | 12.4139 | 12.3801 | 12.3699 | 12.3762 | 12.3206 | 12.2462 | 12.1835 | 12.085 | 11.3831 | 10.6437 | 8.4062
Abham_Exeter _Landulph | Sowton 33kV | Countess Wear | Primary | 11 | 50.7014 | -3.4935 | Steady Progression | Headroom (MW) | N/A | 13.2509 | 13.0844 | 13.0762 | 13.0319 | 12.9896 | 12.9467 | 12.9041 | 12.8522 | 12.8279 | 12.8098 | 12.795 | 12.8005 | 12.77 | 12.747 | 12.7275 | 12.673 | 12.7021 | 12.7653 | 12.5265
Abham_Exeter _Landulph | Sowton 33kV | Countess Wear | Primary | 11 | 50.7014 | -3.4935 | System Transformation | Headroom (MW) | N/A | 13.2529 | 13.0824 | 13.0638 | 13.0013 | 12.9302 | 12.8574 | 12.7474 | 12.6421 | 12.4876 | 12.376 | 12.2659 | 12.1791 | 12.0508 | 11.9264 | 11.8235 | 11.7294 | 11.4364 | 11.0603 | 10.5468
Abham_Exeter _Landulph | Sowton 33kV | Countess Wear | Primary | 11 | 50.7014 | -3.4935 | WPD Best View | Headroom (MW) | N/A | 13.2519 | 13.086 | 13.0793 | 13.0367 | 12.9972 | 12.9575 | 12.9201 | 12.8748 | 12.7966 | 12.7272 | 12.6678 | 12.6311 | 12.56 | 12.4958 | 12.4372 | 12.3892 | 12.2826 | 12.209 | 11.9049
Abham_Exeter _Landulph | Sowton 33kV | Exeter Science Park | Primary | 11 | 50.7352 | -3.4607 | Consumer Transformation | Headroom (MW) | N/A | 10.3755 | 10.304 | 10.4517 | 10.3668 | 10.2685 | 10.1705 | 10.0242 | 9.8917 | 9.7246 | 9.5684 | 9.4268 | 9.2848 | 9.1477 | 9.0081 | 8.8672 | 8.7456 | 8.3231 | 7.947 | 7.5862
Abham_Exeter _Landulph | Sowton 33kV | Exeter Science Park | Primary | 11 | 50.7352 | -3.4607 | Leading the Way | Headroom (MW) | N/A | 10.3754 | 10.3105 | 10.5024 | 10.4164 | 10.325 | 10.2286 | 10.0669 | 9.9561 | 9.7796 | 9.6217 | 9.4757 | 9.3314 | 9.1869 | 9.0311 | 8.896 | 8.7612 | 8.2627 | 7.856 | 7.3915
Abham_Exeter _Landulph | Sowton 33kV | Exeter Science Park | Primary | 11 | 50.7352 | -3.4607 | Steady Progression | Headroom (MW) | N/A | 10.3744 | 10.2966 | 10.4135 | 7.2546 | 7.1631 | 7.0781 | 6.9938 | 6.9233 | 6.8359 | 6.7489 | 5.9918 | 5.3057 | 5.2246 | 5.1443 | 5.0634 | 4.9914 | 4.7097 | 4.4145 | 4.0988
Abham_Exeter _Landulph | Sowton 33kV | Exeter Science Park | Primary | 11 | 50.7352 | -3.4607 | System Transformation | Headroom (MW) | N/A | 10.3751 | 10.3021 | 10.4515 | 10.3683 | 10.2717 | 10.1759 | 10.0922 | 10.0288 | 9.9388 | 9.8476 | 9.7579 | 9.6115 | 9.4713 | 9.3249 | 9.1801 | 9.0488 | 8.7972 | 8.4353 | 8.1115
Abham_Exeter _Landulph | Sowton 33kV | Exeter Science Park | Primary | 11 | 50.7352 | -3.4607 | WPD Best View | Headroom (MW) | N/A | 10.3747 | 10.3018 | 10.4515 | 7.2924 | 7.1957 | 7.0999 | 7.0161 | 6.9435 | 6.8531 | 6.7619 | 6.3338 | 5.9398 | 5.8527 | 5.7625 | 5.6729 | 5.5907 | 5.3315 | 4.9816 | 4.6622
Abham_Exeter _Landulph | Sowton 33kV | Heavitree | Primary | 11 | 50.7206 | -3.4904 | Consumer Transformation | Headroom (MW) | Thermal | 9.5571 | 9.1856 | 9.0377 | 8.7941 | 8.5328 | 8.1248 | 7.5991 | 7.0841 | 6.5801 | 6.0491 | 5.4935 | 4.9269 | 4.3808 | 3.8257 | 3.2737 | 2.6133 | -0.49251 | -3.7171 | -6.5408
Abham_Exeter _Landulph | Sowton 33kV | Heavitree | Primary | 11 | 50.7206 | -3.4904 | Leading the Way | Headroom (MW) | N/A | 9.5948 | 9.2954 | 9.2338 | 9.0952 | 8.9658 | 8.815 | 8.5832 | 8.3831 | 8.1562 | 7.9508 | 7.8208 | 7.6116 | 7.3982 | 7.1768 | 6.9552 | 6.7259 | 5.5743 | 4.4115 | 3.4962
Abham_Exeter _Landulph | Sowton 33kV | Heavitree | Primary | 11 | 50.7206 | -3.4904 | Steady Progression | Headroom (MW) | N/A | 9.5868 | 9.3046 | 9.2762 | 9.1774 | 9.0903 | 8.9955 | 8.9072 | 8.7975 | 8.6835 | 8.5655 | 8.4738 | 8.3543 | 8.2425 | 8.1234 | 8.0184 | 7.924 | 7.5172 | 7.1878 | 6.7417
Abham_Exeter _Landulph | Sowton 33kV | Heavitree | Primary | 11 | 50.7206 | -3.4904 | System Transformation | Headroom (MW) | N/A | 9.5833 | 9.2879 | 9.2197 | 9.0665 | 8.9172 | 8.7388 | 8.4699 | 8.2175 | 7.916 | 7.6237 | 7.3856 | 7.1112 | 6.8364 | 6.5663 | 6.3196 | 6.0731 | 4.9849 | 3.932 | 3.0479
Abham_Exeter _Landulph | Sowton 33kV | Heavitree | Primary | 11 | 50.7206 | -3.4904 | WPD Best View | Headroom (MW) | N/A | 9.5868 | 9.3046 | 9.2762 | 9.1774 | 9.0903 | 8.9955 | 8.9072 | 8.7975 | 8.6835 | 8.5655 | 8.4738 | 8.3543 | 8.2425 | 8.1234 | 8.0184 | 7.924 | 7.5172 | 7.1878 | 6.7417
Abham_Exeter _Landulph | Sowton 33kV | Hill Barton Primary | Primary | 11 | 50.7122 | -3.4112 | Consumer Transformation | Headroom (MW) | Thermal | -0.03362 | -0.094517 | -0.094492 | -0.096991 | -0.10907 | -0.12001 | -0.12786 | -0.13375 | -0.14621 | -0.14777 | -0.1469 | -0.14913 | -0.15144 | -0.14339 | -0.135 | -1.949 | -2.826 | -4.3486 | -4.5204
Abham_Exeter _Landulph | Sowton 33kV | Hill Barton Primary | Primary | 11 | 50.7122 | -3.4112 | Leading the Way | Headroom (MW) | Thermal | -0.033648 | -0.094524 | -0.094374 | -0.092308 | -0.10406 | -0.11436 | -0.12211 | -0.12719 | -0.12495 | -0.12422 | -0.11999 | -1.4776 | -1.4759 | -1.465 | -1.451 | -1.4484 | -2.8878 | -4.2396 | -4.419
Abham_Exeter _Landulph | Sowton 33kV | Hill Barton Primary | Primary | 11 | 50.7122 | -3.4112 | Steady Progression | Headroom (MW) | Thermal | -0.034188 | -0.095743 | -0.097036 | -0.10397 | -0.11822 | -0.13179 | -0.14432 | -0.15594 | -0.1664 | -0.1762 | -0.23202 | -0.23745 | -0.24382 | -0.24889 | -0.25282 | -0.25507 | -0.22761 | -0.21815 | -1.6521
Abham_Exeter _Landulph | Sowton 33kV | Hill Barton Primary | Primary | 11 | 50.7122 | -3.4112 | System Transformation | Headroom (MW) | Thermal | -0.033814 | -0.095453 | -0.096459 | -0.10023 | -0.11401 | -0.12711 | -0.13901 | -0.14863 | -0.15749 | -0.16512 | -0.16867 | -0.17283 | -0.17504 | -0.17428 | -0.16921 | -1.9848 | -1.921 | -3.3243 | -3.4276
Abham_Exeter _Landulph | Sowton 33kV | Hill Barton Primary | Primary | 11 | 50.7122 | -3.4112 | WPD Best View | Headroom (MW) | Thermal | -0.033814 | -0.095453 | -0.096459 | -0.10023 | -0.11401 | -0.12711 | -0.13901 | -0.14863 | -0.15749 | -0.16512 | -0.16867 | -0.17283 | -0.17504 | -0.17428 | -0.16921 | -1.9848 | -1.921 | -3.3243 | -3.4276
Abham_Exeter _Landulph | Sowton 33kV | Pinhoe | Primary | 11 | 50.7383 | -3.4792 | Consumer Transformation | Headroom (MW) | Thermal | 11.922 | 11.5145 | 11.3096 | 10.984 | 10.6557 | 10.1075 | 9.3976 | 8.6888 | 7.9974 | 7.3076 | 6.4733 | 5.6654 | 4.8712 | 4.1203 | 3.3417 | 2.4073 | -1.8046 | -6.1896 | -11.4506
Abham_Exeter _Landulph | Sowton 33kV | Pinhoe | Primary | 11 | 50.7383 | -3.4792 | Leading the Way | Headroom (MW) | N/A | 11.9725 | 11.6429 | 11.5798 | 11.4207 | 11.255 | 11.0636 | 10.7457 | 10.4566 | 10.1151 | 9.8686 | 9.5573 | 9.2466 | 8.9484 | 8.6737 | 8.359 | 8.05 | 5.0125 | 3.4086 | 2.0997
Abham_Exeter _Landulph | Sowton 33kV | Pinhoe | Primary | 11 | 50.7383 | -3.4792 | Steady Progression | Headroom (MW) | N/A | 11.9735 | 11.6658 | 11.6321 | 11.5291 | 11.4409 | 11.3494 | 11.2419 | 11.1094 | 10.9901 | 10.8606 | 10.719 | 10.5756 | 10.4399 | 10.3423 | 10.2243 | 10.1247 | 9.731 | 9.4233 | 8.8648
Abham_Exeter _Landulph | Sowton 33kV | Pinhoe | Primary | 11 | 50.7383 | -3.4792 | System Transformation | Headroom (MW) | N/A | 11.964 | 11.628 | 11.5486 | 11.378 | 11.1944 | 10.9724 | 10.6211 | 10.2806 | 9.8866 | 9.5274 | 9.1501 | 8.793 | 8.4445 | 8.1316 | 7.8192 | 7.5117 | 6.1863 | 4.8268 | 2.2764
Abham_Exeter _Landulph | Sowton 33kV | Pinhoe | Primary | 11 | 50.7383 | -3.4792 | WPD Best View | Headroom (MW) | N/A | 11.9769 | 11.6696 | 11.6382 | 11.5335 | 11.4365 | 11.3412 | 11.2289 | 11.1 | 10.9769 | 10.8457 | 10.7038 | 10.5618 | 10.4291 | 10.3292 | 10.2232 | 10.1374 | 9.7668 | 9.356 | 8.7372
Abham_Exeter _Landulph | Sowton 33kV | Sowton | Primary | 11 | 50.7266 | -3.4648 | Consumer Transformation | Headroom (MW) | N/A | 12.2958 | 12.0627 | 12.0549 | 11.9956 | 11.9536 | 11.8976 | 11.8334 | 11.7806 | 11.609 | 11.4193 | 11.17 | 10.9375 | 10.7563 | 10.5783 | 10.3661 | 10.1373 | 9.1491 | 7.9477 | 6.7516
Abham_Exeter _Landulph | Sowton 33kV | Sowton | Primary | 11 | 50.7266 | -3.4648 | Leading the Way | Headroom (MW) | N/A | 12.2958 | 12.0592 | 12.0515 | 11.9882 | 11.9519 | 11.8963 | 11.6551 | 11.6035 | 11.5445 | 11.5003 | 11.3923 | 11.2698 | 11.2035 | 11.141 | 11.0666 | 10.9987 | 10.4082 | 9.855 | 9.0847
Abham_Exeter _Landulph | Sowton 33kV | Sowton | Primary | 11 | 50.7266 | -3.4648 | Steady Progression | Headroom (MW) | N/A | 12.2957 | 12.0625 | 12.0545 | 11.9958 | 11.9492 | 11.8927 | 11.8338 | 11.7802 | 11.7268 | 11.6754 | 11.6231 | 11.5737 | 11.5502 | 11.5286 | 11.4871 | 11.447 | 11.2616 | 11.0875 | 10.8573
Abham_Exeter _Landulph | Sowton 33kV | Sowton | Primary | 11 | 50.7266 | -3.4648 | System Transformation | Headroom (MW) | N/A | 12.2957 | 12.0634 | 12.0554 | 11.9968 | 11.9544 | 11.8979 | 11.8416 | 11.7874 | 11.7359 | 11.6854 | 11.6359 | 11.588 | 11.529 | 11.4722 | 11.3922 | 11.3133 | 11.0343 | 10.537 | 9.9433
Abham_Exeter _Landulph | Sowton 33kV | Sowton | Primary | 11 | 50.7266 | -3.4648 | WPD Best View | Headroom (MW) | N/A | 12.2957 | 12.0634 | 12.0554 | 11.9967 | 11.9501 | 11.8937 | 11.8382 | 11.7847 | 11.7323 | 11.681 | 11.6306 | 11.5816 | 11.5586 | 11.5386 | 11.4981 | 11.4594 | 11.2909 | 11.14 | 10.9739
Abham_Exeter _Landulph | Sowton 33kV | Sowton B | Primary | 11 | 50.7264 | -3.465 | Consumer Transformation | Headroom (MW) | Thermal | -9.4304 | -9.5197 | -9.5227 | -9.6094 | -9.6969 | -9.7855 | -9.8747 | -9.967 | -10.0633 | -10.1533 | -10.2337 | 6.0902 | 6.0105 | 5.9305 | 5.8515 | 5.7816 | 5.4432 | 5.2764 | 4.9909
Abham_Exeter _Landulph | Sowton 33kV | Sowton B | Primary | 11 | 50.7264 | -3.465 | Leading the Way | Headroom (MW) | Thermal | -9.4304 | -9.5197 | -9.5227 | -9.6099 | -9.6986 | -9.7877 | -9.8778 | -9.9717 | -10.0672 | -10.1565 | -10.2371 | 6.087 | 6.0072 | 5.9272 | 5.848 | 5.7805 | 5.4318 | 5.1054 | 4.8081
Abham_Exeter _Landulph | Sowton 33kV | Sowton B | Primary | 11 | 50.7264 | -3.465 | Steady Progression | Headroom (MW) | Thermal | -9.4304 | -9.5198 | -9.5229 | -9.5455 | -9.5677 | -9.5894 | -9.6109 | -9.6319 | -9.6524 | -9.6726 | -9.6924 | -9.7692 | -9.8463 | -9.9223 | -9.9984 | -10.0654 | -10.2881 | -10.3555 | -10.433
Abham_Exeter _Landulph | Sowton 33kV | Sowton B | Primary | 11 | 50.7264 | -3.465 | System Transformation | Headroom (MW) | Thermal | -9.4304 | -9.5198 | -9.5228 | -9.5454 | -9.5676 | -9.6542 | -9.7408 | -9.8279 | -9.9154 | -10.0025 | -10.0842 | 6.2375 | 6.1562 | 6.0729 | 5.9919 | 5.9174 | 5.5981 | 5.5279 | 5.4169
Abham_Exeter _Landulph | Sowton 33kV | Sowton B | Primary | 11 | 50.7264 | -3.465 | WPD Best View | Headroom (MW) | Thermal | -9.4304 | -9.5198 | -9.5229 | -9.5455 | -9.5677 | -9.5894 | -9.6109 | -9.6319 | -9.6524 | -9.6726 | -9.6924 | -9.7692 | -9.8463 | -9.9223 | -9.9984 | -10.0654 | -10.2879 | -10.3537 | -10.4242
Abham_Exeter _Landulph | Sowton 33kV | Topsham | Primary | 11 | 50.6845 | -3.4648 | Consumer Transformation | Headroom (MW) | Thermal | 2.8176 | 2.6816 | 2.5952 | 2.4823 | 2.363 | 2.1681 | 1.907 | 1.6682 | 1.4464 | 1.2169 | 0.96054 | 0.73864 | 0.53735 | 0.3371 | 0.11995 | -0.13253 | -1.5024 | -3.2131 | -4.8429
Abham_Exeter _Landulph | Sowton 33kV | Topsham | Primary | 11 | 50.6845 | -3.4648 | Leading the Way | Headroom (MW) | Thermal | 2.8523 | 2.7488 | 2.7255 | 2.6822 | 2.6322 | 2.587 | 2.4951 | 2.4261 | 2.3586 | 2.3068 | 2.2801 | 2.2679 | 2.2654 | 2.2598 | 2.261 | 2.2168 | 1.7298 | -0.44556 | -1.2902
Abham_Exeter _Landulph | Sowton 33kV | Topsham | Primary | 11 | 50.6845 | -3.4648 | Steady Progression | Headroom (MW) | N/A | 2.8302 | 2.7291 | 2.7233 | 2.6807 | 2.6585 | 2.6302 | 2.5997 | 2.5723 | 2.5323 | 2.4945 | 2.4713 | 2.438 | 2.4228 | 2.4106 | 2.4081 | 2.4169 | 2.5651 | 2.6718 | 2.4288
Abham_Exeter _Landulph | Sowton 33kV | Topsham | Primary | 11 | 50.6845 | -3.4648 | System Transformation | Headroom (MW) | N/A | 2.8374 | 2.7288 | 2.6939 | 2.6308 | 2.5551 | 2.4765 | 2.3491 | 2.2245 | 2.0831 | 1.9396 | 1.829 | 1.7254 | 1.6404 | 1.5649 | 1.5097 | 1.4589 | 1.3302 | 0.89839 | 0.32299
Abham_Exeter _Landulph | Sowton 33kV | Topsham | Primary | 11 | 50.6845 | -3.4648 | WPD Best View | Headroom (MW) | N/A | 2.8379 | 2.7364 | 2.7223 | 2.6768 | 2.6423 | 2.602 | 2.5539 | 2.5034 | 2.4487 | 2.3905 | 2.3554 | 2.319 | 2.3004 | 2.293 | 2.289 | 2.293 | 2.3661 | 2.22 | 1.832
Abham_Exeter _Landulph | St Germans 33kV | St Germans 33kV | Bulk Supply Point | 33 | 50.418 | -4.3731 | Consumer Transformation | Headroom (MW) | Thermal | -39.7093 | -40.9319 | -41.5662 | -42.8214 | -44.1299 | -46.0912 | -49.4209 | -51.9357 | -55.3725 | -58.7859 | -65.7008 | -73.8771 | -81.1917 | -88.4623 | -99.13 | -110.0982 | -150.2951 | -197.2277 | -235.7411
Abham_Exeter _Landulph | St Germans 33kV | St Germans 33kV | Bulk Supply Point | 33 | 50.418 | -4.3731 | Leading the Way | Headroom (MW) | Thermal | -39.5685 | -40.562 | -40.8197 | -41.603 | -42.4137 | -45.1816 | -46.5194 | -47.8836 | -52.1144 | -57.9547 | -59.0477 | -65.4552 | -73.3082 | -82.3586 | -95.3039 | -103.8456 | -140.0071 | -176.1261 | -212.1853
Abham_Exeter _Landulph | St Germans 33kV | St Germans 33kV | Bulk Supply Point | 33 | 50.418 | -4.3731 | Steady Progression | Headroom (MW) | Thermal | -39.5275 | -40.4681 | -40.6053 | -40.9059 | -41.2201 | -41.4901 | -41.8778 | -42.3365 | -42.7726 | -43.3183 | -43.8994 | -44.5701 | -45.2295 | -45.8538 | -48.2923 | -52.4833 | -57.714 | -66.3535 | -72.9773
Abham_Exeter _Landulph | St Germans 33kV | St Germans 33kV | Bulk Supply Point | 33 | 50.418 | -4.3731 | System Transformation | Headroom (MW) | Thermal | -39.5829 | -40.5948 | -40.882 | -41.5626 | -42.4176 | -43.3406 | -44.6711 | -45.9932 | -47.4794 | -48.9867 | -44.6897 | -48.9435 | -51.0789 | -56.0845 | -64.6828 | -72.3611 | -91.4768 | -115.5387 | -138.167
Abham_Exeter _Landulph | St Germans 33kV | St Germans 33kV | Bulk Supply Point | 33 | 50.418 | -4.3731 | WPD Best View | Headroom (MW) | Thermal | -39.5685 | -40.562 | -40.8197 | -41.603 | -42.4137 | -45.1816 | -46.5194 | -47.8836 | -52.1144 | -57.9547 | -59.0477 | -65.4552 | -73.3082 | -82.3586 | -95.3039 | -103.8456 | -140.0071 | -176.1261 | -212.1853
Abham_Exeter _Landulph | St Germans 33kV | Lanreath | Primary | 11 | 50.3784 | -4.5851 | Consumer Transformation | Headroom (MW) | Thermal | 1.9167 | 1.8261 | 1.7844 | 1.6516 | 1.5182 | 1.3351 | 1.1272 | 0.91975 | -0.16561 | -0.36712 | -0.63036 | -3.0964 | -3.3386 | -3.5903 | -6.4585 | -8.4978 | -14.0263 | -22.4637 | -29.4709
Abham_Exeter _Landulph | St Germans 33kV | Lanreath | Primary | 11 | 50.3784 | -4.5851 | Leading the Way | Headroom (MW) | Thermal | 1.9208 | 1.8463 | 1.832 | 1.7313 | 1.623 | 1.5054 | 1.372 | 1.2434 | -0.27998 | -0.40977 | -2.772 | -2.9268 | -4.4358 | -5.9432 | -8.7379 | -10.6746 | -17.4654 | -23.4686 | -28.9474
Abham_Exeter _Landulph | St Germans 33kV | Lanreath | Primary | 11 | 50.3784 | -4.5851 | Steady Progression | Headroom (MW) | Thermal | 1.9305 | 1.857 | 1.8448 | 1.8279 | 1.8027 | 1.7872 | 1.6931 | 1.5996 | 1.5041 | 1.4098 | 1.3131 | 1.2312 | 1.1482 | 1.0506 | 0.97229 | -0.92065 | -1.2679 | -2.9522 | -3.3421
Abham_Exeter _Landulph | St Germans 33kV | Lanreath | Primary | 11 | 50.3784 | -4.5851 | System Transformation | Headroom (MW) | Thermal | 1.9194 | 1.8429 | 1.8256 | 1.7232 | 1.6095 | 1.4939 | 1.3405 | 1.2081 | 1.0534 | 0.90823 | 0.77513 | -0.74159 | -0.86795 | -1.8549 | -3.8042 | -5.7354 | -7.6235 | -13.1431 | -16.4177
Abham_Exeter _Landulph | St Germans 33kV | Lanreath | Primary | 11 | 50.3784 | -4.5851 | WPD Best View | Headroom (MW) | Thermal | 1.9208 | 1.8463 | 1.832 | 1.7313 | 1.623 | 1.5054 | 1.372 | 1.2434 | -0.27998 | -0.40977 | -2.772 | -2.9268 | -4.4358 | -5.9432 | -8.7379 | -10.6746 | -17.4654 | -23.4686 | -28.9474
Abham_Exeter _Landulph | St Germans 33kV | Liskeard | Primary | 11 | 50.4486 | -4.4519 | Consumer Transformation | Headroom (MW) | Thermal | 6.0127 | 5.6049 | 5.3931 | 4.9846 | 4.5755 | 3.9515 | 2.3269 | 1.5343 | 0.74404 | -0.084097 | -3.2624 | -6.4378 | -9.6085 | -12.7385 | -17.1639 | -20.8385 | -36.8385 | -55.7467 | -74.7345
Abham_Exeter _Landulph | St Germans 33kV | Liskeard | Primary | 11 | 50.4486 | -4.4519 | Leading the Way | Headroom (MW) | Thermal | 6.0676 | 5.7263 | 5.6429 | 5.3944 | 5.143 | 3.0436 | 2.681 | 2.2635 | 0.47258 | -2.6271 | -5.7765 | -8.9688 | -12.2904 | -15.4101 | -20.2873 | -24.3026 | -39.9205 | -55.9249 | -72.4818
Abham_Exeter _Landulph | St Germans 33kV | Liskeard | Primary | 11 | 50.4486 | -4.4519 | Steady Progression | Headroom (MW) | Thermal | 6.074 | 5.7611 | 5.7119 | 5.6122 | 5.5132 | 5.4276 | 5.332 | 5.2084 | 5.0879 | 4.9428 | 4.812 | 4.6039 | 4.3904 | 4.2078 | 2.191 | 0.18794 | -1.9929 | -5.2126 | -8.608
Abham_Exeter _Landulph | St Germans 33kV | Liskeard | Primary | 11 | 50.4486 | -4.4519 | System Transformation | Headroom (MW) | Thermal | 6.0601 | 5.7163 | 5.6236 | 5.4454 | 5.1886 | 4.9208 | 4.5295 | 4.1095 | 3.6609 | 3.1964 | 0.55048 | -1.2652 | -1.0141 | -2.7962 | -5.9372 | -9.0691 | -17.2488 | -27.862 | -39.6785
Abham_Exeter _Landulph | St Germans 33kV | Liskeard | Primary | 11 | 50.4486 | -4.4519 | WPD Best View | Headroom (MW) | Thermal | 6.0676 | 5.7263 | 5.6429 | 5.3944 | 5.143 | 3.0436 | 2.681 | 2.2635 | 0.47258 | -2.6271 | -5.7765 | -8.9688 | -12.2904 | -15.4101 | -20.2873 | -24.3026 | -39.9205 | -55.9249 | -72.4818
Abham_Exeter _Landulph | St Germans 33kV | Looe | Primary | 11 | 50.3466 | -4.4823 | Consumer Transformation | Headroom (MW) | Thermal | 6.6914 | 6.394 | 6.1991 | 5.8474 | 5.4763 | 4.9508 | 4.2459 | 3.5507 | 2.838 | 2.1106 | 0.45805 | -0.34232 | -1.1252 | -4.1327 | -4.8951 | -5.7072 | -13.0786 | -20.4468 | -27.4432
Abham_Exeter _Landulph | St Germans 33kV | Looe | Primary | 11 | 50.3466 | -4.4823 | Leading the Way | Headroom (MW) | Thermal | 6.732 | 6.5027 | 6.4213 | 6.2131 | 5.9863 | 5.7432 | 5.3851 | 5.024 | 4.6336 | 4.2612 | 2.5308 | 2.1487 | 0.92692 | -0.81241 | -1.1836 | -3.359 | -7.6013 | -11.7246 | -16.4017
Abham_Exeter _Landulph | St Germans 33kV | Looe | Primary | 11 | 50.3466 | -4.4823 | Steady Progression | Headroom (MW) | N/A | 6.7525 | 6.5361 | 6.4941 | 6.4146 | 6.3365 | 6.2593 | 6.1747 | 6.0682 | 5.9623 | 5.8452 | 5.705 | 5.5188 | 5.3403 | 5.1578 | 4.9865 | 4.8222 | 4.1133 | 2.3093 | 1.7258
Abham_Exeter _Landulph | St Germans 33kV | Looe | Primary | 11 | 50.3466 | -4.4823 | System Transformation | Headroom (MW) | Thermal | 6.7301 | 6.4975 | 6.4143 | 6.2581 | 6.0296 | 5.7736 | 5.3952 | 5.0215 | 4.601 | 4.179 | 3.7716 | 3.361 | 2.9664 | 1.2046 | 0.82302 | 0.45001 | -3.4469 | -6.2115 | -8.8215
Abham_Exeter _Landulph | St Germans 33kV | Looe | Primary | 11 | 50.3466 | -4.4823 | WPD Best View | Headroom (MW) | Thermal | 6.732 | 6.5027 | 6.4213 | 6.2131 | 5.9863 | 5.7432 | 5.3851 | 5.024 | 4.6336 | 4.2612 | 2.5308 | 2.1487 | 0.92692 | -0.81241 | -1.1836 | -3.359 | -7.6013 | -11.7246 | -16.4017
Abham_Exeter _Landulph | St Germans 33kV | Pensilva | Primary | 11 | 50.5075 | -4.4122 | Consumer Transformation | Headroom (MW) | Thermal | 1.9733 | 1.8681 | 1.8225 | 1.7452 | 1.6581 | 1.527 | 1.3601 | 1.1337 | 0.91316 | 0.69883 | 0.44664 | -0.6408 | -0.87772 | -1.1042 | -3.1284 | -3.3718 | -5.5186 | -9.8875 | -13.322
Abham_Exeter _Landulph | St Germans 33kV | Pensilva | Primary | 11 | 50.5075 | -4.4122 | Leading the Way | Headroom (MW) | Thermal | 1.9799 | 1.8961 | 1.8777 | 1.8419 | 1.7989 | 1.7557 | 1.6283 | 1.5119 | 1.3642 | 1.2655 | -0.20604 | -0.32163 | -0.43021 | -0.5516 | -3.3278 | -3.4386 | -5.5622 | -8.3827 | -11.2634
Abham_Exeter _Landulph | St Germans 33kV | Pensilva | Primary | 11 | 50.5075 | -4.4122 | Steady Progression | Headroom (MW) | Thermal | 1.9811 | 1.9074 | 1.8916 | 1.87 | 1.8405 | 1.8212 | 1.7919 | 1.7616 | 1.7314 | 1.7085 | 1.6791 | 1.6457 | 1.615 | 1.596 | 1.571 | 1.5585 | 1.4936 | 0.073532 | -0.10816
Abham_Exeter _Landulph | St Germans 33kV | Pensilva | Primary | 11 | 50.5075 | -4.4122 | System Transformation | Headroom (MW) | Thermal | 1.9789 | 1.8924 | 1.8693 | 1.8279 | 1.7759 | 1.7215 | 1.6394 | 1.5597 | 1.4496 | 1.3703 | 1.2869 | 1.151 | 1.023 | 0.89758 | -1.0402 | -1.1491 | -1.4173 | -3.9656 | -5.6728
Abham_Exeter _Landulph | St Germans 33kV | Pensilva | Primary | 11 | 50.5075 | -4.4122 | WPD Best View | Headroom (MW) | Thermal | 1.9799 | 1.8961 | 1.8777 | 1.8419 | 1.7989 | 1.7557 | 1.6283 | 1.5119 | 1.3642 | 1.2655 | -0.20604 | -0.32163 | -0.43021 | -0.5516 | -3.3278 | -3.4386 | -5.5622 | -8.3827 | -11.2634
Abham_Exeter _Landulph | St Germans 33kV | St Neot | Primary | 11 | 50.4775 | -4.551 | Consumer Transformation | Headroom (MW) | Thermal | 2.0921 | 1.9764 | 1.9179 | 1.8399 | 1.749 | 1.5424 | 1.284 | 1.0366 | 0.77528 | -0.3189 | -0.62477 | -0.89904 | -3.4039 | -3.6898 | -3.9256 | -6.8728 | -11.655 | -16.4114 | -22.6795
Abham_Exeter _Landulph | St Germans 33kV | St Neot | Primary | 11 | 50.4775 | -4.551 | Leading the Way | Headroom (MW) | Thermal | 2.1073 | 2.0114 | 1.9877 | 1.951 | 1.9101 | 1.7944 | 1.6433 | 1.4996 | 1.3415 | -0.6073 | -0.75659 | -3.1274 | -3.2775 | -4.7987 | -6.7471 | -6.8765 | -12.2949 | -16.1019 | -21.5197
Abham_Exeter _Landulph | St Germans 33kV | St Neot | Primary | 11 | 50.4775 | -4.551 | Steady Progression | Headroom (MW) | Thermal | 2.1076 | 2.0105 | 2.0057 | 1.9769 | 1.9469 | 1.9242 | 1.8926 | 1.851 | 1.8188 | 1.7799 | 1.73 | 1.696 | 1.6615 | 1.6302 | 1.6013 | 1.5777 | 0.09081 | -0.022619 | -1.6007
Abham_Exeter _Landulph | St Germans 33kV | St Neot | Primary | 11 | 50.4775 | -4.551 | System Transformation | Headroom (MW) | Thermal | 2.1061 | 2.0063 | 1.9778 | 1.9333 | 1.8827 | 1.8187 | 1.715 | 1.6193 | 1.5119 | 1.3532 | 1.1895 | 1.0341 | -0.48678 | -0.63124 | -1.6241 | -3.5729 | -5.4342 | -7.2124 | -9.6905
Abham_Exeter _Landulph | St Germans 33kV | St Neot | Primary | 11 | 50.4775 | -4.551 | WPD Best View | Headroom (MW) | Thermal | 2.1073 | 2.0114 | 1.9877 | 1.951 | 1.9101 | 1.7944 | 1.6433 | 1.4996 | 1.3415 | -0.6073 | -0.75659 | -3.1274 | -3.2775 | -4.7987 | -6.7471 | -6.8765 | -12.2949 | -16.1019 | -21.5197
Abham_Exeter _Landulph | St Germans 33kV | Torpoint Antony | Primary | 11 | 50.3659 | -4.2587 | Consumer Transformation | Headroom (MW) | Thermal | 0.95839 | 0.75246 | 0.67072 | 0.46374 | 0.24707 | -0.043996 | -0.41101 | -0.75672 | -1.1233 | -1.4712 | -2.734 | -3.1068 | -3.4837 | -3.8528 | -4.2045 | -5.456 | -9.8241 | -12.9177 | -16.6831
Abham_Exeter _Landulph | St Germans 33kV | Torpoint Antony | Primary | 11 | 50.3659 | -4.2587 | Leading the Way | Headroom (MW) | Thermal | 0.97784 | 0.80922 | 0.77271 | 0.61929 | 0.47899 | 0.33008 | 0.12493 | -0.071969 | -0.29225 | -0.48313 | -0.65951 | -0.85134 | -2.3932 | -3.4348 | -3.6123 | -3.7865 | -5.755 | -9.1153 | -10.1634
Abham_Exeter _Landulph | St Germans 33kV | Torpoint Antony | Primary | 11 | 50.3659 | -4.2587 | Steady Progression | Headroom (MW) | Thermal | 0.98062 | 0.81368 | 0.80047 | 0.74645 | 0.69408 | 0.64453 | 0.59178 | 0.52856 | 0.47683 | 0.34962 | 0.21542 | 0.088239 | -0.030915 | -0.14218 | -0.26037 | -0.35502 | -0.79694 | -1.195 | -1.6901
Abham_Exeter _Landulph | St Germans 33kV | Torpoint Antony | Primary | 11 | 50.3659 | -4.2587 | System Transformation | Headroom (MW) | Thermal | 0.9765 | 0.80381 | 0.76133 | 0.60339 | 0.45004 | 0.28481 | 0.063152 | -0.15725 | -0.40228 | -0.63975 | -0.85541 | -1.0749 | -1.2914 | -1.4964 | -1.6922 | -1.8766 | -4.8982 | -5.7363 | -6.4781
Abham_Exeter _Landulph | St Germans 33kV | Torpoint Antony | Primary | 11 | 50.3659 | -4.2587 | WPD Best View | Headroom (MW) | Thermal | 0.97784 | 0.80922 | 0.77271 | 0.61929 | 0.47899 | 0.33008 | 0.12493 | -0.071969 | -0.29225 | -0.48313 | -0.65951 | -0.85134 | -2.3932 | -3.4348 | -3.6123 | -3.7865 | -5.755 | -9.1153 | -10.1634
Abham_Exeter _Landulph | Tiverton 33kV | Tiverton 33kV | Bulk Supply Point | 33 | 50.8958 | -3.3813 | Consumer Transformation | Headroom (MW) | Thermal | -6.6959 | -8.3149 | -11.8164 | -12.8116 | -14.0071 | -15.876 | -18.5094 | -20.8876 | -24.038 | -27.4277 | -33.305 | -38.4293 | -46.6452 | -54.3546 | -64.1567 | -70.9519 | -107.8111 | -149.7706 | -184.7786
Abham_Exeter _Landulph | Tiverton 33kV | Tiverton 33kV | Bulk Supply Point | 33 | 50.8958 | -3.3813 | Leading the Way | Headroom (MW) | Thermal | -6.545 | -7.8842 | -11.0382 | -11.4507 | -12.1084 | -12.8134 | -14.3182 | -15.4576 | -28.0649 | -33.0565 | -38.5712 | -44.9516 | -55.4082 | -63.4608 | -75.4991 | -86.6314 | -114.8175 | -146.3317 | -176.4715
Abham_Exeter _Landulph | Tiverton 33kV | Tiverton 33kV | Bulk Supply Point | 33 | 50.8958 | -3.3813 | Steady Progression | Headroom (MW) | Thermal | -6.4986 | -7.7555 | -10.777 | -11.0706 | -11.4343 | -11.7783 | -12.1638 | -12.581 | -12.92 | -13.3822 | -13.875 | -14.3508 | -14.7674 | -15.1637 | -15.5605 | -21.399 | -25.431 | -31.7623 | -36.8847
Abham_Exeter _Landulph | Tiverton 33kV | Tiverton 33kV | Bulk Supply Point | 33 | 50.8958 | -3.3813 | System Transformation | Headroom (MW) | Thermal | -6.5617 | -7.9135 | -11.0735 | -11.56 | -12.2475 | -12.9715 | -14.1741 | -15.3243 | -16.4822 | -17.7366 | -21.7154 | -24.3126 | -28.1978 | -34.1658 | -40.6874 | -45.3411 | -62.7649 | -85.2727 | -103.382
Abham_Exeter _Landulph | Tiverton 33kV | Tiverton 33kV | Bulk Supply Point | 33 | 50.8958 | -3.3813 | WPD Best View | Headroom (MW) | Thermal | -6.5617 | -7.9135 | -8.2445 | -8.7678 | -9.4925 | -10.2644 | -11.5433 | -12.7782 | -14.0239 | -15.3713 | -19.435 | -22.1144 | -26.0652 | -32.1009 | -38.6862 | -43.3908 | -61.0692 | -83.9208 | -103.382
Abham_Exeter _Landulph | Tiverton 33kV | Bridge Mills | Primary | 11 | 50.8015 | -3.4541 | Consumer Transformation | Headroom (MW) | Thermal | 5.8608 | 5.6885 | 5.6255 | 5.5196 | 5.4047 | 5.2282 | 4.9988 | 4.7978 | 4.5832 | 4.375 | 4.1173 | 3.9138 | 0.96618 | -0.092648 | -0.28177 | -2.3664 | -6.0219 | -12.6889 | -17.875
Abham_Exeter _Landulph | Tiverton 33kV | Bridge Mills | Primary | 11 | 50.8015 | -3.4541 | Leading the Way | Headroom (MW) | Thermal | 5.8722 | 5.7307 | 5.7071 | 5.6533 | 5.6023 | 5.5434 | 5.4556 | 5.3906 | 5.3004 | 1.6026 | 1.5382 | 1.4821 | -1.2971 | -1.3547 | -5.0371 | -6.9258 | -11.1116 | -16.9051 | -22.6674
Abham_Exeter _Landulph | Tiverton 33kV | Bridge Mills | Primary | 11 | 50.8015 | -3.4541 | Steady Progression | Headroom (MW) | N/A | 5.8834 | 5.7329 | 5.7214 | 5.6814 | 5.6346 | 5.5993 | 5.5535 | 5.5062 | 5.4688 | 5.4128 | 5.3762 | 5.3311 | 5.2996 | 5.2743 | 5.2547 | 5.2383 | 2.4825 | 2.4692 | 2.2044
Abham_Exeter _Landulph | Tiverton 33kV | Bridge Mills | Primary | 11 | 50.8015 | -3.4541 | System Transformation | Headroom (MW) | Thermal | 5.8702 | 5.7226 | 5.6901 | 5.6239 | 5.5553 | 5.4735 | 5.351 | 5.2425 | 5.1079 | 4.9883 | 4.8708 | 4.7592 | 1.9325 | 1.854 | 1.7837 | -0.10221 | -1.7059 | -6.264 | -9.5053
Abham_Exeter _Landulph | Tiverton 33kV | Bridge Mills | Primary | 11 | 50.8015 | -3.4541 | WPD Best View | Headroom (MW) | Thermal | 5.8702 | 5.7226 | 5.6901 | 5.6239 | 5.5553 | 5.4735 | 5.351 | 5.2425 | 5.1079 | 4.9883 | 4.8708 | 4.7592 | 1.9325 | 1.854 | 1.7837 | -0.10221 | -1.7059 | -6.264 | -9.5053
Abham_Exeter _Landulph | Tiverton 33kV | Burlescombe | Primary | 11 | 50.9469 | -3.3271 | Consumer Transformation | Headroom (MW) | Thermal | 2.3578 | 2.2643 | 2.2372 | 2.1909 | 2.1471 | 2.0831 | 1.9982 | 1.9192 | 1.8408 | 0.92067 | -0.53897 | -0.61493 | -0.7137 | -2.1552 | -4.8827 | -6.7639 | -12.0016 | -17.4883 | -23.5192
Abham_Exeter _Landulph | Tiverton 33kV | Burlescombe | Primary | 11 | 50.9469 | -3.3271 | Leading the Way | Headroom (MW) | Thermal | 2.3557 | 2.2819 | 2.2721 | 2.2477 | 2.2255 | 2.2062 | 2.167 | 2.1444 | 0.74906 | 0.74228 | -0.6462 | -2.0175 | -4.2542 | -6.9959 | -8.8147 | -10.6414 | -16.0313 | -22.9818 | -30.0037
Abham_Exeter _Landulph | Tiverton 33kV | Burlescombe | Primary | 11 | 50.9469 | -3.3271 | Steady Progression | Headroom (MW) | Thermal | 2.3601 | 2.2849 | 2.2771 | 2.2496 | 2.2323 | 2.2167 | 2.1921 | 2.178 | 2.1565 | 2.1367 | 2.1193 | 2.1058 | 2.0974 | 2.0908 | 2.0904 | 0.27299 | 0.32486 | -1.0185 | -2.5439
Abham_Exeter _Landulph | Tiverton 33kV | Burlescombe | Primary | 11 | 50.9469 | -3.3271 | System Transformation | Headroom (MW) | Thermal | 2.3597 | 2.2776 | 2.2634 | 2.2316 | 2.2006 | 2.1695 | 2.1228 | 2.0797 | 2.026 | 1.9862 | 0.58112 | 0.54531 | 0.51771 | -0.85853 | -2.6934 | -4.5116 | -8.1129 | -11.0204 | -15.4143
Abham_Exeter _Landulph | Tiverton 33kV | Burlescombe | Primary | 11 | 50.9469 | -3.3271 | WPD Best View | Headroom (MW) | Thermal | 2.3597 | 2.2776 | 2.2634 | 2.2316 | 2.2006 | 2.1695 | 2.1228 | 2.0797 | 2.026 | 1.9862 | 0.58112 | 0.54531 | 0.51771 | -0.85853 | -2.6934 | -4.5116 | -8.1129 | -11.0204 | -15.4143
Abham_Exeter _Landulph | Tiverton 33kV | Cullompton | Primary | 11 | 50.8588 | -3.4035 | Consumer Transformation | Headroom (MW) | Thermal | 6.6913 | 6.4671 | 6.3443 | 6.1715 | 5.9655 | 5.6399 | 5.1664 | 4.6983 | 4.3906 | 3.8558 | 3.2179 | 2.5758 | 1.0666 | -0.95255 | -1.5971 | -2.3511 | -7.9382 | -14.4338 | -19.1826
Abham_Exeter _Landulph | Tiverton 33kV | Cullompton | Primary | 11 | 50.8588 | -3.4035 | Leading the Way | Headroom (MW) | Thermal | 6.7186 | 6.532 | 6.4865 | 6.4154 | 6.2992 | 6.1668 | 5.8796 | 5.5814 | 5.4692 | 5.0703 | 3.2981 | 2.8849 | 2.4404 | 0.63299 | -1.6358 | -3.9273 | -8.316 | -11.9934 | -15.8438
Abham_Exeter _Landulph | Tiverton 33kV | Cullompton | Primary | 11 | 50.8588 | -3.4035 | Steady Progression | Headroom (MW) | N/A | 6.7275 | 6.5537 | 6.5238 | 6.4796 | 6.427 | 6.3854 | 6.3313 | 6.2636 | 6.3151 | 6.2467 | 6.1672 | 6.0993 | 6.0282 | 5.9453 | 5.856 | 5.7722 | 5.4256 | 3.9285 | 3.5388
Abham_Exeter _Landulph | Tiverton 33kV | Cullompton | Primary | 11 | 50.8588 | -3.4035 | System Transformation | Headroom (MW) | Thermal | 6.714 | 6.5239 | 6.4771 | 6.3944 | 6.2889 | 6.1869 | 5.9703 | 5.772 | 5.7296 | 5.5042 | 5.3098 | 5.0986 | 4.8759 | 3.2955 | 3.0683 | 2.8332 | 0.50372 | -3.158 | -6.2011
Abham_Exeter _Landulph | Tiverton 33kV | Cullompton | Primary | 11 | 50.8588 | -3.4035 | WPD Best View | Headroom (MW) | Thermal | 6.714 | 6.5239 | 6.4771 | 6.3944 | 6.2889 | 6.1869 | 5.9703 | 5.772 | 5.7296 | 5.5042 | 5.3098 | 5.0986 | 4.8759 | 3.2955 | 3.0683 | 2.8332 | 0.50372 | -3.158 | -6.2011
Abham_Exeter _Landulph | Tiverton 33kV | Dunkeswell 33/11kv | Primary | 11 | 50.8564 | -3.2163 | Consumer Transformation | Headroom (MW) | Thermal | 0.50122 | 0.41479 | -2.4017 | -2.4139 | -2.4239 | -2.4338 | -2.6026 | -2.611 | -2.6329 | -2.6393 | -2.6654 | -2.6899 | -2.7043 | -2.7169 | -2.7155 | -2.7135 | -2.8345 | -4.0525 | -6.5783
Abham_Exeter _Landulph | Tiverton 33kV | Dunkeswell 33/11kv | Primary | 11 | 50.8564 | -3.2163 | Leading the Way | Headroom (MW) | Thermal | 0.51493 | 0.45491 | -2.4069 | -2.4271 | -2.4368 | -2.4463 | -2.7163 | -2.7238 | -2.7492 | -2.7541 | -2.7792 | -2.831 | -2.8872 | -2.9542 | -2.9494 | -2.9449 | -3.3103 | -3.5094 | -3.7023
Abham_Exeter _Landulph | Tiverton 33kV | Dunkeswell 33/11kv | Primary | 11 | 50.8564 | -3.2163 | Steady Progression | Headroom (MW) | Thermal | 0.52406 | 0.46341 | -2.403 | -2.4138 | -2.4241 | -2.4342 | -2.4506 | -2.4602 | -2.4712 | -2.4803 | -2.4921 | -2.5005 | -2.5083 | -2.5172 | -2.5239 | -2.53 | -2.5594 | -2.6026 | -2.728
Abham_Exeter _Landulph | Tiverton 33kV | Dunkeswell 33/11kv | Primary | 11 | 50.8564 | -3.2163 | System Transformation | Headroom (MW) | Thermal | 0.51393 | 0.4508 | -2.4002 | -2.411 | -2.4212 | -2.4315 | -2.4427 | -2.452 | -2.4612 | -2.4698 | -2.478 | -2.4855 | -2.492 | -2.4984 | -2.5021 | -2.5042 | -2.4962 | -2.5151 | -2.9309
Abham_Exeter _Landulph | Tiverton 33kV | Dunkeswell 33/11kv | Primary | 11 | 50.8564 | -3.2163 | WPD Best View | Headroom (MW) | Thermal | 0.51393 | 0.4508 | 0.4288 | 0.38123 | 0.33388 | 0.27559 | 0.18813 | 0.094065 | -0.0028565 | -0.10456 | -0.19764 | -0.28738 | -0.35942 | -0.43356 | -0.50092 | -0.55398 | -0.80043 | -1.1633 | -2.9309
Abham_Exeter _Landulph | Tiverton 33kV | Hemyock | Primary | 11 | 50.9186 | -3.2516 | Consumer Transformation | Headroom (MW) | Thermal | -3.0939 | -3.2256 | -3.273 | -3.3492 | -3.4243 | -3.5462 | -3.7009 | -3.852 | -3.9893 | -4.1156 | -4.273 | -4.3984 | -4.5162 | -4.6238 | -4.7413 | -4.8874 | -8.0344 | -9.2466 | -7.3685
Abham_Exeter _Landulph | Tiverton 33kV | Hemyock | Primary | 11 | 50.9186 | -3.2516 | Leading the Way | Headroom (MW) | Thermal | -3.0856 | -3.1927 | -3.2081 | -3.2432 | -3.2756 | -3.3045 | -3.3656 | -3.4001 | -3.4412 | -3.4545 | -3.4669 | -3.4648 | -4.834 | -4.8318 | -4.8263 | -4.856 | -5.2379 | -5.0468 | -3.5198
Abham_Exeter _Landulph | Tiverton 33kV | Hemyock | Primary | 11 | 50.9186 | -3.2516 | Steady Progression | Headroom (MW) | Thermal | -3.085 | -3.184 | -3.1997 | -3.235 | -3.2596 | -3.291 | -3.3138 | -3.3452 | -3.3664 | -3.3948 | -3.4209 | -3.44 | -3.4525 | -3.4571 | -3.4488 | -3.4415 | -3.3489 | -3.2571 | -3.489
Abham_Exeter _Landulph | Tiverton 33kV | Hemyock | Primary | 11 | 50.9186 | -3.2516 | System Transformation | Headroom (MW) | Thermal | -3.0875 | -3.2002 | -3.2239 | -3.2719 | -3.3211 | -3.3714 | -3.4625 | -3.5393 | -3.631 | -3.7045 | -3.7792 | -3.8397 | -3.8899 | -3.931 | -3.9486 | -3.969 | -5.3663 | -5.6568 | -3.0438
Abham_Exeter _Landulph | Tiverton 33kV | Hemyock | Primary | 11 | 50.9186 | -3.2516 | WPD Best View | Headroom (MW) | Thermal | -3.0875 | -3.2002 | -3.2239 | -3.2719 | -3.3211 | -3.3714 | -3.4625 | -3.5393 | -3.631 | -3.7045 | -3.7792 | -3.8397 | -3.8899 | -3.931 | -3.9486 | -3.969 | -5.3663 | -5.6568 | -3.0438
Abham_Exeter _Landulph | Tiverton 33kV | Tiverton Junction | Primary | 11 | 50.8962 | -3.3816 | Consumer Transformation | Headroom (MW) | Thermal | 9.3686 | 9.0281 | 8.8883 | 8.6567 | 8.4082 | 8.0383 | 7.5435 | 7.0667 | 6.5519 | 6.0265 | 3.9734 | 3.3264 | 1.8055 | -0.10137 | -2.4915 | -3.1401 | -9.6068 | -16.503 | -22.6092
Abham_Exeter _Landulph | Tiverton 33kV | Tiverton Junction | Primary | 11 | 50.8962 | -3.3816 | Leading the Way | Headroom (MW) | Thermal | 9.3955 | 9.11 | 9.0431 | 8.9084 | 8.7605 | 8.6197 | 8.3476 | 8.1007 | 6.3731 | 6.0452 | 4.2742 | 2.4986 | 0.72631 | -0.83728 | -2.894 | -4.9226 | -11.241 | -17.8602 | -23.7811
Abham_Exeter _Landulph | Tiverton 33kV | Tiverton Junction | Primary | 11 | 50.8962 | -3.3816 | Steady Progression | Headroom (MW) | N/A | 9.4001 | 9.1245 | 9.0973 | 9.0178 | 8.9304 | 8.8627 | 8.7767 | 8.6856 | 8.5749 | 8.4921 | 8.3747 | 8.2666 | 8.1582 | 8.0933 | 7.9807 | 6.0562 | 5.6853 | 4.0404 | 2.2722
Abham_Exeter _Landulph | Tiverton 33kV | Tiverton Junction | Primary | 11 | 50.8962 | -3.3816 | System Transformation | Headroom (MW) | Thermal | 9.3936 | 9.1002 | 9.0412 | 8.9108 | 8.7664 | 8.6241 | 8.3788 | 8.1498 | 7.8647 | 7.6291 | 5.9882 | 5.721 | 5.4623 | 3.907 | 1.838 | 1.6044 | -2.142 | -7.1596 | -11.5457
Abham_Exeter _Landulph | Tiverton 33kV | Tiverton Junction | Primary | 11 | 50.8962 | -3.3816 | WPD Best View | Headroom (MW) | Thermal | 9.3936 | 9.1002 | 9.0412 | 8.9108 | 8.7664 | 8.6241 | 8.3788 | 8.1498 | 7.8647 | 7.6291 | 5.9882 | 5.721 | 5.4623 | 3.907 | 1.838 | 1.6044 | -2.142 | -7.1596 | -11.5457
Abham_Exeter _Landulph | Tiverton 33kV | Tiverton Moorhayes | Primary | 11 | 50.9163 | -3.4792 | Consumer Transformation | Headroom (MW) | Thermal | 2.3065 | 2.0953 | 1.9889 | 1.8136 | 1.6338 | 1.3436 | 0.9599 | 0.5954 | -0.62627 | -1 | -1.4891 | -4.1404 | -4.5745 | -5.0088 | -8.0638 | -8.5398 | -16.5852 | -24.9085 | -32.9899
Abham_Exeter _Landulph | Tiverton 33kV | Tiverton Moorhayes | Primary | 11 | 50.9163 | -3.4792 | Leading the Way | Headroom (MW) | Thermal | 2.3251 | 2.14 | 2.0925 | 2.0124 | 1.9327 | 1.8397 | 1.6741 | 1.5397 | 0.0028523 | -0.1377 | -0.2864 | -2.6711 | -4.201 | -5.7251 | -5.857 | -8.6658 | -13.4113 | -20.4773 | -26.0727
Abham_Exeter _Landulph | Tiverton 33kV | Tiverton Moorhayes | Primary | 11 | 50.9163 | -3.4792 | Steady Progression | Headroom (MW) | Thermal | 2.3389 | 2.1848 | 2.1569 | 2.1015 | 2.0576 | 2.0063 | 1.9506 | 1.8909 | 1.8227 | 1.7503 | 1.6764 | 1.6045 | 1.5403 | 1.4703 | 1.4163 | -0.45095 | -0.64272 | -2.1514 | -2.4734
Abham_Exeter _Landulph | Tiverton 33kV | Tiverton Moorhayes | Primary | 11 | 50.9163 | -3.4792 | System Transformation | Headroom (MW) | Thermal | 2.3235 | 2.1588 | 2.1019 | 2.0073 | 1.9064 | 1.7886 | 1.5923 | 1.4045 | 1.1888 | 0.98015 | 0.77889 | -0.78831 | -0.97329 | -1.9922 | -3.9778 | -4.1353 | -7.5431 | -11.0139 | -15.2684
Abham_Exeter _Landulph | Tiverton 33kV | Tiverton Moorhayes | Primary | 11 | 50.9163 | -3.4792 | WPD Best View | Headroom (MW) | Thermal | 2.3235 | 2.1588 | 2.1019 | 2.0073 | 1.9064 | 1.7886 | 1.5923 | 1.4045 | 1.1888 | 0.98015 | 0.77889 | -0.78831 | -0.97329 | -1.9922 | -3.9778 | -4.1353 | -7.5431 | -11.0139 | -15.2684
Abham_Exeter _Landulph | Tiverton 33kV | Tiverton South | Primary | 11 | 50.899 | -3.4864 | Consumer Transformation | Headroom (MW) | Thermal | 10.2503 | 9.8914 | 9.7127 | 9.5379 | 9.2204 | 8.7097 | 8.0661 | 7.4366 | 6.7825 | 6.0878 | 5.2916 | 4.537 | 2.9639 | 2.2354 | 1.5556 | 0.74901 | -3.8499 | -9.5102 | -13.7172
Abham_Exeter _Landulph | Tiverton 33kV | Tiverton South | Primary | 11 | 50.899 | -3.4864 | Leading the Way | Headroom (MW) | Thermal | 10.2972 | 9.9976 | 9.9142 | 9.921 | 9.7224 | 9.5002 | 9.1785 | 8.8481 | 8.4486 | 8.0471 | 7.7148 | 7.385 | 7.1162 | 6.8229 | 4.7329 | 4.4701 | 2.0597 | 0.66014 | -2.6629
Abham_Exeter _Landulph | Tiverton 33kV | Tiverton South | Primary | 11 | 50.899 | -3.4864 | Steady Progression | Headroom (MW) | N/A | 10.2911 | 10.0229 | 9.9879 | 9.9871 | 9.906 | 9.8153 | 9.735 | 9.6388 | 9.5183 | 9.393 | 9.2628 | 9.121 | 9.0083 | 8.8752 | 8.7528 | 8.6225 | 8.1406 | 7.7678 | 7.2728
Abham_Exeter _Landulph | Tiverton 33kV | Tiverton South | Primary | 11 | 50.899 | -3.4864 | System Transformation | Headroom (MW) | N/A | 10.2896 | 9.9914 | 9.9155 | 9.8935 | 9.7157 | 9.5275 | 9.2546 | 8.9572 | 8.6316 | 8.2884 | 7.9517 | 7.6155 | 7.3077 | 6.9965 | 6.6831 | 6.3824 | 5.0364 | 2.4539 | 1.4662
Abham_Exeter _Landulph | Tiverton 33kV | Tiverton South | Primary | 11 | 50.899 | -3.4864 | WPD Best View | Headroom (MW) | N/A | 10.2896 | 9.9914 | 9.9155 | 9.8935 | 9.7157 | 9.5275 | 9.2546 | 8.9572 | 8.6316 | 8.2884 | 7.9517 | 7.6155 | 7.3077 | 6.9965 | 6.6831 | 6.3824 | 5.0364 | 2.4539 | 1.4662
Abham_Exeter _Landulph | Torquay 33kV | Torquay 33kV | Bulk Supply Point | 33 | 50.4878 | -3.5451 | Consumer Transformation | Headroom (MW) | Thermal | 36.5264 | 35.5496 | 35.2967 | 34.8174 | 34.1443 | 32.7922 | 30.7842 | 28.8025 | 26.8446 | 24.7417 | 22.4617 | 20.2876 | 18.2263 | 16.0931 | 13.9396 | 11.5092 | -1.612 | -16.7298 | -29.8218
Abham_Exeter _Landulph | Torquay 33kV | Torquay 33kV | Bulk Supply Point | 33 | 50.4878 | -3.5451 | Leading the Way | Headroom (MW) | N/A | 36.5603 | 35.6703 | 35.665 | 35.4909 | 35.2476 | 34.8899 | 33.9588 | 33.505 | 32.5678 | 31.5074 | 30.6086 | 29.726 | 28.8497 | 28.0195 | 23.4294 | 22.4482 | 17.6048 | 33.7899 | 21.6356
Abham_Exeter _Landulph | Torquay 33kV | Torquay 33kV | Bulk Supply Point | 33 | 50.4878 | -3.5451 | Steady Progression | Headroom (MW) | N/A | 36.5636 | 35.6732 | 35.6575 | 35.5087 | 35.3118 | 35.0533 | 34.7637 | 34.4983 | 34.2062 | 33.9134 | 33.5828 | 33.2979 | 32.9243 | 32.588 | 32.2786 | 31.9752 | 30.4911 | 29.2955 | 27.0467
Abham_Exeter _Landulph | Torquay 33kV | Torquay 33kV | Bulk Supply Point | 33 | 50.4878 | -3.5451 | System Transformation | Headroom (MW) | N/A | 36.5499 | 35.6678 | 35.6153 | 35.3581 | 35.0354 | 34.6012 | 33.846 | 32.9785 | 31.8381 | 30.6658 | 29.5535 | 28.4919 | 27.4463 | 26.4825 | 25.5125 | 24.6018 | 20.9366 | 13.9021 | 9.9088
Abham_Exeter _Landulph | Torquay 33kV | Torquay 33kV | Bulk Supply Point | 33 | 50.4878 | -3.5451 | WPD Best View | Headroom (MW) | N/A | 36.5444 | 35.653 | 35.5839 | 35.2915 | 34.9308 | 34.4585 | 33.6544 | 32.75 | 31.5874 | 30.4 | 29.2294 | 28.0787 | 27.002 | 25.9337 | 24.8541 | 23.807 | 18.6115 | 10.8573 | 5.4511
Abham_Exeter _Landulph | Torquay 33kV | Barton. | Primary | 11 | 50.4886 | -3.5364 | Consumer Transformation | Headroom (MW) | Thermal | 12.1058 | 11.8908 | 11.7574 | 11.5292 | 11.3045 | 10.9508 | 10.4805 | 10.0413 | 9.6134 | 9.1776 | 8.6796 | 8.1619 | 7.7326 | 7.2342 | 6.7273 | 6.1338 | 1.5779 | -2.9117 | -5.8019
Abham_Exeter _Landulph | Torquay 33kV | Barton. | Primary | 11 | 50.4886 | -3.5364 | Leading the Way | Headroom (MW) | Thermal | 12.1069 | 11.9028 | 11.8976 | 11.8229 | 11.7221 | 11.6102 | 11.4182 | 11.2715 | 11.1049 | 10.9646 | 10.8189 | 10.6432 | 10.4358 | 10.2453 | 8.2056 | 7.9703 | 6.6678 | 5.3397 | -0.40413
Abham_Exeter _Landulph | Torquay 33kV | Barton. | Primary | 11 | 50.4886 | -3.5364 | Steady Progression | Headroom (MW) | N/A | 12.1048 | 11.9153 | 11.9097 | 11.863 | 11.7921 | 11.7209 | 11.625 | 11.5422 | 11.4488 | 11.3504 | 11.2397 | 11.1476 | 11.0591 | 10.986 | 10.9228 | 10.867 | 10.6183 | 10.4284 | 9.9026
Abham_Exeter _Landulph | Torquay 33kV | Barton. | Primary | 11 | 50.4886 | -3.5364 | System Transformation | Headroom (MW) | N/A | 12.1057 | 11.9204 | 11.902 | 11.7673 | 11.6259 | 11.4687 | 11.2134 | 10.9737 | 10.6964 | 10.4222 | 10.1667 | 9.9346 | 9.7115 | 9.509 | 9.309 | 9.1278 | 8.2934 | 5.965 | 4.9994
Abham_Exeter _Landulph | Torquay 33kV | Barton. | Primary | 11 | 50.4886 | -3.5364 | WPD Best View | Headroom (MW) | N/A | 12.1057 | 11.9205 | 11.9064 | 11.7737 | 11.6355 | 11.4818 | 11.2231 | 10.9917 | 10.7262 | 10.4777 | 10.2378 | 9.9595 | 9.755 | 9.5096 | 9.2599 | 9.0348 | 7.1861 | 4.6722 | 3.5879
Abham_Exeter _Landulph | Torquay 33kV | Lawes Bridge | Primary | 11 | 50.4844 | -3.5519 | Consumer Transformation | Headroom (MW) | Thermal | 16.9832 | 16.5919 | 16.4775 | 16.3183 | 16.0966 | 15.6702 | 15.1411 | 14.6066 | 14.1015 | 13.5376 | 12.8991 | 12.3359 | 11.7813 | 11.2213 | 10.6588 | 9.9983 | 7.1642 | 2.3696 | -2.4613
Abham_Exeter _Landulph | Torquay 33kV | Lawes Bridge | Primary | 11 | 50.4844 | -3.5519 | Leading the Way | Headroom (MW) | N/A | 17.0126 | 16.7068 | 16.7094 | 16.7167 | 16.6581 | 16.4938 | 16.2627 | 16.0278 | 15.7605 | 15.4965 | 15.26 | 15.0287 | 14.8232 | 14.6321 | 12.5818 | 12.3297 | 11.338 | 9.8801 | 5.7563
Abham_Exeter _Landulph | Torquay 33kV | Lawes Bridge | Primary | 11 | 50.4844 | -3.5519 | Steady Progression | Headroom (MW) | N/A | 17.0238 | 16.6951 | 16.6919 | 16.6789 | 16.6408 | 16.5397 | 16.4447 | 16.3432 | 16.2273 | 16.1093 | 15.9765 | 15.8608 | 15.7423 | 15.6342 | 15.5424 | 15.4542 | 15.0493 | 14.7586 | 14.1232
Abham_Exeter _Landulph | Torquay 33kV | Lawes Bridge | Primary | 11 | 50.4844 | -3.5519 | System Transformation | Headroom (MW) | N/A | 17.0067 | 16.6771 | 16.6481 | 16.6134 | 16.5185 | 16.3262 | 16.0419 | 15.7726 | 15.4604 | 15.1471 | 14.849 | 14.5558 | 14.2761 | 14.021 | 13.7669 | 13.5183 | 12.8412 | 10.2881 | 9.176
Abham_Exeter _Landulph | Torquay 33kV | Lawes Bridge | Primary | 11 | 50.4844 | -3.5519 | WPD Best View | Headroom (MW) | N/A | 17.0012 | 16.6622 | 16.6124 | 16.5405 | 16.4043 | 16.1704 | 15.8387 | 15.5242 | 15.18 | 14.8258 | 14.4539 | 14.1177 | 13.7883 | 13.4715 | 13.1575 | 12.8165 | 11.6234 | 8.5362 | 6.1298
Abham_Exeter _Landulph | Torquay 33kV | Torwood | Primary | 11 | 50.4607 | -3.5199 | Consumer Transformation | Headroom (MW) | N/A | 11.8261 | 11.6645 | 11.6664 | 11.629 | 11.5941 | 11.484 | 11.1175 | 10.7288 | 10.3144 | 9.8508 | 9.4162 | 9.0028 | 8.5957 | 8.1956 | 7.8064 | 7.3947 | 5.4926 | 3.5391 | 1.7292
Abham_Exeter _Landulph | Torquay 33kV | Torwood | Primary | 11 | 50.4607 | -3.5199 | Leading the Way | Headroom (MW) | N/A | 11.8294 | 11.6647 | 11.6688 | 11.6249 | 11.592 | 11.5601 | 11.3569 | 11.3318 | 11.0416 | 10.6681 | 10.435 | 10.2464 | 10.0805 | 9.9343 | 9.7701 | 9.604 | 8.6964 | 7.7576 | 6.8777
Abham_Exeter _Landulph | Torquay 33kV | Torwood | Primary | 11 | 50.4607 | -3.5199 | Steady Progression | Headroom (MW) | N/A | 11.8238 | 11.6601 | 11.6603 | 11.6232 | 11.5866 | 11.5507 | 11.509 | 11.4763 | 11.4433 | 11.4135 | 11.3765 | 11.3441 | 11.3125 | 11.2795 | 11.2498 | 11.2115 | 10.9402 | 10.6861 | 10.2545
Abham_Exeter _Landulph | Torquay 33kV | Torwood | Primary | 11 | 50.4607 | -3.5199 | System Transformation | Headroom (MW) | N/A | 11.8261 | 11.6659 | 11.6678 | 11.6322 | 11.5972 | 11.5629 | 11.5275 | 11.4981 | 11.3243 | 11.1154 | 10.9162 | 10.7263 | 10.5307 | 10.3486 | 10.1641 | 10.0007 | 9.2964 | 8.5458 | 7.8323
Abham_Exeter _Landulph | Torquay 33kV | Torwood | Primary | 11 | 50.4607 | -3.5199 | WPD Best View | Headroom (MW) | N/A | 11.8261 | 11.6659 | 11.6678 | 11.6322 | 11.5972 | 11.5629 | 11.5295 | 11.5001 | 11.3243 | 11.1154 | 10.9162 | 10.7263 | 10.5307 | 10.3486 | 10.1641 | 10.0007 | 9.2964 | 8.5458 | 7.8323
Abham_Exeter _Landulph | Torquay 33kV | Upton Valley | Primary | 11 | 50.4693 | -3.5323 | Consumer Transformation | Headroom (MW) | Thermal | 11.9276 | 11.7187 | 11.7117 | 11.6573 | 11.4654 | 11.0035 | 10.3613 | 9.7422 | 9.1315 | 8.492 | 7.783 | 7.1033 | 6.433 | 5.7583 | 5.0634 | 4.2987 | 0.46963 | -3.4105 | -6.9714
Abham_Exeter _Landulph | Torquay 33kV | Upton Valley | Primary | 11 | 50.4693 | -3.5323 | Leading the Way | Headroom (MW) | N/A | 11.9277 | 11.7123 | 11.7055 | 11.6427 | 11.5918 | 11.5421 | 11.2373 | 11.1902 | 10.9771 | 10.6945 | 10.411 | 10.124 | 9.8266 | 9.5241 | 9.1883 | 8.8605 | 7.2189 | 5.5976 | 4.1907
Abham_Exeter _Landulph | Torquay 33kV | Upton Valley | Primary | 11 | 50.4693 | -3.5323 | Steady Progression | Headroom (MW) | N/A | 11.9275 | 11.7189 | 11.712 | 11.6599 | 11.6086 | 11.5583 | 11.5013 | 11.4528 | 11.4032 | 11.3565 | 11.3065 | 11.2617 | 11.1267 | 11.0047 | 10.88 | 10.7589 | 10.1997 | 9.7386 | 9.0827
Abham_Exeter _Landulph | Torquay 33kV | Upton Valley | Primary | 11 | 50.4693 | -3.5323 | System Transformation | Headroom (MW) | N/A | 11.9276 | 11.7207 | 11.7137 | 11.6615 | 11.6101 | 11.5597 | 11.3795 | 11.0503 | 10.6733 | 10.2975 | 9.9378 | 9.5914 | 9.2443 | 8.9202 | 8.5888 | 8.2712 | 6.8219 | 5.4195 | 4.2174
Abham_Exeter _Landulph | Torquay 33kV | Upton Valley | Primary | 11 | 50.4693 | -3.5323 | WPD Best View | Headroom (MW) | N/A | 11.9276 | 11.7207 | 11.7137 | 11.6615 | 11.6101 | 11.5597 | 11.3795 | 11.0503 | 10.6733 | 10.2975 | 9.9378 | 9.5914 | 9.2443 | 8.9202 | 8.5888 | 8.2712 | 6.8219 | 5.4195 | 4.2174
Abham_Exeter _Landulph | Totnes 33kV | Totnes 33kV | Bulk Supply Point | 33 | 50.4439 | -3.7273 | Consumer Transformation | Headroom (MW) | Thermal | -11.6304 | -12.882 | -13.3977 | -14.2483 | -15.1693 | -16.659 | -18.603 | -20.4419 | -22.2534 | -25.8449 | -30.3667 | -36.5891 | -40.033 | -47.9478 | -55.2645 | -67.5642 | -98.5642 | -134.1638 | -171.2052
Abham_Exeter _Landulph | Totnes 33kV | Totnes 33kV | Bulk Supply Point | 33 | 50.4439 | -3.7273 | Leading the Way | Headroom (MW) | Thermal | -11.5194 | -12.9455 | -13.0836 | -13.4817 | -13.9351 | -14.3995 | -15.2249 | -17.7835 | -22.738 | -25.3371 | -31.6687 | -39.3804 | -49.6848 | -58.4046 | -66.4144 | -75.4109 | -106.0014 | -136.6828 | -169.1067
Abham_Exeter _Landulph | Totnes 33kV | Totnes 33kV | Bulk Supply Point | 33 | 50.4439 | -3.7273 | Steady Progression | Headroom (MW) | Thermal | -11.4819 | -12.4677 | -12.5643 | -12.8392 | -13.1261 | -13.401 | -13.6996 | -14.0366 | -14.3821 | -14.7111 | -15.1057 | -15.4597 | -15.7586 | -16.0267 | -18.0921 | -23.7233 | -25.8499 | -33.2818 | -40.7975
Abham_Exeter _Landulph | Totnes 33kV | Totnes 33kV | Bulk Supply Point | 33 | 50.4439 | -3.7273 | System Transformation | Headroom (MW) | Thermal | -11.5373 | -12.5888 | -12.7977 | -13.2716 | -13.8382 | -14.4117 | -15.3683 | -16.3098 | -17.3508 | -18.4053 | -20.7658 | -25.7982 | -28.0376 | -32.9094 | -37.2704 | -47.0354 | -66.1039 | -84.8726 | -107.9963
Abham_Exeter _Landulph | Totnes 33kV | Totnes 33kV | Bulk Supply Point | 33 | 50.4439 | -3.7273 | WPD Best View | Headroom (MW) | Thermal | -11.5574 | -12.6554 | -12.9102 | -13.4732 | -14.1178 | -14.8898 | -16.0384 | -17.1779 | -18.3708 | -19.6123 | -22.2828 | -27.6138 | -30.1363 | -36.2267 | -40.9476 | -51.1223 | -72.0891 | -93.6544 | -119.2576
Abham_Exeter _Landulph | Totnes 33kV | Ashburton | Primary | 11 | 50.5195 | -3.7448 | Consumer Transformation | Headroom (MW) | Thermal | 7.1916 | 7.0318 | 6.9917 | 6.8972 | 6.7692 | 6.5676 | 6.3036 | 6.0587 | 5.8051 | 5.5293 | 5.1997 | 3.51 | 3.2054 | 2.0352 | -0.075513 | -2.2035 | -6.5201 | -11.7752 | -18.2659
Abham_Exeter _Landulph | Totnes 33kV | Ashburton | Primary | 11 | 50.5195 | -3.7448 | Leading the Way | Headroom (MW) | Thermal | 7.2127 | 7.0774 | 7.0894 | 7.0631 | 6.9827 | 6.9104 | 6.7689 | 6.6419 | 5.1172 | 4.9494 | 4.7869 | 1.9029 | 0.37134 | -1.1536 | -3.1027 | -3.2135 | -8.965 | -13.8345 | -19.5658
Abham_Exeter _Landulph | Totnes 33kV | Ashburton | Primary | 11 | 50.5195 | -3.7448 | Steady Progression | Headroom (MW) | N/A | 7.2087 | 7.0848 | 7.0919 | 7.0735 | 7.0342 | 6.9966 | 6.9594 | 6.9205 | 6.8752 | 6.8345 | 6.7869 | 6.7331 | 6.6874 | 6.645 | 6.6032 | 4.7465 | 4.6536 | 3.2394 | 1.599
Abham_Exeter _Landulph | Totnes 33kV | Ashburton | Primary | 11 | 50.5195 | -3.7448 | System Transformation | Headroom (MW) | Thermal | 7.208 | 7.0706 | 7.0687 | 7.0351 | 6.9587 | 6.8871 | 6.7605 | 6.6473 | 6.512 | 6.3752 | 6.2401 | 4.7501 | 4.6224 | 4.5066 | 2.5794 | 0.65765 | -2.4729 | -5.6905 | -10.3033
Abham_Exeter _Landulph | Totnes 33kV | Ashburton | Primary | 11 | 50.5195 | -3.7448 | WPD Best View | Headroom (MW) | Thermal | 7.1914 | 7.0309 | 6.9897 | 6.8939 | 6.7642 | 6.5605 | 6.2938 | 6.0453 | 5.7869 | 5.5052 | 5.169 | 3.4796 | 3.1668 | 1.9896 | -0.12606 | -2.2554 | -6.5095 | -11.688 | -18.1529
Abham_Exeter _Landulph | Totnes 33kV | Buckfastleigh | Primary | 11 | 50.4804 | -3.7687 | Consumer Transformation | Headroom (MW) | Thermal | 3.2551 | 3.1198 | 3.0623 | 2.976 | 2.8833 | 2.7441 | 2.5634 | 2.3977 | 2.2508 | 2.101 | 1.9305 | 1.7903 | 1.6787 | 0.18342 | 0.067187 | -1.9288 | -4.3629 | -7.1673 | -11.3051
Abham_Exeter _Landulph | Totnes 33kV | Buckfastleigh | Primary | 11 | 50.4804 | -3.7687 | Leading the Way | Headroom (MW) | Thermal | 3.2625 | 2.7504 | 2.7317 | 2.693 | 2.6511 | 2.6328 | 2.5705 | 2.5398 | 2.5085 | 2.4811 | 1.1022 | 1.1169 | -0.23847 | -1.592 | -1.5887 | -3.4441 | -6.6343 | -8.7803 | -12.4143
Abham_Exeter _Landulph | Totnes 33kV | Buckfastleigh | Primary | 11 | 50.4804 | -3.7687 | Steady Progression | Headroom (MW) | N/A | 3.2715 | 3.1569 | 3.1521 | 3.1165 | 3.0931 | 3.0631 | 3.0336 | 2.9875 | 2.9621 | 2.9395 | 2.9113 | 2.8926 | 2.8871 | 2.8873 | 2.8926 | 2.9144 | 3.038 | 1.7494 | 1.4737
Abham_Exeter _Landulph | Totnes 33kV | Buckfastleigh | Primary | 11 | 50.4804 | -3.7687 | System Transformation | Headroom (MW) | Thermal | 3.2598 | 3.1507 | 3.1214 | 3.067 | 3.004 | 2.9583 | 2.8583 | 2.7736 | 2.6767 | 2.5726 | 2.4853 | 2.4231 | 2.3703 | 0.96993 | 0.94775 | -0.88196 | -2.2886 | -4.024 | -7.3215
Abham_Exeter _Landulph | Totnes 33kV | Buckfastleigh | Primary | 11 | 50.4804 | -3.7687 | WPD Best View | Headroom (MW) | Thermal | 3.2557 | 3.1209 | 3.082 | 2.9969 | 2.904 | 2.7855 | 2.6255 | 2.4673 | 2.3273 | 2.1633 | 1.9994 | 1.8663 | 1.7421 | 0.26556 | 0.15883 | -1.7874 | -3.8369 | -6.2464 | -10.1195
Abham_Exeter _Landulph | Totnes 33kV | Kingsbridge | Primary | 11 | 50.2842 | -3.7811 | Consumer Transformation | Headroom (MW) | Thermal | 9.2561 | 8.9184 | 8.7676 | 8.5237 | 8.2841 | 7.8833 | 7.3435 | 6.8305 | 6.3276 | 4.9422 | 4.3075 | 2.3596 | 1.7782 | -0.15625 | -1.5559 | -4.0276 | -10.4554 | -19.752 | -26.478
Abham_Exeter _Landulph | Totnes 33kV | Kingsbridge | Primary | 11 | 50.2842 | -3.7811 | Leading the Way | Headroom (MW) | Thermal | 9.2842 | 9.0064 | 8.9486 | 8.8178 | 8.7147 | 8.5841 | 8.331 | 8.1012 | 6.4778 | 6.2409 | 4.6474 | 3.0633 | 0.62052 | 0.39337 | -1.645 | -3.6937 | -10.0795 | -16.4235 | -22.6176
Abham_Exeter _Landulph | Totnes 33kV | Kingsbridge | Primary | 11 | 50.2842 | -3.7811 | Steady Progression | Headroom (MW) | N/A | 9.2959 | 9.0316 | 8.9951 | 8.9157 | 8.8385 | 8.7602 | 8.6771 | 8.5891 | 8.4833 | 8.3739 | 8.2564 | 8.1302 | 8.0255 | 7.926 | 7.8211 | 5.9127 | 5.5019 | 3.799 | 1.9568
Abham_Exeter _Landulph | Totnes 33kV | Kingsbridge | Primary | 11 | 50.2842 | -3.7811 | System Transformation | Headroom (MW) | Thermal | 9.2811 | 8.9975 | 8.9329 | 8.7883 | 8.6494 | 8.4934 | 8.232 | 7.9694 | 7.6748 | 7.3715 | 7.086 | 5.4365 | 5.1695 | 3.5382 | 3.2858 | 1.2228 | -2.1107 | -7.2588 | -10.8751
Abham_Exeter _Landulph | Totnes 33kV | Kingsbridge | Primary | 11 | 50.2842 | -3.7811 | WPD Best View | Headroom (MW) | Thermal | 9.2811 | 8.9975 | 8.9329 | 8.7883 | 8.6494 | 8.4934 | 8.232 | 7.9694 | 7.6748 | 7.3715 | 7.086 | 5.4365 | 5.1695 | 3.5382 | 3.2858 | 1.2228 | -2.1107 | -7.2588 | -10.8751
Abham_Exeter _Landulph | Totnes 33kV | Marldon | Primary | 11 | 50.4525 | -3.5957 | Consumer Transformation | Headroom (MW) | Thermal | 2.711 | 2.6786 | 2.6674 | 2.6568 | 2.6497 | 2.6255 | 2.6021 | 2.5884 | 2.5747 | 2.5776 | 2.5285 | 2.4418 | 2.3577 | 2.2801 | 2.2104 | 1.284 | -0.29159 | -2.5296 | -3.1174
Abham_Exeter _Landulph | Totnes 33kV | Marldon | Primary | 11 | 50.4525 | -3.5957 | Leading the Way | Headroom (MW) | Thermal | 2.7134 | 2.6857 | 2.6907 | 2.6917 | 2.687 | 2.6957 | 2.7061 | 2.7181 | 2.7408 | 2.7658 | 2.6931 | 2.5741 | 2.4365 | 1.2625 | 1.2277 | 1.1669 | -0.090059 | -1.8735 | -2.4253
Abham_Exeter _Landulph | Totnes 33kV | Marldon | Primary | 11 | 50.4525 | -3.5957 | Steady Progression | Headroom (MW) | N/A | 2.7122 | 2.682 | 2.6825 | 2.6766 | 2.6726 | 2.6698 | 2.668 | 2.6588 | 2.6616 | 2.6667 | 2.6754 | 2.6874 | 2.7072 | 2.7296 | 2.7474 | 2.7828 | 2.7836 | 2.7779 | 2.7051
Abham_Exeter _Landulph | Totnes 33kV | Marldon | Primary | 11 | 50.4525 | -3.5957 | System Transformation | Headroom (MW) | N/A | 2.7124 | 2.6805 | 2.6796 | 2.6715 | 2.655 | 2.6484 | 2.6378 | 2.6223 | 2.6168 | 2.6075 | 2.6152 | 2.6245 | 2.6405 | 2.6674 | 2.7125 | 2.7544 | 1.6284 | 1.6112 | 1.3787
Abham_Exeter _Landulph | Totnes 33kV | Marldon | Primary | 11 | 50.4525 | -3.5957 | WPD Best View | Headroom (MW) | N/A | 2.7126 | 2.6815 | 2.6815 | 2.6747 | 2.6599 | 2.6555 | 2.6476 | 2.6357 | 2.635 | 2.6316 | 2.5939 | 2.5581 | 2.5293 | 2.5094 | 2.5058 | 2.5028 | 1.3314 | 1.2546 | 1.0049
Abham_Exeter _Landulph | Totnes 33kV | Salcombe 340038 | Primary | 11 | 50.2338 | -3.7779 | Consumer Transformation | Headroom (MW) | Thermal | 6.3809 | 6.2313 | 6.1675 | 6.0579 | 5.9388 | 5.7625 | 5.5224 | 5.298 | 5.0839 | 4.8479 | 4.5828 | 4.3434 | 4.1043 | 3.867 | 3.6254 | 3.345 | 1.9601 | 0.48796 | -0.84449
Abham_Exeter _Landulph | Totnes 33kV | Salcombe 340038 | Primary | 11 | 50.2338 | -3.7779 | Leading the Way | Headroom (MW) | N/A | 6.3877 | 6.2764 | 6.2493 | 6.1909 | 6.1329 | 6.0646 | 5.971 | 5.8806 | 5.7846 | 5.6949 | 5.5939 | 5.5006 | 5.4099 | 5.3322 | 5.2291 | 5.1239 | 4.5345 | 3.9156 | 3.3422
Abham_Exeter _Landulph | Totnes 33kV | Salcombe 340038 | Primary | 11 | 50.2338 | -3.7779 | Steady Progression | Headroom (MW) | N/A | 6.3978 | 6.2872 | 6.2706 | 6.2329 | 6.1974 | 6.1627 | 6.1271 | 6.0817 | 6.0391 | 5.9959 | 5.9423 | 5.9005 | 5.8553 | 5.8107 | 5.7803 | 5.7443 | 5.6047 | 5.489 | 5.2436
Abham_Exeter _Landulph | Totnes 33kV | Salcombe 340038 | Primary | 11 | 50.2338 | -3.7779 | System Transformation | Headroom (MW) | N/A | 6.3862 | 6.2715 | 6.2384 | 6.1723 | 6.104 | 6.0244 | 5.91 | 5.7851 | 5.6565 | 5.5239 | 5.3899 | 5.2673 | 5.1495 | 5.0464 | 4.938 | 4.8322 | 4.3753 | 3.8845 | 3.4211
Abham_Exeter _Landulph | Totnes 33kV | Salcombe 340038 | Primary | 11 | 50.2338 | -3.7779 | WPD Best View | Headroom (MW) | N/A | 6.3862 | 6.2715 | 6.2384 | 6.1723 | 6.104 | 6.0244 | 5.91 | 5.7851 | 5.6565 | 5.5239 | 5.3899 | 5.2673 | 5.1495 | 5.0464 | 4.938 | 4.8322 | 4.3753 | 3.8845 | 3.4211
Abham_Exeter _Landulph | Totnes 33kV | South Brent | Primary | 11 | 50.4273 | -3.8259 | Consumer Transformation | Headroom (MW) | Thermal | 3.415 | 3.2998 | 3.2537 | 3.1769 | 3.0897 | 2.9488 | 2.7723 | 2.6073 | 2.4567 | 2.3073 | 1.2497 | -0.27021 | -0.43642 | -1.9547 | -2.9281 | -4.9293 | -10.6499 | -15.8713 | -23.2624
Abham_Exeter _Landulph | Totnes 33kV | South Brent | Primary | 11 | 50.4273 | -3.8259 | Leading the Way | Headroom (MW) | Thermal | 3.4229 | 3.3312 | 3.3277 | 3.2993 | 3.2618 | 3.2268 | 3.1631 | 3.1232 | 1.7134 | 1.698 | 0.30095 | -1.0749 | -3.3048 | -4.6779 | -6.5009 | -8.3419 | -13.8744 | -19.6648 | -26.8952
Abham_Exeter _Landulph | Totnes 33kV | South Brent | Primary | 11 | 50.4273 | -3.8259 | Steady Progression | Headroom (MW) | Thermal | 3.423 | 3.3394 | 3.3296 | 3.3077 | 3.2792 | 3.2622 | 3.2351 | 3.2088 | 3.1839 | 3.1606 | 3.13 | 3.1098 | 3.0903 | 3.0879 | 3.0821 | 1.2756 | 1.3484 | 0.058093 | -1.539
Abham_Exeter _Landulph | Totnes 33kV | South Brent | Primary | 11 | 50.4273 | -3.8259 | System Transformation | Headroom (MW) | Thermal | 3.4211 | 3.324 | 3.3088 | 3.2666 | 3.2149 | 3.1612 | 3.0703 | 2.9844 | 2.8928 | 2.8126 | 2.7267 | 1.2893 | 1.226 | -0.17722 | -0.217 | -2.0592 | -5.7359 | -8.792 | -13.3329
Abham_Exeter _Landulph | Totnes 33kV | South Brent | Primary | 11 | 50.4273 | -3.8259 | WPD Best View | Headroom (MW) | Thermal | 3.4213 | 3.325 | 3.3108 | 3.2698 | 3.2198 | 3.1683 | 3.08 | 2.9978 | 2.9109 | 2.8367 | 2.7574 | 1.3282 | 1.2731 | -0.12304 | -0.15792 | -1.9988 | -5.7191 | -8.8262 | -13.3844
Abham_Exeter _Landulph | Totnes 33kV | Totnes | Primary | 11 | 50.434 | -3.6895 | Consumer Transformation | Headroom (MW) | Thermal | 8.8487 | 8.527 | 8.3809 | 8.1521 | 7.9047 | 7.4979 | 6.9785 | 6.4665 | 5.9368 | 4.5386 | 2.5234 | 1.9248 | -0.032014 | -1.5138 | -3.919 | -6.4151 | -15.5556 | -24.8675 | -35.243
Abham_Exeter _Landulph | Totnes 33kV | Totnes | Primary | 11 | 50.434 | -3.6895 | Leading the Way | Headroom (MW) | Thermal | 8.886 | 8.6158 | 8.5677 | 8.4513 | 8.3235 | 8.1749 | 7.9534 | 5.9006 | 5.6087 | 3.5217 | 1.8958 | 0.22551 | -2.291 | -5.2804 | -7.345 | -10.3197 | -18.2037 | -27.3329 | -35.842
Abham_Exeter _Landulph | Totnes 33kV | Totnes | Primary | 11 | 50.434 | -3.6895 | Steady Progression | Headroom (MW) | N/A | 8.8978 | 8.6393 | 8.6027 | 8.5268 | 8.4477 | 8.3731 | 8.289 | 8.2058 | 8.1015 | 8.0067 | 7.8808 | 7.7756 | 7.6775 | 7.5757 | 5.67 | 5.5891 | 3.9088 | 2.2943 | 0.4522
Abham_Exeter _Landulph | Totnes 33kV | Totnes | Primary | 11 | 50.434 | -3.6895 | System Transformation | Headroom (MW) | Thermal | 8.883 | 8.6052 | 8.5414 | 8.4165 | 8.2648 | 8.1044 | 7.8516 | 7.597 | 7.3084 | 7.0202 | 5.3798 | 5.1 | 3.4731 | 3.2282 | 1.172 | -0.87245 | -6.8106 | -11.9141 | -18.2744
Abham_Exeter _Landulph | Totnes 33kV | Totnes | Primary | 11 | 50.434 | -3.6895 | WPD Best View | Headroom (MW) | Thermal | 8.8832 | 8.6061 | 8.5433 | 8.4197 | 8.2697 | 8.1115 | 7.8614 | 7.6104 | 7.3266 | 7.0442 | 5.4105 | 5.1389 | 3.5223 | 3.2361 | 1.1368 | -0.9495 | -6.9308 | -12.0853 | -18.4628
Alverdiscott_Indian Queens | Barnstaple 33kV | Barnstaple 33kV | Bulk Supply Point | 33 | 51.0678 | -4.0541 | Consumer Transformation | Headroom (MW) | Thermal | -17.5763 | -19.0268 | -19.6823 | -20.5498 | -21.6948 | -23.4688 | -26.3557 | -30.8458 | -35.5909 | -42.1148 | -58.7766 | -71.1905 | -81.2934 | -97.449 | -115.8323 | -141.7091 | -220.7091 | -295.954 | -374.3574
Alverdiscott_Indian Queens | Barnstaple 33kV | Barnstaple 33kV | Bulk Supply Point | 33 | 51.0678 | -4.0541 | Leading the Way | Headroom (MW) | Thermal | -17.4011 | -18.6614 | -18.883 | -19.1782 | -19.7503 | -22.2011 | -28.2508 | -29.2222 | -34.2215 | -45.5175 | -68.8414 | -88.6728 | -108.5302 | -126.7354 | -145.8665 | -170.1581 | -245.624 | -318.7241 | -387.3791
Alverdiscott_Indian Queens | Barnstaple 33kV | Barnstaple 33kV | Bulk Supply Point | 33 | 51.0678 | -4.0541 | Steady Progression | Headroom (MW) | Thermal | -17.3997 | -18.5267 | -18.6697 | -18.8484 | -19.1319 | -19.4198 | -19.7935 | -20.167 | -20.5528 | -20.9926 | -21.5548 | -22.0643 | -22.5633 | -22.838 | -33.6651 | -35.8435 | -44.2592 | -61.6242 | -83.6156
Alverdiscott_Indian Queens | Barnstaple 33kV | Barnstaple 33kV | Bulk Supply Point | 33 | 51.0678 | -4.0541 | System Transformation | Headroom (MW) | Thermal | -17.4263 | -18.6647 | -18.9118 | -19.306 | -19.8945 | -20.5555 | -21.7273 | -22.8047 | -24.1132 | -27.4375 | -35.776 | -42.1188 | -48.451 | -59.9929 | -75.7228 | -97.4831 | -135.3075 | -185.0093 | -233.5189
Alverdiscott_Indian Queens | Barnstaple 33kV | Barnstaple 33kV | Bulk Supply Point | 33 | 51.0678 | -4.0541 | WPD Best View | Headroom (MW) | Thermal | -16.016 | -17.3149 | -17.6055 | -18.0378 | -18.6775 | -19.3517 | -20.572 | -21.7118 | -23.0743 | -26.2198 | -30.277 | -34.184 | -38.9622 | -45.3837 | -60.0167 | -76.1542 | -100.6212 | -140.637 | -178.9618
Alverdiscott_Indian Queens | Barnstaple 33kV | Bratton Fleming | Primary | 11 | 51.1244 | -3.9366 | Consumer Transformation | Headroom (MW) | Thermal | 2.5233 | 2.4543 | 2.4215 | 2.3832 | 2.3369 | 2.2569 | 2.1606 | 2.0755 | 1.9877 | 1.9125 | 1.8073 | 1.7271 | 0.78359 | 0.70597 | 0.63767 | 0.54889 | -1.0195 | -2.7863 | -4.5613
Alverdiscott_Indian Queens | Barnstaple 33kV | Bratton Fleming | Primary | 11 | 51.1244 | -3.9366 | Leading the Way | Headroom (MW) | Thermal | 2.5278 | 2.4665 | 2.465 | 2.444 | 2.4244 | 2.4045 | 2.3718 | 2.3523 | 2.3214 | 2.3117 | 2.3024 | 2.296 | 2.2883 | 2.2833 | 2.2704 | 2.2515 | 1.0564 | 0.53219 | -0.88359
Alverdiscott_Indian Queens | Barnstaple 33kV | Bratton Fleming | Primary | 11 | 51.1244 | -3.9366 | Steady Progression | Headroom (MW) | N/A | 2.5282 | 2.4743 | 2.4622 | 2.4482 | 2.4351 | 2.424 | 2.403 | 2.3911 | 2.3716 | 2.3647 | 2.3472 | 2.3368 | 2.3272 | 2.3302 | 2.3279 | 2.3298 | 2.3905 | 2.4265 | 2.2917
Alverdiscott_Indian Queens | Barnstaple 33kV | Bratton Fleming | Primary | 11 | 51.1244 | -3.9366 | System Transformation | Headroom (MW) | N/A | 2.5268 | 2.4616 | 2.4542 | 2.4247 | 2.3946 | 2.3634 | 2.3142 | 2.2734 | 2.2136 | 2.1699 | 2.1268 | 2.0932 | 2.063 | 2.0436 | 2.0176 | 2.0073 | 1.9711 | 1.7789 | 0.6315
Alverdiscott_Indian Queens | Barnstaple 33kV | Bratton Fleming | Primary | 11 | 51.1244 | -3.9366 | WPD Best View | Headroom (MW) | N/A | 2.5268 | 2.4616 | 2.4542 | 2.4247 | 2.3946 | 2.3634 | 2.3142 | 2.2734 | 2.2136 | 2.1699 | 2.1268 | 2.0932 | 2.063 | 2.0436 | 2.0176 | 2.0073 | 1.9711 | 1.7789 | 0.6315
Alverdiscott_Indian Queens | Barnstaple 33kV | Great Torrington | Primary | 11 | 50.9566 | -4.1329 | Consumer Transformation | Headroom (MW) | Thermal | 2.2506 | 2.0591 | 1.9394 | 1.7494 | 1.5495 | 1.2374 | 0.82331 | -0.43199 | -0.84531 | -1.2985 | -3.282 | -6.0255 | -7.4209 | -9.3058 | -13.3535 | -17.5458 | -29.5832 | -41.4851 | -56.2544
Alverdiscott_Indian Queens | Barnstaple 33kV | Great Torrington | Primary | 11 | 50.9566 | -4.1329 | Leading the Way | Headroom (MW) | Thermal | 2.282 | 2.1398 | 2.0965 | 1.9884 | 1.8939 | 1.7673 | 0.2215 | 0.046023 | -0.16416 | -2.2402 | -6.1687 | -10.4985 | -13.4747 | -17.2515 | -20.1444 | -23.0497 | -33.2614 | -46.9015 | -58.1821
Alverdiscott_Indian Queens | Barnstaple 33kV | Great Torrington | Primary | 11 | 50.9566 | -4.1329 | Steady Progression | Headroom (MW) | Thermal | 2.2801 | 2.1462 | 2.1283 | 2.0886 | 2.0609 | 2.0128 | 1.9575 | 1.8928 | 1.8321 | 1.7575 | 1.6775 | 1.6051 | 1.5234 | 1.4556 | -0.43336 | -0.49424 | -2.1406 | -5.0832 | -9.5458
Alverdiscott_Indian Queens | Barnstaple 33kV | Great Torrington | Primary | 11 | 50.9566 | -4.1329 | System Transformation | Headroom (MW) | Thermal | 2.2766 | 2.1283 | 2.0908 | 1.9926 | 1.9173 | 1.7949 | 1.5938 | 1.3909 | 1.1553 | 0.92799 | -0.65555 | -3.0896 | -3.3095 | -4.868 | -7.7973 | -11.6271 | -17.9312 | -23.8837 | -32.8157
Alverdiscott_Indian Queens | Barnstaple 33kV | Great Torrington | Primary | 11 | 50.9566 | -4.1329 | WPD Best View | Headroom (MW) | Thermal | 2.2804 | 2.1465 | 2.1289 | 2.0894 | 2.0622 | 2.0146 | 1.9606 | 1.8974 | 1.838 | 1.7654 | 1.6882 | 1.6199 | 1.5424 | 1.4805 | -0.40121 | -2.2752 | -3.8983 | -6.8838 | -11.3704
Alverdiscott_Indian Queens | Barnstaple 33kV | Heddon Cross | Primary | 11 | 51.0366 | -3.9291 | Consumer Transformation | Headroom (MW) | Thermal | 3.6481 | 3.5768 | 3.529 | 3.4648 | 3.3895 | 3.2703 | 3.1206 | 2.1168 | 1.9586 | 1.8179 | 0.25497 | -2.1614 | -2.3555 | -4.7682 | -7.6361 | -10.4786 | -18.6789 | -29.9294 | -42.0171
Alverdiscott_Indian Queens | Barnstaple 33kV | Heddon Cross | Primary | 11 | 51.0366 | -3.9291 | Leading the Way | Headroom (MW) | Thermal | 3.6632 | 3.6039 | 3.5916 | 3.5596 | 3.5364 | 3.499 | 2.076 | 2.0302 | 1.9565 | 0.10661 | -3.5404 | -4.9612 | -7.7637 | -10.5494 | -13.3149 | -17.8525 | -27.1934 | -38.0873 | -48.9995
Alverdiscott_Indian Queens | Barnstaple 33kV | Heddon Cross | Primary | 11 | 51.0366 | -3.9291 | Steady Progression | Headroom (MW) | Thermal | 3.6641 | 3.6122 | 3.5989 | 3.585 | 3.5631 | 3.5429 | 3.5301 | 3.5086 | 3.4875 | 3.4584 | 3.4393 | 3.4169 | 3.3982 | 3.383 | 1.5611 | 1.5549 | 0.17229 | -2.5729 | -4.1296
Alverdiscott_Indian Queens | Barnstaple 33kV | Heddon Cross | Primary | 11 | 51.0366 | -3.9291 | System Transformation | Headroom (MW) | Thermal | 3.6621 | 3.5981 | 3.5789 | 3.5377 | 3.5042 | 3.4503 | 3.3712 | 3.2945 | 3.1947 | 3.1201 | 1.6759 | 0.24251 | -0.68489 | -2.0966 | -4.8757 | -6.7313 | -11.0237 | -19.0383 | -26.2474
Alverdiscott_Indian Queens | Barnstaple 33kV | Heddon Cross | Primary | 11 | 51.0366 | -3.9291 | WPD Best View | Headroom (MW) | Thermal | 3.6617 | 3.5978 | 3.5783 | 3.5369 | 3.5029 | 3.4485 | 3.3681 | 3.2899 | 3.1888 | 3.1121 | 1.6652 | 0.22774 | -0.70397 | -2.1215 | -4.9078 | -6.7701 | -11.0858 | -19.0575 | -26.2426
Alverdiscott_Indian Queens | Barnstaple 33kV | Lynton | Primary | 11 | 51.2216 | -3.8483 | Consumer Transformation | Headroom (MW) | Thermal | 2.2602 | 2.2054 | 2.2037 | 2.1893 | 2.1762 | 2.1635 | 2.0178 | 1.843 | 1.674 | 1.4833 | -3.8354 | -4.0276 | -4.2078 | -4.3942 | -4.5766 | -9.9114 | -16.1937 | -17.4795 | -18.696
Alverdiscott_Indian Queens | Barnstaple 33kV | Lynton | Primary | 11 | 51.2216 | -3.8483 | Leading the Way | Headroom (MW) | Thermal | 2.2602 | 2.2018 | 2.2002 | 2.1815 | 2.1686 | 2.1562 | 1.9379 | 1.927 | 1.9052 | 1.8975 | -3.2502 | -3.2907 | -3.3358 | -3.3846 | -3.3829 | -8.508 | -14.0037 | -14.6216 | -15.209
Alverdiscott_Indian Queens | Barnstaple 33kV | Lynton | Primary | 11 | 51.2216 | -3.8483 | Steady Progression | Headroom (MW) | N/A | 2.2602 | 2.2054 | 2.2035 | 2.19 | 2.1767 | 2.1636 | 2.1472 | 2.1347 | 2.1216 | 2.1099 | 2.0966 | 2.0856 | 2.0751 | 2.0642 | 2.0549 | 2.0462 | 2.006 | 1.96 | 1.8423
Alverdiscott_Indian Queens | Barnstaple 33kV | Lynton | Primary | 11 | 51.2216 | -3.8483 | System Transformation | Headroom (MW) | Thermal | 2.2602 | 2.2063 | 2.2045 | 2.1909 | 2.1776 | 2.1646 | 2.1509 | 2.1386 | 2.1266 | 2.0512 | 1.9497 | 1.8633 | 1.7767 | 1.6946 | 1.6308 | -3.5632 | -3.8349 | -4.2332 | -4.667
Alverdiscott_Indian Queens | Barnstaple 33kV | Lynton | Primary | 11 | 51.2216 | -3.8483 | WPD Best View | Headroom (MW) | Thermal | 2.7036 | 2.6301 | 2.6025 | 2.5508 | 2.5039 | 2.453 | 2.3489 | 2.2598 | 2.1499 | 2.0512 | 1.9497 | 1.8633 | 1.7767 | 1.6946 | 1.6308 | -3.5632 | -3.8349 | -4.2332 | -4.667
Alverdiscott_Indian Queens | Barnstaple 33kV | Middle Barlington | Primary | 11 | 50.9292 | -4.0569 | Consumer Transformation | Headroom (MW) | Thermal | 1.9799 | 1.9313 | 1.9048 | 1.8613 | 1.822 | 1.7629 | 1.6769 | 1.6046 | 1.5171 | 0.59562 | -0.87096 | -0.95952 | -1.037 | -3.345 | -5.2064 | -7.0974 | -12.332 | -19.266 | -26.2503
Alverdiscott_Indian Queens | Barnstaple 33kV | Middle Barlington | Primary | 11 | 50.9292 | -4.0569 | Leading the Way | Headroom (MW) | Thermal | 1.9858 | 1.947 | 1.9424 | 1.9289 | 1.908 | 1.8921 | 1.8645 | 1.8468 | 0.45189 | 0.44392 | -0.93521 | -2.2952 | -5.8732 | -7.2333 | -9.0351 | -10.8505 | -17.5884 | -24.0931 | -31.2114
Alverdiscott_Indian Queens | Barnstaple 33kV | Middle Barlington | Primary | 11 | 50.9292 | -4.0569 | Steady Progression | Headroom (MW) | Thermal | 1.9842 | 1.9459 | 1.9476 | 1.9391 | 1.9301 | 1.9222 | 1.9136 | 1.8968 | 1.8906 | 1.8882 | 1.8674 | 1.8691 | 1.8731 | 1.8762 | 0.06822 | 0.082306 | 0.20518 | -1.043 | -2.5677
Alverdiscott_Indian Queens | Barnstaple 33kV | Middle Barlington | Primary | 11 | 50.9292 | -4.0569 | System Transformation | Headroom (MW) | Thermal | 1.9836 | 1.9438 | 1.9413 | 1.9252 | 1.8977 | 1.8688 | 1.8397 | 1.801 | 1.7501 | 1.7153 | 0.31489 | 0.29447 | 0.28036 | -1.0962 | -2.9202 | -4.7288 | -8.2337 | -12.4827 | -16.9008
Alverdiscott_Indian Queens | Barnstaple 33kV | Middle Barlington | Primary | 11 | 50.9292 | -4.0569 | WPD Best View | Headroom (MW) | Thermal | 1.985 | 1.9465 | 1.9488 | 1.9408 | 1.9328 | 1.9259 | 1.9198 | 1.906 | 1.9024 | 1.9041 | 1.8888 | 1.8987 | 1.9113 | 1.9261 | 0.13251 | 0.15996 | 0.32937 | -1.0046 | -2.5773
Alverdiscott_Indian Queens | Barnstaple 33kV | Rock Park | Primary | 11 | 51.0679 | -4.0539 | Consumer Transformation | Headroom (MW) | Thermal | 11.7858 | 11.3789 | 11.1769 | 10.8422 | 10.4665 | 9.9214 | 9.1534 | 8.438 | 7.6453 | 6.7898 | 5.7812 | 4.7444 | 2.4648 | 1.7266 | 0.83762 | -2.0083 | -7.9332 | -14.5666 | -21.2136
Alverdiscott_Indian Queens | Barnstaple 33kV | Rock Park | Primary | 11 | 51.0679 | -4.0539 | Leading the Way | Headroom (MW) | Thermal | 11.8402 | 11.4642 | 11.39 | 11.2131 | 11.0046 | 10.8141 | 10.4213 | 10.0828 | 9.583 | 7.227 | 6.679 | 4.6685 | 4.2276 | 2.6996 | 0.5176 | 0.18448 | -4.522 | -8.8818 | -13.7208
Alverdiscott_Indian Queens | Barnstaple 33kV | Rock Park | Primary | 11 | 51.0679 | -4.0539 | Steady Progression | Headroom (MW) | N/A | 11.8465 | 11.5381 | 11.4893 | 11.3914 | 11.3 | 11.23 | 11.1345 | 11.0476 | 10.9124 | 10.7665 | 10.6103 | 10.4485 | 10.2799 | 10.2304 | 10.0747 | 9.9266 | 7.9753 | 7.5307 | 5.6457
Alverdiscott_Indian Queens | Barnstaple 33kV | Rock Park | Primary | 11 | 51.0679 | -4.0539 | System Transformation | Headroom (MW) | Thermal | 11.8356 | 11.4912 | 11.4123 | 11.232 | 11.039 | 10.8579 | 10.5048 | 10.2018 | 9.7881 | 9.3729 | 8.9659 | 8.5443 | 6.7708 | 6.5498 | 6.1565 | 3.9554 | 0.90096 | -1.9215 | -5.8435
Alverdiscott_Indian Queens | Barnstaple 33kV | Rock Park | Primary | 11 | 51.0679 | -4.0539 | WPD Best View | Headroom (MW) | Thermal | 11.8356 | 11.4912 | 11.4123 | 11.232 | 11.039 | 10.8579 | 10.5048 | 10.2018 | 9.7881 | 9.3729 | 8.9659 | 8.5443 | 6.7708 | 6.5498 | 6.1565 | 3.9554 | 0.90096 | -1.9215 | -5.8435
Alverdiscott_Indian Queens | Barnstaple 33kV | Roundswell | Primary | 11 | 51.0635 | -4.0811 | Consumer Transformation | Headroom (MW) | Thermal | 5.7773 | 5.5396 | 5.5349 | 5.4761 | 5.4451 | 5.4241 | 5.0776 | 4.6415 | 4.2301 | 3.7912 | 1.9148 | 1.4439 | 1.0048 | -1.6729 | -3.9509 | -6.3061 | -11.7179 | -19.4464 | -26.9235
Alverdiscott_Indian Queens | Barnstaple 33kV | Roundswell | Primary | 11 | 51.0635 | -4.0811 | Leading the Way | Headroom (MW) | Thermal | 5.7785 | 5.5298 | 5.5264 | 5.4534 | 5.4328 | 5.4253 | 5.0423 | 4.9916 | 4.1408 | 3.9627 | 2.4383 | 0.8751 | -2.0007 | -3.5363 | -5.5394 | -7.55 | -15.0498 | -21.7324 | -27.7362
Alverdiscott_Indian Queens | Barnstaple 33kV | Roundswell | Primary | 11 | 51.0635 | -4.0811 | Steady Progression | Headroom (MW) | Thermal | 5.7762 | 5.5376 | 5.5321 | 5.4756 | 5.4369 | 5.4058 | 5.3439 | 5.291 | 5.2377 | 5.1884 | 5.1357 | 5.0881 | 5.0576 | 5.0192 | 3.5959 | 3.5213 | 3.1915 | 1.5754 | -0.21582
Alverdiscott_Indian Queens | Barnstaple 33kV | Roundswell | Primary | 11 | 51.0635 | -4.0811 | System Transformation | Headroom (MW) | Thermal | 5.7773 | 5.5428 | 5.538 | 5.4826 | 5.4515 | 5.4302 | 5.3818 | 5.3277 | 5.2771 | 5.0305 | 3.4119 | 3.1756 | 2.9734 | 1.3995 | -0.62921 | -2.6464 | -6.2742 | -11.2872 | -16.2108
Alverdiscott_Indian Queens | Barnstaple 33kV | Roundswell | Primary | 11 | 51.0635 | -4.0811 | WPD Best View | Headroom (MW) | Thermal | 6.7375 | 6.4458 | 6.385 | 6.2555 | 6.1337 | 6.017 | 5.7893 | 5.5529 | 5.2784 | 5.0226 | 3.4012 | 3.1608 | 2.9543 | 1.3745 | -0.66135 | -2.6853 | -6.3363 | -11.3064 | -16.206
Alverdiscott_Indian Queens | Barnstaple 33kV | South Molton | Primary | 11 | 51.0264 | -3.8281 | Consumer Transformation | Headroom (MW) | Thermal | 2.2281 | 2.016 | 1.865 | 1.8572 | 1.6 | 1.1887 | 0.63205 | 0.12251 | -0.36829 | -3.5977 | -4.2322 | -6.1493 | -8.9921 | -10.9652 | -14.2744 | -18.5108 | -29.1861 | -42.8704 | -58.4676
Alverdiscott_Indian Queens | Barnstaple 33kV | South Molton | Primary | 11 | 51.0264 | -3.8281 | Leading the Way | Headroom (MW) | Thermal | 2.2688 | 2.1179 | 2.0543 | 2.2537 | 2.119 | 0.14904 | -0.10958 | -0.34719 | -1.9291 | -4.0216 | -6.9801 | -10.7032 | -15.0327 | -17.9969 | -21.8555 | -25.7305 | -37.756 | -51.9795 | -65.9984
Alverdiscott_Indian Queens | Barnstaple 33kV | South Molton | Primary | 11 | 51.0264 | -3.8281 | Steady Progression | Headroom (MW) | Thermal | 2.2685 | 2.1417 | 2.112 | 2.2197 | 2.1684 | 2.1172 | 2.074 | 2.015 | 1.9751 | 1.8997 | 1.8141 | 1.7709 | 1.6975 | 1.6254 | -0.26875 | -2.1549 | -3.7791 | -6.7187 | -9.8625
Alverdiscott_Indian Queens | Barnstaple 33kV | South Molton | Primary | 11 | 51.0264 | -3.8281 | System Transformation | Headroom (MW) | Thermal | 2.2633 | 2.1083 | 2.04 | 2.149 | 2.018 | 1.8848 | 1.6306 | 1.4016 | 1.1714 | -0.92184 | -1.1733 | -2.7329 | -4.3592 | -5.9729 | -9.7889 | -12.7551 | -19.2031 | -28.4712 | -39.8093
Alverdiscott_Indian Queens | Barnstaple 33kV | South Molton | Primary | 11 | 51.0264 | -3.8281 | WPD Best View | Headroom (MW) | Thermal | 2.2633 | 2.1083 | 2.04 | 2.149 | 2.018 | 1.8848 | 1.6306 | 1.4016 | 1.1714 | -0.92184 | -1.1733 | -2.7329 | -4.3592 | -5.9729 | -9.7889 | -12.7551 | -19.2031 | -28.4712 | -39.8093
Alverdiscott_Indian Queens | Barnstaple 33kV | Tinkers Cross | Primary | 11 | 50.8812 | -3.9265 | Consumer Transformation | Headroom (MW) | Thermal | 1.738 | 1.5793 | 1.5101 | 1.3943 | 1.2869 | 1.0736 | 0.82317 | 0.58526 | -0.52479 | -0.7434 | -3.2973 | -4.4454 | -6.1005 | -9.9975 | -12.8769 | -14.9669 | -28.4755 | -42.5351 | -54.3843
Alverdiscott_Indian Queens | Barnstaple 33kV | Tinkers Cross | Primary | 11 | 50.8812 | -3.9265 | Leading the Way | Headroom (MW) | Thermal | 1.7599 | 1.6354 | 1.6181 | 1.5667 | 1.5296 | 1.4589 | -0.012212 | -0.08738 | -0.21013 | -2.0747 | -5.7798 | -8.6058 | -11.4074 | -15.6085 | -19.2245 | -22.8952 | -34.9122 | -50.5654 | -63.0444
Alverdiscott_Indian Queens | Barnstaple 33kV | Tinkers Cross | Primary | 11 | 50.8812 | -3.9265 | Steady Progression | Headroom (MW) | Thermal | 1.7598 | 1.6394 | 1.624 | 1.5816 | 1.5644 | 1.5293 | 1.4995 | 1.4523 | 1.4156 | 1.371 | 1.3287 | 1.3179 | 1.2724 | 1.2455 | -0.57781 | -0.58768 | -1.9159 | -4.6462 | -7.7643
Alverdiscott_Indian Queens | Barnstaple 33kV | Tinkers Cross | Primary | 11 | 50.8812 | -3.9265 | System Transformation | Headroom (MW) | Thermal | 1.7559 | 1.6226 | 1.5957 | 1.5268 | 1.473 | 1.3971 | 1.2532 | 1.1333 | 0.9776 | 0.86387 | -0.62463 | -0.74215 | -2.1941 | -5.8792 | -7.7489 | -9.6263 | -16.7104 | -25.8042 | -31.9896
Alverdiscott_Indian Queens | Barnstaple 33kV | Tinkers Cross | Primary | 11 | 50.8812 | -3.9265 | WPD Best View | Headroom (MW) | Thermal | 1.7577 | 1.625 | 1.6121 | 1.5507 | 1.5029 | 1.4508 | 1.3592 | 1.2729 | 1.1628 | 1.0713 | 0.97811 | 0.90843 | 0.84997 | -0.59097 | -2.4273 | -2.4604 | -6.6726 | -10.6322 | -13.9716
Alverdiscott_Indian Queens | CAMBORNE 33kV | CAMBORNE 33kV | Bulk Supply Point | 33 | 50.2291 | -5.2797 | Consumer Transformation | Headroom (MW) | Thermal | 26.1994 | 15.513 | 14.9588 | 13.9356 | 12.8406 | 11.0903 | 8.8319 | 6.5145 | 4.1685 | 1.7455 | -2.7229 | -7.0269 | -15.0675 | -17.679 | -27.1905 | -38.2092 | -62.8947 | -86.3321 | -112.5464
Alverdiscott_Indian Queens | CAMBORNE 33kV | CAMBORNE 33kV | Bulk Supply Point | 33 | 50.2291 | -5.2797 | Leading the Way | Headroom (MW) | Thermal | 26.4267 | 15.9413 | 15.7369 | 15.1577 | 14.5276 | 13.7105 | 12.4287 | 11.1665 | 9.7434 | 1.1567 | -0.10278 | -6.8386 | -8.0683 | -18.2111 | -19.47 | -27.9945 | -50.9688 | -66.8639 | -84.3397
Alverdiscott_Indian Queens | CAMBORNE 33kV | CAMBORNE 33kV | Bulk Supply Point | 33 | 50.2291 | -5.2797 | Steady Progression | Headroom (MW) | Thermal | 26.2785 | 15.8811 | 15.7824 | 15.4101 | 15.0642 | 14.72 | 14.3264 | 13.9199 | 13.4659 | 13.0058 | 12.5042 | 11.9903 | 11.4789 | 11.0131 | 10.5647 | 10.0673 | 2.58 | 0.87662 | -6.7142
Alverdiscott_Indian Queens | CAMBORNE 33kV | CAMBORNE 33kV | Bulk Supply Point | 33 | 50.2291 | -5.2797 | System Transformation | Headroom (MW) | Thermal | 26.3049 | 15.8577 | 15.6275 | 15.0317 | 14.365 | 13.6715 | 12.5951 | 11.4751 | 10.1545 | 8.8236 | 7.5454 | 6.1659 | -0.66603 | -2.002 | -3.3342 | -11.8778 | -27.2177 | -38.9154 | -52.2702
Alverdiscott_Indian Queens | CAMBORNE 33kV | CAMBORNE 33kV | Bulk Supply Point | 33 | 50.2291 | -5.2797 | WPD Best View | Headroom (MW) | Thermal | 26.4267 | 25.169 | 24.9646 | 24.3854 | 23.7553 | 22.9382 | 21.6564 | 20.3942 | 18.9711 | 10.3844 | 9.1249 | 2.3891 | 1.1594 | -8.9834 | -10.2423 | -18.7668 | -41.7411 | -57.6362 | -75.112
Alverdiscott_Indian Queens | CAMBORNE 33kV | Camborne Carn Brea | Primary | 11 | 50.2284 | -5.2803 | Consumer Transformation | Headroom (MW) | Thermal | 10.3109 | 9.8739 | 9.7546 | 9.483 | 9.1883 | 8.6834 | 8.068 | 7.458 | 6.8447 | 6.213 | 4.6331 | 3.9595 | 1.9257 | 1.2398 | -5.5654 | -8.9988 | -14.9248 | -20.7078 | -26.9794
Alverdiscott_Indian Queens | CAMBORNE 33kV | Camborne Carn Brea | Primary | 11 | 50.2284 | -5.2803 | Leading the Way | Headroom (MW) | Thermal | 10.4113 | 10.0389 | 10.0241 | 9.86 | 9.6895 | 9.4294 | 9.0783 | 8.7279 | 8.3585 | 6.1713 | 5.8352 | 4.1395 | 3.8083 | 1.2444 | 0.90423 | -1.2441 | -8.3606 | -13.5205 | -17.715
Alverdiscott_Indian Queens | CAMBORNE 33kV | Camborne Carn Brea | Primary | 11 | 50.2284 | -5.2803 | Steady Progression | Headroom (MW) | N/A | 10.2923 | 9.9341 | 9.9195 | 9.818 | 9.7196 | 9.6256 | 9.5192 | 9.4067 | 9.2873 | 9.1651 | 9.0312 | 8.8853 | 8.7477 | 8.6217 | 8.4913 | 8.3601 | 6.4217 | 5.9396 | 3.9779
Alverdiscott_Indian Queens | CAMBORNE 33kV | Camborne Carn Brea | Primary | 11 | 50.2284 | -5.2803 | System Transformation | Headroom (MW) | Thermal | 10.3323 | 9.961 | 9.9256 | 9.7555 | 9.5696 | 9.379 | 9.0898 | 8.8091 | 8.4718 | 8.0834 | 7.7215 | 7.3663 | 5.6313 | 5.2775 | 4.9222 | 2.7709 | -3.9508 | -6.5291 | -8.9069
Alverdiscott_Indian Queens | CAMBORNE 33kV | Camborne Carn Brea | Primary | 11 | 50.2284 | -5.2803 | WPD Best View | Headroom (MW) | Thermal | 10.4113 | 10.0389 | 10.0241 | 9.86 | 9.6895 | 9.4294 | 9.0783 | 8.7279 | 8.3585 | 6.1713 | 5.8352 | 4.1395 | 3.8083 | 1.2444 | 0.90423 | -1.2441 | -8.3606 | -13.5205 | -17.715
Alverdiscott_Indian Queens | CAMBORNE 33kV | Camborne Holmans | Primary | 11 | 50.2133 | -5.2911 | Consumer Transformation | Headroom (MW) | Thermal | 11.3412 | 10.9854 | 10.824 | 10.5559 | 10.2624 | 9.8375 | 9.2588 | 8.6326 | 8.0117 | 7.3588 | 6.6114 | 5.0432 | 2.9912 | 2.2812 | 1.5955 | -1.0133 | -7.8938 | -13.8367 | -20.7599
Alverdiscott_Indian Queens | CAMBORNE 33kV | Camborne Holmans | Primary | 11 | 50.2133 | -5.2911 | Leading the Way | Headroom (MW) | Thermal | 11.3777 | 11.0863 | 11.0162 | 10.8653 | 10.7014 | 10.5241 | 10.1951 | 9.8711 | 9.4907 | 7.3352 | 7.0046 | 5.3034 | 4.9752 | 2.4176 | 2.0847 | -0.062667 | -5.4635 | -8.2973 | -13.1711
Alverdiscott_Indian Queens | CAMBORNE 33kV | Camborne Holmans | Primary | 11 | 50.2133 | -5.2911 | Steady Progression | Headroom (MW) | N/A | 11.38 | 11.1094 | 11.0767 | 10.9877 | 10.8982 | 10.809 | 10.7078 | 10.5985 | 10.4823 | 10.363 | 10.2251 | 10.0919 | 9.9534 | 9.8279 | 9.715 | 9.5953 | 7.6862 | 7.2362 | 5.3361
Alverdiscott_Indian Queens | CAMBORNE 33kV | Camborne Holmans | Primary | 11 | 50.2133 | -5.2911 | System Transformation | Headroom (MW) | Thermal | 11.3729 | 11.0807 | 11.0118 | 10.8621 | 10.6896 | 10.5091 | 10.2277 | 9.9439 | 9.6056 | 9.2862 | 8.9663 | 8.601 | 6.8749 | 6.5121 | 6.1579 | 4.0018 | 1.3045 | -2.1238 | -5.834
Alverdiscott_Indian Queens | CAMBORNE 33kV | Camborne Holmans | Primary | 11 | 50.2133 | -5.2911 | WPD Best View | Headroom (MW) | Thermal | 11.3777 | 11.0863 | 11.0162 | 10.8653 | 10.7014 | 10.5241 | 10.1951 | 9.8711 | 9.4907 | 7.3352 | 7.0046 | 5.3034 | 4.9752 | 2.4176 | 2.0847 | -0.062667 | -5.4635 | -8.2973 | -13.1711
Alverdiscott_Indian Queens | CAMBORNE 33kV | Camborne Treswithian | Primary | 11 | 50.2233 | -5.3225 | Consumer Transformation | Headroom (MW) | Thermal | 2.6252 | 2.4557 | 2.3791 | 2.25 | 2.126 | 1.8561 | 1.5236 | 1.204 | 0.86812 | 0.54626 | -0.69203 | -1.0389 | -2.7733 | -3.1285 | -4.307 | -6.5086 | -10.7506 | -15.7635 | -21.1428
Alverdiscott_Indian Queens | CAMBORNE 33kV | Camborne Treswithian | Primary | 11 | 50.2233 | -5.3225 | Leading the Way | Headroom (MW) | Thermal | 2.6387 | 2.4557 | 2.423 | 2.3585 | 2.2827 | 2.1538 | 1.9701 | 1.7827 | 1.5774 | -0.4136 | -0.59817 | -2.1512 | -2.322 | -4.7224 | -4.9031 | -6.8896 | -11.5398 | -16.2134 | -19.4062
Alverdiscott_Indian Queens | CAMBORNE 33kV | Camborne Treswithian | Primary | 11 | 50.2233 | -5.3225 | Steady Progression | Headroom (MW) | Thermal | 2.6506 | 2.5082 | 2.4936 | 2.4431 | 2.4033 | 2.3643 | 2.3128 | 2.2625 | 2.2081 | 2.1604 | 2.0951 | 2.0317 | 1.9796 | 1.9282 | 1.8822 | 1.798 | 0.22549 | 0.068999 | -1.5694
Alverdiscott_Indian Queens | CAMBORNE 33kV | Camborne Treswithian | Primary | 11 | 50.2233 | -5.3225 | System Transformation | Headroom (MW) | Thermal | 2.6367 | 2.4959 | 2.4573 | 2.3853 | 2.2988 | 2.2197 | 2.0774 | 1.8794 | 1.667 | 1.4557 | 1.2592 | 1.0532 | -0.50878 | -0.69371 | -0.88137 | -2.8691 | -5.7608 | -7.6805 | -10.9124
Alverdiscott_Indian Queens | CAMBORNE 33kV | Camborne Treswithian | Primary | 11 | 50.2233 | -5.3225 | WPD Best View | Headroom (MW) | Thermal | 2.6387 | 2.4557 | 2.423 | 2.3585 | 2.2827 | 2.1538 | 1.9701 | 1.7827 | 1.5774 | -0.4136 | -0.59817 | -2.1512 | -2.322 | -4.7224 | -4.9031 | -6.8896 | -11.5398 | -16.2134 | -19.4062
Alverdiscott_Indian Queens | CAMBORNE 33kV | Redruth | Primary | 11 | 50.2472 | -5.2304 | Consumer Transformation | Headroom (MW) | Thermal | 12.4202 | 11.9238 | 11.727 | 11.3725 | 10.9897 | 10.4391 | 9.7073 | 8.9458 | 8.1698 | 7.3533 | 6.4504 | 4.735 | 2.5148 | 1.6543 | 0.81223 | -1.9627 | -9.5997 | -16.2983 | -23.9384
Alverdiscott_Indian Queens | CAMBORNE 33kV | Redruth | Primary | 11 | 50.2472 | -5.2304 | Leading the Way | Headroom (MW) | Thermal | 12.4971 | 12.0862 | 11.9994 | 11.7998 | 11.5799 | 11.329 | 10.9109 | 10.5106 | 10.0426 | 7.7896 | 7.3814 | 5.5955 | 5.196 | 2.5752 | 2.1699 | -0.072335 | -5.8791 | -9.1068 | -14.3216
Alverdiscott_Indian Queens | CAMBORNE 33kV | Redruth | Primary | 11 | 50.2472 | -5.2304 | Steady Progression | Headroom (MW) | N/A | 12.4538 | 12.0553 | 12.0184 | 11.8872 | 11.7688 | 11.6469 | 11.5124 | 11.3781 | 11.214 | 11.0431 | 10.8786 | 10.7072 | 10.5241 | 10.3611 | 10.2019 | 10.0396 | 7.9725 | 7.3577 | 5.2671
Alverdiscott_Indian Queens | CAMBORNE 33kV | Redruth | Primary | 11 | 50.2472 | -5.2304 | System Transformation | Headroom (MW) | Thermal | 12.4611 | 12.0459 | 11.9587 | 11.7547 | 11.5329 | 11.2895 | 10.926 | 10.5685 | 10.136 | 9.7242 | 9.3242 | 8.8712 | 7.0623 | 6.6279 | 6.1928 | 3.9444 | 0.91517 | -2.8562 | -6.8911
Alverdiscott_Indian Queens | CAMBORNE 33kV | Redruth | Primary | 11 | 50.2472 | -5.2304 | WPD Best View | Headroom (MW) | Thermal | 12.4971 | 12.0862 | 11.9994 | 11.7998 | 11.5799 | 11.329 | 10.9109 | 10.5106 | 10.0426 | 7.7896 | 7.3814 | 5.5955 | 5.196 | 2.5752 | 2.1699 | -0.072335 | -5.8791 | -9.1068 | -14.3216
Alverdiscott_Indian Queens | EAST YELLAND 33KV | EAST YELLAND 33KV | Bulk Supply Point | 33 | 51.0684 | -4.1713 | Consumer Transformation | Headroom (MW) | Thermal | 8.002 | 5.8817 | 4.5491 | 2.6083 | 0.32065 | -3.1643 | -7.9162 | -12.645 | -18.3577 | -23.5364 | -32.5368 | -39.2979 | -48.115 | -56.1137 | -67.6205 | -78.8882 | -120.2495 | -165.676 | -206.6845
Alverdiscott_Indian Queens | EAST YELLAND 33KV | EAST YELLAND 33KV | Bulk Supply Point | 33 | 51.0684 | -4.1713 | Leading the Way | Headroom (MW) | Thermal | 8.3392 | 6.7205 | 6.2166 | 5.3325 | 4.148 | 2.8892 | 0.61622 | -3.5727 | -7.7905 | -12.4422 | -19.2532 | -27.7611 | -33.7982 | -38.4739 | -48.5294 | -58.783 | -83.4475 | -114.6308 | -143.2999
Alverdiscott_Indian Queens | EAST YELLAND 33KV | EAST YELLAND 33KV | Bulk Supply Point | 33 | 51.0684 | -4.1713 | Steady Progression | Headroom (MW) | Thermal | 8.3364 | 6.8906 | 6.6754 | 6.2368 | 5.7069 | 5.2208 | 4.6949 | 4.0325 | 3.249 | 2.4154 | 1.5294 | 0.65397 | -0.18954 | -1.0013 | -3.6245 | -6.2357 | -10.5665 | -18.2976 | -27.2961
Alverdiscott_Indian Queens | EAST YELLAND 33KV | EAST YELLAND 33KV | Bulk Supply Point | 33 | 51.0684 | -4.1713 | System Transformation | Headroom (MW) | Thermal | 8.2794 | 6.6613 | 6.163 | 5.2077 | 4.038 | 2.8198 | 0.60147 | -1.585 | -4.2189 | -6.7863 | -10.658 | -14.4078 | -18.1284 | -23.9704 | -31.6753 | -37.5457 | -56.914 | -78.3926 | -95.1211
Alverdiscott_Indian Queens | EAST YELLAND 33KV | EAST YELLAND 33KV | Bulk Supply Point | 33 | 51.0684 | -4.1713 | WPD Best View | Headroom (MW) | Thermal | 8.2859 | 6.7079 | 6.3164 | 5.5231 | 4.6232 | 3.667 | 2.095 | 0.49888 | -1.4395 | -3.3444 | -5.2296 | -8.4253 | -10.196 | -14.625 | -19.9633 | -23.4684 | -38.886 | -52.3712 | -65.3623
Alverdiscott_Indian Queens | EAST YELLAND 33KV | Barnstaple Quay | Primary | 11 | 51.0797 | -4.0628 | Consumer Transformation | Headroom (MW) | Thermal | 11.4437 | 11.0532 | 10.8367 | 10.5175 | 10.1632 | 9.6346 | 8.8957 | 8.1758 | 7.4617 | 6.712 | 5.8863 | 5.0609 | 4.2512 | 3.4361 | 0.80444 | -0.12059 | -5.5251 | -11.4412 | -15.4756
Alverdiscott_Indian Queens | EAST YELLAND 33KV | Barnstaple Quay | Primary | 11 | 51.0797 | -4.0628 | Leading the Way | Headroom (MW) | Thermal | 11.4903 | 11.1873 | 11.1056 | 10.9528 | 10.7895 | 10.6077 | 10.2912 | 9.9952 | 9.6591 | 9.3451 | 9.0469 | 7.3494 | 7.0034 | 6.6461 | 6.2944 | 4.1049 | 2.2942 | -0.72528 | -4.2221
Alverdiscott_Indian Queens | EAST YELLAND 33KV | Barnstaple Quay | Primary | 11 | 51.0797 | -4.0628 | Steady Progression | Headroom (MW) | N/A | 11.4991 | 11.2199 | 11.1695 | 11.0718 | 10.9668 | 10.8727 | 10.7747 | 10.6529 | 10.5193 | 10.3714 | 10.2151 | 10.0577 | 9.9097 | 9.7604 | 9.6269 | 9.4901 | 8.8814 | 8.3845 | 6.4582
Alverdiscott_Indian Queens | EAST YELLAND 33KV | Barnstaple Quay | Primary | 11 | 51.0797 | -4.0628 | System Transformation | Headroom (MW) | Thermal | 11.4832 | 11.1728 | 11.0772 | 10.8936 | 10.7111 | 10.4989 | 10.1285 | 9.7766 | 9.3642 | 8.9554 | 8.5548 | 8.1545 | 7.7688 | 7.3834 | 5.1945 | 4.8183 | 3.1389 | 0.26916 | -0.91593
Alverdiscott_Indian Queens | EAST YELLAND 33KV | Barnstaple Quay | Primary | 11 | 51.0797 | -4.0628 | WPD Best View | Headroom (MW) | Thermal | 11.4832 | 11.1728 | 11.0772 | 10.8936 | 10.7111 | 10.4989 | 10.1285 | 9.7766 | 9.3642 | 8.9554 | 8.5548 | 8.1545 | 7.7688 | 7.3834 | 5.1945 | 4.8183 | 3.1389 | 0.26916 | -0.91593
Alverdiscott_Indian Queens | EAST YELLAND 33KV | Bideford Main | Primary | 11 | 51.0122 | -4.1987 | Consumer Transformation | Headroom (MW) | Thermal | 13.2142 | 12.9791 | 12.8103 | 12.5493 | 12.2754 | 11.808 | 11.1754 | 10.5513 | 9.8959 | 9.1974 | 8.3706 | 7.6724 | 6.985 | 6.3444 | 3.8686 | 3.1169 | -2.5724 | -7.4989 | -11.6242
Alverdiscott_Indian Queens | EAST YELLAND 33KV | Bideford Main | Primary | 11 | 51.0122 | -4.1987 | Leading the Way | Headroom (MW) | Thermal | 13.2596 | 13.0945 | 13.0277 | 12.8848 | 12.7264 | 12.507 | 12.1376 | 11.7391 | 11.2675 | 10.8097 | 10.3271 | 8.6757 | 8.4269 | 6.9017 | 6.6806 | 4.6142 | 2.2143 | -1.9801 | -4.6016
Alverdiscott_Indian Queens | EAST YELLAND 33KV | Bideford Main | Primary | 11 | 51.0122 | -4.1987 | Steady Progression | Headroom (MW) | N/A | 13.2554 | 13.0836 | 13.0557 | 12.9924 | 12.9501 | 12.8822 | 12.7951 | 12.7135 | 12.6165 | 12.5191 | 12.4123 | 12.2998 | 12.2007 | 12.1279 | 12.0125 | 11.91 | 11.6008 | 11.3372 | 9.5049
Alverdiscott_Indian Queens | EAST YELLAND 33KV | Bideford Main | Primary | 11 | 51.0122 | -4.1987 | System Transformation | Headroom (MW) | N/A | 13.2513 | 13.0647 | 13.0111 | 12.8846 | 12.7525 | 12.5954 | 12.3178 | 12.0443 | 11.7311 | 11.4273 | 11.1296 | 10.8434 | 10.5663 | 10.3226 | 8.2405 | 7.9692 | 5.4882 | 2.9954 | 1.9727
Alverdiscott_Indian Queens | EAST YELLAND 33KV | Bideford Main | Primary | 11 | 51.0122 | -4.1987 | WPD Best View | Headroom (MW) | N/A | 13.2548 | 13.0825 | 13.0536 | 12.9798 | 12.9359 | 12.8655 | 12.7725 | 12.6777 | 12.5661 | 12.4657 | 12.3507 | 12.2368 | 12.133 | 12.0591 | 11.9626 | 11.8576 | 10.182 | 9.8054 | 7.8978
Alverdiscott_Indian Queens | EAST YELLAND 33KV | Braunton | Primary | 11 | 51.1151 | -4.1497 | Consumer Transformation | Headroom (MW) | Thermal | 8.7237 | 8.4276 | 8.2653 | 8.0215 | 7.7489 | 7.332 | 6.833 | 6.3288 | 5.7757 | 5.1971 | 3.6575 | 3.0123 | 2.3891 | 0.39005 | -0.21434 | -1.7781 | -7.5395 | -11.9937 | -18.2675
Alverdiscott_Indian Queens | EAST YELLAND 33KV | Braunton | Primary | 11 | 51.1151 | -4.1497 | Leading the Way | Headroom (MW) | Thermal | 8.7606 | 8.5343 | 8.4696 | 8.3618 | 8.2365 | 8.102 | 7.9408 | 7.7743 | 7.5053 | 7.2273 | 5.6005 | 5.2953 | 5.0161 | 4.7481 | 1.8069 | 1.5442 | -1.3247 | -4.9469 | -8.3165
Alverdiscott_Indian Queens | EAST YELLAND 33KV | Braunton | Primary | 11 | 51.1151 | -4.1497 | Steady Progression | Headroom (MW) | N/A | 8.765 | 8.5483 | 8.5134 | 8.4423 | 8.3616 | 8.2912 | 8.257 | 8.1921 | 8.0886 | 7.9859 | 7.8738 | 7.7629 | 7.6536 | 7.5448 | 7.4498 | 7.3607 | 6.9627 | 5.2617 | 4.8426
Alverdiscott_Indian Queens | EAST YELLAND 33KV | Braunton | Primary | 11 | 51.1151 | -4.1497 | System Transformation | Headroom (MW) | Thermal | 8.7562 | 8.5164 | 8.4415 | 8.3065 | 8.1514 | 7.9864 | 7.7611 | 7.5296 | 7.2021 | 6.8844 | 6.5728 | 6.2769 | 5.9951 | 4.3421 | 4.0636 | 3.7964 | 0.3857 | -0.73801 | -3.0067
Alverdiscott_Indian Queens | EAST YELLAND 33KV | Braunton | Primary | 11 | 51.1151 | -4.1497 | WPD Best View | Headroom (MW) | Thermal | 8.7562 | 8.5164 | 8.4415 | 8.3065 | 8.1514 | 7.9864 | 7.7611 | 7.5296 | 7.2021 | 6.8844 | 6.5728 | 6.2769 | 5.9951 | 4.3421 | 4.0636 | 3.7964 | 0.3857 | -0.73801 | -3.0067
Alverdiscott_Indian Queens | EAST YELLAND 33KV | Fremington | Primary | 11 | 51.067 | -4.1456 | Consumer Transformation | Headroom (MW) | Thermal | -2.1367 | -2.262 | -2.3389 | -2.4446 | -2.5713 | -2.7785 | -3.0523 | -3.313 | -3.5929 | -3.8623 | -5.0576 | -6.7147 | -7.0192 | -8.6777 | -8.951 | -11.946 | -15.9861 | -22.9053 | -29.1768
Alverdiscott_Indian Queens | EAST YELLAND 33KV | Fremington | Primary | 11 | 51.067 | -4.1456 | Leading the Way | Headroom (MW) | Thermal | -2.1179 | -2.2795 | -2.3068 | -2.3491 | -2.4016 | -2.4686 | -2.5849 | -2.6992 | -4.1966 | -4.3149 | -5.791 | -7.2653 | -8.7323 | -8.8403 | -11.5955 | -13.5212 | -18.3912 | -24.2307 | -30.0065
Alverdiscott_Indian Queens | EAST YELLAND 33KV | Fremington | Primary | 11 | 51.067 | -4.1456 | Steady Progression | Headroom (MW) | Thermal | -2.1219 | -2.1962 | -2.2146 | -2.2374 | -2.2618 | -2.2943 | -2.3216 | -2.3616 | -2.4041 | -2.4445 | -2.4901 | -2.5293 | -2.5857 | -2.6209 | -2.6524 | -4.4967 | -4.5844 | -6.0016 | -7.5842
Alverdiscott_Indian Queens | EAST YELLAND 33KV | Fremington | Primary | 11 | 51.067 | -4.1456 | System Transformation | Headroom (MW) | Thermal | -2.124 | -2.2142 | -2.2386 | -2.3016 | -2.3664 | -2.447 | -2.5808 | -2.6999 | -2.8662 | -3.0051 | -3.1439 | -4.6361 | -4.7679 | -6.252 | -6.3669 | -8.2811 | -10.9411 | -15.5321 | -18.7589
Alverdiscott_Indian Queens | EAST YELLAND 33KV | Fremington | Primary | 11 | 51.067 | -4.1456 | WPD Best View | Headroom (MW) | Thermal | -2.1244 | -2.2145 | -2.2392 | -2.3024 | -2.3677 | -2.4489 | -2.5839 | -2.7045 | -2.8721 | -3.0131 | -3.1546 | -4.6509 | -4.787 | -6.2769 | -6.399 | -8.3199 | -11.0032 | -15.5513 | -18.7542
Alverdiscott_Indian Queens | EAST YELLAND 33KV | Georgeham | Primary | 11 | 51.1512 | -4.1773 | Consumer Transformation | Headroom (MW) | Thermal | 4.6241 | 4.4255 | 4.3095 | 4.1362 | 3.9516 | 3.6608 | 3.2781 | 2.8954 | 2.5281 | 2.1329 | 1.7082 | 1.2923 | 0.87809 | 0.46761 | 0.047348 | -0.40399 | -2.6865 | -4.9835 | -7.0452
Alverdiscott_Indian Queens | EAST YELLAND 33KV | Georgeham | Primary | 11 | 51.1512 | -4.1773 | Leading the Way | Headroom (MW) | Thermal | 4.6532 | 4.4921 | 4.4499 | 4.3645 | 4.2829 | 4.1922 | 4.0205 | 3.8562 | 3.675 | 3.5127 | 3.3601 | 3.1863 | 3.0197 | 2.8486 | 2.66 | 2.48 | 1.5243 | 0.57937 | -0.20414
Alverdiscott_Indian Queens | EAST YELLAND 33KV | Georgeham | Primary | 11 | 51.1512 | -4.1773 | Steady Progression | Headroom (MW) | N/A | 4.6559 | 4.5136 | 4.4833 | 4.4355 | 4.3801 | 4.3263 | 4.2741 | 4.2094 | 4.142 | 4.0706 | 3.9911 | 3.9117 | 3.8417 | 3.7663 | 3.7062 | 3.6463 | 3.3847 | 3.1587 | 2.8264
Alverdiscott_Indian Queens | EAST YELLAND 33KV | Georgeham | Primary | 11 | 51.1512 | -4.1773 | System Transformation | Headroom (MW) | Thermal | 4.6514 | 4.4852 | 4.4336 | 4.3315 | 4.231 | 4.1144 | 3.9155 | 3.7129 | 3.4906 | 3.2702 | 3.0588 | 2.8455 | 2.6462 | 2.4543 | 2.2585 | 2.0839 | 1.278 | 0.47708 | -0.20008
Alverdiscott_Indian Queens | EAST YELLAND 33KV | Georgeham | Primary | 11 | 51.1512 | -4.1773 | WPD Best View | Headroom (MW) | Thermal | 4.6514 | 4.4852 | 4.4336 | 4.3315 | 4.231 | 4.1144 | 3.9155 | 3.7129 | 3.4906 | 3.2702 | 3.0588 | 2.8455 | 2.6462 | 2.4543 | 2.2585 | 2.0839 | 1.278 | 0.47708 | -0.20008
Alverdiscott_Indian Queens | EAST YELLAND 33KV | Ilfracombe | Primary | 11 | 51.2005 | -4.1098 | Consumer Transformation | Headroom (MW) | Thermal | 8.5744 | 8.1914 | 7.9281 | 7.5493 | 7.125 | 6.4785 | 5.5841 | 4.6735 | 3.7517 | 2.7534 | 1.6836 | 0.64983 | -1.5853 | -2.5463 | -3.5175 | -4.6647 | -10.0442 | -15.2853 | -19.9615
Alverdiscott_Indian Queens | EAST YELLAND 33KV | Ilfracombe | Primary | 11 | 51.2005 | -4.1098 | Leading the Way | Headroom (MW) | Thermal | 8.6339 | 8.3591 | 8.2538 | 8.0785 | 7.8655 | 7.6513 | 7.2478 | 6.8142 | 6.2824 | 5.7405 | 5.2786 | 4.8332 | 3.2003 | 2.8597 | 2.492 | 2.0645 | -0.093846 | -2.0219 | -3.4879
Alverdiscott_Indian Queens | EAST YELLAND 33KV | Ilfracombe | Primary | 11 | 51.2005 | -4.1098 | Steady Progression | Headroom (MW) | N/A | 8.6487 | 8.3967 | 8.3416 | 8.2445 | 8.1486 | 8.0654 | 7.9656 | 7.8416 | 7.6987 | 7.5347 | 7.3691 | 7.1894 | 7.0177 | 6.8885 | 6.753 | 6.6007 | 5.941 | 4.226 | 3.627
Alverdiscott_Indian Queens | EAST YELLAND 33KV | Ilfracombe | Primary | 11 | 51.2005 | -4.1098 | System Transformation | Headroom (MW) | Thermal | 8.6298 | 8.3402 | 8.2221 | 8.0246 | 7.7974 | 7.5697 | 7.145 | 6.7129 | 6.2098 | 5.6989 | 5.2084 | 4.7205 | 4.2368 | 3.8314 | 3.4127 | 2.9643 | -0.23885 | -2.0077 | -3.4027
Alverdiscott_Indian Queens | EAST YELLAND 33KV | Ilfracombe | Primary | 11 | 51.2005 | -4.1098 | WPD Best View | Headroom (MW) | Thermal | 8.6298 | 8.3402 | 8.2221 | 8.0246 | 7.7974 | 7.5697 | 7.145 | 6.7129 | 6.2098 | 5.6989 | 5.2084 | 4.7205 | 4.2368 | 3.8314 | 3.4127 | 2.9643 | -0.23885 | -2.0077 | -3.4027
Alverdiscott_Indian Queens | EAST YELLAND 33KV | Northam | Primary | 11 | 51.0436 | -4.2097 | Consumer Transformation | Headroom (MW) | Thermal | 10.0264 | 9.8814 | 9.7872 | 9.5751 | 9.3465 | 9.0045 | 8.5454 | 8.0995 | 7.6683 | 7.1955 | 6.6346 | 6.1294 | 5.6188 | 5.1323 | 4.6356 | 4.063 | 1.5082 | -1.2001 | -3.6056
Alverdiscott_Indian Queens | EAST YELLAND 33KV | Northam | Primary | 11 | 51.0436 | -4.2097 | Leading the Way | Headroom (MW) | N/A | 10.0671 | 9.9987 | 9.9919 | 9.8682 | 9.7437 | 9.6206 | 9.4129 | 9.2087 | 8.9958 | 8.7835 | 8.5605 | 8.3872 | 8.2065 | 8.0308 | 7.8546 | 7.6581 | 6.681 | 5.6252 | 3.3719
Alverdiscott_Indian Queens | EAST YELLAND 33KV | Northam | Primary | 11 | 51.0436 | -4.2097 | Steady Progression | Headroom (MW) | N/A | 10.0538 | 9.9649 | 9.9924 | 9.9482 | 9.9023 | 9.8576 | 9.8095 | 9.7476 | 9.6779 | 9.603 | 9.5255 | 9.4357 | 9.3627 | 9.2896 | 9.2153 | 9.1493 | 8.9904 | 8.8257 | 8.4686
Alverdiscott_Indian Queens | EAST YELLAND 33KV | Northam | Primary | 11 | 51.0436 | -4.2097 | System Transformation | Headroom (MW) | N/A | 10.0541 | 9.9714 | 9.9694 | 9.869 | 9.7528 | 9.6435 | 9.4338 | 9.2232 | 8.9757 | 8.7365 | 8.4904 | 8.2616 | 8.0385 | 7.8236 | 7.6144 | 7.4045 | 6.6277 | 5.758 | 4.9998
Alverdiscott_Indian Queens | EAST YELLAND 33KV | Northam | Primary | 11 | 51.0436 | -4.2097 | WPD Best View | Headroom (MW) | N/A | 10.0541 | 9.9652 | 9.993 | 9.949 | 9.9036 | 9.8594 | 9.8126 | 9.7522 | 9.6838 | 9.6109 | 9.5362 | 9.4505 | 9.3818 | 9.3145 | 9.2475 | 9.1881 | 9.0525 | 8.8449 | 8.4638
Alverdiscott_Indian Queens | EAST YELLAND 33KV | Park Lane SWEB | Primary | 11 | 51.0238 | -4.2069 | Consumer Transformation | Headroom (MW) | Thermal | 8.7147 | 8.368 | 8.1336 | 7.8866 | 7.4638 | 6.8783 | 6.0068 | 5.1263 | 3.3363 | 2.3201 | -0.23759 | -1.2179 | -4.4502 | -5.4776 | -9.1111 | -11.9722 | -22.2214 | -35.1854 | -46.3457
Alverdiscott_Indian Queens | EAST YELLAND 33KV | Park Lane SWEB | Primary | 11 | 51.0238 | -4.2069 | Leading the Way | Headroom (MW) | Thermal | 8.7749 | 8.5164 | 8.4074 | 8.3536 | 8.0876 | 7.8594 | 7.3327 | 4.9213 | 4.2035 | 1.6365 | -0.45346 | -3.0404 | -4.7563 | -6.4861 | -9.5398 | -12.5451 | -21.1691 | -31.7482 | -40.6505
Alverdiscott_Indian Queens | EAST YELLAND 33KV | Park Lane SWEB | Primary | 11 | 51.0238 | -4.2069 | Steady Progression | Headroom (MW) | Thermal | 8.7629 | 8.5423 | 8.5165 | 8.5221 | 8.4416 | 8.4022 | 8.3231 | 8.2195 | 8.0925 | 7.9577 | 7.8151 | 7.7086 | 7.5927 | 7.4246 | 5.4467 | 5.2865 | 3.4394 | 1.6927 | -0.25698
Alverdiscott_Indian Queens | EAST YELLAND 33KV | Park Lane SWEB | Primary | 11 | 51.0238 | -4.2069 | System Transformation | Headroom (MW) | Thermal | 8.7598 | 8.5072 | 8.4293 | 8.3819 | 8.1907 | 8.041 | 7.6632 | 7.2981 | 6.8563 | 6.4286 | 4.6535 | 4.3085 | 2.5704 | 1.3066 | -0.91008 | -3.1189 | -7.4701 | -14.4319 | -20.6267
Alverdiscott_Indian Queens | EAST YELLAND 33KV | Park Lane SWEB | Primary | 11 | 51.0238 | -4.2069 | WPD Best View | Headroom (MW) | Thermal | 8.7632 | 8.5425 | 8.5171 | 8.5229 | 8.443 | 8.4041 | 8.3262 | 8.2241 | 8.0984 | 7.9657 | 7.8258 | 7.7234 | 7.6117 | 7.4495 | 5.4789 | 5.3253 | 3.5015 | 1.7119 | -0.26176
Alverdiscott_Indian Queens | FRADDON 33kV 'J' & 'K' BARS | FRADDON 33kV 'J' & 'K' BARS | Bulk Supply Point | 33 | 50.3756 | -4.9367 | Consumer Transformation | Headroom (MW) | Thermal | 11.2239 | 9.3811 | 8.6853 | 7.7063 | 6.216 | 4.0368 | 1.0275 | -1.8533 | -6.6253 | -10.6881 | -16.603 | -22.1834 | -30.1182 | -34.2379 | -43.7308 | -53.7385 | -87.8996 | -110.1074 | -148.2869
Alverdiscott_Indian Queens | FRADDON 33kV 'J' & 'K' BARS | FRADDON 33kV 'J' & 'K' BARS | Bulk Supply Point | 33 | 50.3756 | -4.9367 | Leading the Way | Headroom (MW) | Thermal | 11.4075 | 9.8183 | 9.542 | 9.1949 | 8.2101 | 7.2751 | 5.5564 | 2.1564 | 0.16742 | -7.2582 | -12.2012 | -20.1695 | -25.5195 | -31.9531 | -37.2008 | -32.6319 | -60.5517 | -84.6648 | -111.6635
Alverdiscott_Indian Queens | FRADDON 33kV 'J' & 'K' BARS | FRADDON 33kV 'J' & 'K' BARS | Bulk Supply Point | 33 | 50.3756 | -4.9367 | Steady Progression | Headroom (MW) | Thermal | 11.4203 | 9.9268 | 9.8111 | 9.6049 | 9.2024 | 8.8918 | 7.4205 | 5.937 | 4.391 | 2.763 | 1.242 | -0.1909 | -1.8634 | -3.5143 | -6.4589 | -7.173 | -15.2383 | -20.7417 | -29.0559
Alverdiscott_Indian Queens | FRADDON 33kV 'J' & 'K' BARS | FRADDON 33kV 'J' & 'K' BARS | Bulk Supply Point | 33 | 50.3756 | -4.9367 | System Transformation | Headroom (MW) | Thermal | 11.381 | 9.8035 | 9.4956 | 9.0609 | 8.2541 | 7.4733 | 5.9281 | 4.4731 | 2.7165 | 1.0081 | -1.9507 | -4.8272 | -10.0176 | -12.361 | -18.4839 | -25.4687 | -39.206 | -42.2821 | -59.3273
Alverdiscott_Indian Queens | FRADDON 33kV 'J' & 'K' BARS | FRADDON 33kV 'J' & 'K' BARS | Bulk Supply Point | 33 | 50.3756 | -4.9367 | WPD Best View | Headroom (MW) | Thermal | 11.4075 | 9.8183 | 9.542 | 9.1949 | 8.2101 | 7.2751 | 5.5564 | 2.1564 | 0.16742 | -7.2582 | -12.2012 | -20.1695 | -25.5195 | -31.9531 | -37.2008 | -32.6319 | -60.5517 | -84.6648 | -111.6635
Alverdiscott_Indian Queens | FRADDON 33kV 'J' & 'K' BARS | Drinnick. | Primary | 11 | 50.3622 | -4.8744 | Consumer Transformation | Headroom (MW) | Thermal | -15.5143 | -15.9764 | -16.067 | -16.2618 | -16.5268 | -16.8762 | -17.29 | -17.6853 | -18.1034 | -19.3604 | -19.8486 | -20.2908 | -22.9629 | -23.4089 | -23.822 | -26.9706 | -32.6485 | -24.8798 | -32.547
Alverdiscott_Indian Queens | FRADDON 33kV 'J' & 'K' BARS | Drinnick. | Primary | 11 | 50.3622 | -4.8744 | Leading the Way | Headroom (MW) | Thermal | -15.5006 | -15.9288 | -15.9728 | -16.1103 | -16.3153 | -16.5267 | -16.7898 | -17.0433 | -17.3207 | -19.396 | -19.6694 | -22.1534 | -22.4142 | -24.0468 | -24.2884 | -13.0197 | -18.953 | -22.6385 | -28.4174
Alverdiscott_Indian Queens | FRADDON 33kV 'J' & 'K' BARS | Drinnick. | Primary | 11 | 50.3622 | -4.8744 | Steady Progression | Headroom (MW) | Thermal | -15.4967 | -15.9111 | -15.9455 | -16.0588 | -16.1778 | -16.2864 | -17.4217 | -18.5692 | -19.7188 | -20.8641 | -21.9101 | -22.8974 | -24.0408 | -25.2359 | -25.8338 | -25.9864 | -29.5165 | -32.0154 | -33.9015
Alverdiscott_Indian Queens | FRADDON 33kV 'J' & 'K' BARS | Drinnick. | Primary | 11 | 50.3622 | -4.8744 | System Transformation | Headroom (MW) | Thermal | -15.5016 | -15.9331 | -15.9825 | -16.1269 | -16.276 | -16.4306 | -16.7092 | -16.9733 | -17.2576 | -17.5393 | -17.829 | -18.0987 | -19.7308 | -19.991 | -21.0943 | -23.1573 | -25.5818 | -14.4647 | -17.9498
Alverdiscott_Indian Queens | FRADDON 33kV 'J' & 'K' BARS | Drinnick. | Primary | 11 | 50.3622 | -4.8744 | WPD Best View | Headroom (MW) | Thermal | -15.5006 | -15.9288 | -15.9728 | -16.1103 | -16.3153 | -16.5267 | -16.7898 | -17.0433 | -17.3207 | -19.396 | -19.6694 | -22.1534 | -22.4142 | -24.0468 | -24.2884 | -13.0197 | -18.953 | -22.6385 | -28.4174
Alverdiscott_Indian Queens | FRADDON 33kV 'J' & 'K' BARS | Newquay Trencreek Ln | Primary | 11 | 50.4129 | -5.0569 | Consumer Transformation | Headroom (MW) | N/A | 12.8246 | 12.5679 | 12.453 | 12.6132 | 12.4032 | 12.0815 | 11.6772 | 11.3063 | 10.8467 | 10.35 | 9.7793 | 9.2433 | 8.7152 | 8.3981 | 7.8985 | 7.3305 | 4.9907 | 2.6481 | 0.47999
Alverdiscott_Indian Queens | FRADDON 33kV 'J' & 'K' BARS | Newquay Trencreek Ln | Primary | 11 | 50.4129 | -5.0569 | Leading the Way | Headroom (MW) | N/A | 12.8611 | 12.6464 | 12.5914 | 12.9669 | 12.8294 | 12.6832 | 12.4285 | 12.2433 | 11.9533 | 11.5966 | 11.267 | 10.9497 | 10.6332 | 10.6259 | 10.3973 | 10.1576 | 8.8624 | 7.7994 | 6.807
Alverdiscott_Indian Queens | FRADDON 33kV 'J' & 'K' BARS | Newquay Trencreek Ln | Primary | 11 | 50.4129 | -5.0569 | Steady Progression | Headroom (MW) | N/A | 12.847 | 12.6366 | 12.6237 | 12.8213 | 12.7573 | 12.6931 | 12.6513 | 12.6348 | 12.5674 | 12.5015 | 12.4135 | 12.3473 | 12.2842 | 12.3204 | 12.2569 | 12.1917 | 11.9887 | 11.8053 | 11.4334
Alverdiscott_Indian Queens | FRADDON 33kV 'J' & 'K' BARS | Newquay Trencreek Ln | Primary | 11 | 50.4129 | -5.0569 | System Transformation | Headroom (MW) | N/A | 12.8484 | 12.6286 | 12.5839 | 12.8351 | 12.7097 | 12.5777 | 12.3854 | 12.2902 | 12.0911 | 11.8706 | 11.6697 | 11.4226 | 11.1773 | 11.1102 | 10.873 | 10.6291 | 9.9359 | 9.1015 | 8.2885
Alverdiscott_Indian Queens | FRADDON 33kV 'J' & 'K' BARS | Newquay Trencreek Ln | Primary | 11 | 50.4129 | -5.0569 | WPD Best View | Headroom (MW) | N/A | 12.8611 | 12.6464 | 12.5914 | 12.9669 | 12.8294 | 12.6832 | 12.4285 | 12.2433 | 11.9533 | 11.5966 | 11.267 | 10.9497 | 10.6332 | 10.6259 | 10.3973 | 10.1576 | 8.8624 | 7.7994 | 6.807
Alverdiscott_Indian Queens | FRADDON 33kV 'J' & 'K' BARS | Newquay Trevemper | Primary | 11 | 50.3975 | -5.0704 | Consumer Transformation | Headroom (MW) | Thermal | 7.7174 | 7.2622 | 7.038 | 6.681 | 6.3013 | 5.831 | 5.0157 | 4.1899 | 2.5524 | 1.6238 | 0.54387 | -1.8661 | -3.7507 | -4.7718 | -8.4119 | -9.4862 | -18.6384 | -29.2504 | -39.3641
Alverdiscott_Indian Queens | FRADDON 33kV 'J' & 'K' BARS | Newquay Trevemper | Primary | 11 | 50.3975 | -5.0704 | Leading the Way | Headroom (MW) | Thermal | 7.7705 | 7.3977 | 7.2998 | 7.1271 | 6.9302 | 6.8773 | 6.4661 | 6.0323 | 5.5795 | 3.2371 | 1.8563 | -0.056747 | -1.9254 | -2.4319 | -4.7163 | -7.8404 | -14.893 | -20.7116 | -27.0177
Alverdiscott_Indian Queens | FRADDON 33kV 'J' & 'K' BARS | Newquay Trevemper | Primary | 11 | 50.3975 | -5.0704 | Steady Progression | Headroom (MW) | N/A | 7.7834 | 7.4323 | 7.394 | 7.2845 | 7.1881 | 7.1853 | 7.0771 | 6.9305 | 6.8089 | 6.6569 | 6.4824 | 6.3042 | 6.1321 | 5.954 | 5.7965 | 5.6322 | 3.5806 | 2.9603 | 0.85082
Alverdiscott_Indian Queens | FRADDON 33kV 'J' & 'K' BARS | Newquay Trevemper | Primary | 11 | 50.3975 | -5.0704 | System Transformation | Headroom (MW) | Thermal | 7.7661 | 7.3923 | 7.2908 | 7.1105 | 6.9154 | 6.8139 | 6.4167 | 6.0173 | 5.5964 | 5.1645 | 4.7245 | 2.9069 | 2.4816 | 1.1876 | -1.0538 | -1.4573 | -4.6382 | -9.1003 | -14.0861
Alverdiscott_Indian Queens | FRADDON 33kV 'J' & 'K' BARS | Newquay Trevemper | Primary | 11 | 50.3975 | -5.0704 | WPD Best View | Headroom (MW) | Thermal | 7.7705 | 7.3977 | 7.2998 | 7.1271 | 6.9302 | 6.8773 | 6.4661 | 6.0323 | 5.5795 | 3.2371 | 1.8563 | -0.056747 | -1.9254 | -2.4319 | -4.7163 | -7.8404 | -14.893 | -20.7116 | -27.0177
Alverdiscott_Indian Queens | FRADDON 33kV 'J' & 'K' BARS | Probus 33 | Primary | 11 | 50.2982 | -4.9515 | Consumer Transformation | Headroom (MW) | Thermal | 2.7307 | 2.625 | 2.583 | 2.4461 | 2.3061 | 2.1267 | 1.8915 | 1.6749 | 1.4512 | 1.276 | 0.16495 | 0.0061983 | -0.22044 | -0.44758 | -1.5047 | -3.5529 | -6.6436 | -10.4405 | -13.6401
Alverdiscott_Indian Queens | FRADDON 33kV 'J' & 'K' BARS | Probus 33 | Primary | 11 | 50.2982 | -4.9515 | Leading the Way | Headroom (MW) | Thermal | 2.7384 | 2.656 | 2.644 | 2.5369 | 2.4255 | 2.3228 | 2.1736 | 2.0474 | 1.8867 | 1.8111 | 1.6801 | 0.30436 | -0.66348 | -0.79758 | -0.91228 | -1.0025 | -4.0744 | -7.2319 | -8.9847
Alverdiscott_Indian Queens | FRADDON 33kV 'J' & 'K' BARS | Probus 33 | Primary | 11 | 50.2982 | -4.9515 | Steady Progression | Headroom (MW) | Thermal | 2.7405 | 2.6595 | 2.6511 | 2.6272 | 2.604 | 2.5781 | 2.5558 | 2.5308 | 2.4964 | 2.4277 | 2.3326 | 2.2879 | 2.1993 | 2.1186 | 2.0471 | 1.9791 | 1.6812 | 1.4102 | -0.3209
Alverdiscott_Indian Queens | FRADDON 33kV 'J' & 'K' BARS | Probus 33 | Primary | 11 | 50.2982 | -4.9515 | System Transformation | Headroom (MW) | Thermal | 2.7372 | 2.652 | 2.6352 | 2.521 | 2.4023 | 2.2876 | 2.1461 | 2.0011 | 1.8379 | 1.7182 | 1.5738 | 1.5088 | 1.3782 | 1.2473 | 1.1253 | -0.79206 | -2.0975 | -4.0401 | -4.5989
Alverdiscott_Indian Queens | FRADDON 33kV 'J' & 'K' BARS | Probus 33 | Primary | 11 | 50.2982 | -4.9515 | WPD Best View | Headroom (MW) | Thermal | 2.7384 | 2.656 | 2.644 | 2.5369 | 2.4255 | 2.3228 | 2.1736 | 2.0474 | 1.8867 | 1.8111 | 1.6801 | 0.30436 | -0.66348 | -0.79758 | -0.91228 | -1.0025 | -4.0744 | -7.2319 | -8.9847
Alverdiscott_Indian Queens | FRADDON 33kV 'J' & 'K' BARS | Roseland | Primary | 11 | 50.1983 | -4.9785 | Consumer Transformation | Headroom (MW) | Thermal | 5.4069 | 5.2545 | 5.1915 | 5.0751 | 4.9661 | 4.7282 | 4.4275 | 4.1359 | 3.8393 | 3.544 | 3.2198 | 2.9239 | 2.6317 | 2.3386 | 2.0346 | 1.7051 | 0.15245 | -1.31 | -2.6713
Alverdiscott_Indian Queens | FRADDON 33kV 'J' & 'K' BARS | Roseland | Primary | 11 | 50.1983 | -4.9785 | Leading the Way | Headroom (MW) | N/A | 5.4241 | 5.2954 | 5.2667 | 5.2063 | 5.0841 | 4.9577 | 4.7951 | 4.6278 | 4.4407 | 4.2776 | 4.117 | 3.9588 | 3.818 | 3.6556 | 3.4932 | 3.3429 | 2.5065 | 1.6411 | 0.86948
Alverdiscott_Indian Queens | FRADDON 33kV 'J' & 'K' BARS | Roseland | Primary | 11 | 50.1983 | -4.9785 | Steady Progression | Headroom (MW) | N/A | 5.4272 | 5.2999 | 5.2909 | 5.2478 | 5.2057 | 5.1769 | 5.1332 | 5.0789 | 5.0364 | 4.984 | 4.9392 | 4.89 | 4.8456 | 4.8013 | 4.7584 | 4.6761 | 4.5542 | 4.4164 | 4.168
Alverdiscott_Indian Queens | FRADDON 33kV 'J' & 'K' BARS | Roseland | Primary | 11 | 50.1983 | -4.9785 | System Transformation | Headroom (MW) | N/A | 5.4231 | 5.2903 | 5.2527 | 5.1861 | 5.1159 | 5.0386 | 4.9295 | 4.7456 | 4.543 | 4.3559 | 4.1652 | 3.981 | 3.8121 | 3.6377 | 3.4696 | 3.3204 | 2.7093 | 2.217 | 1.7477
Alverdiscott_Indian Queens | FRADDON 33kV 'J' & 'K' BARS | Roseland | Primary | 11 | 50.1983 | -4.9785 | WPD Best View | Headroom (MW) | N/A | 5.4241 | 5.2954 | 5.2667 | 5.2063 | 5.0841 | 4.9577 | 4.7951 | 4.6278 | 4.4407 | 4.2776 | 4.117 | 3.9588 | 3.818 | 3.6556 | 3.4932 | 3.3429 | 2.5065 | 1.6411 | 0.86948
Alverdiscott_Indian Queens | FRADDON 33kV 'J' & 'K' BARS | Truro Shortlanesend | Primary | 11 | 50.2778 | -5.0703 | Consumer Transformation | Headroom (MW) | Thermal | 9.7184 | 9.308 | 9.1469 | 8.8128 | 8.4261 | 7.8055 | 6.9655 | 6.185 | 4.4486 | 3.5386 | 1.1977 | -0.53983 | -2.8709 | -4.6862 | -8.2654 | -11.1043 | -23.4523 | -35.2148 | -48.8845
Alverdiscott_Indian Queens | FRADDON 33kV 'J' & 'K' BARS | Truro Shortlanesend | Primary | 11 | 50.2778 | -5.0703 | Leading the Way | Headroom (MW) | Thermal | 9.7741 | 9.4115 | 9.3729 | 9.128 | 8.9161 | 8.6208 | 8.1429 | 5.9089 | 5.2879 | 2.8754 | 0.2078 | -1.5123 | -3.3077 | -7.2984 | -9.5144 | -12.6097 | -22.3401 | -31.8634 | -43.2602
Alverdiscott_Indian Queens | FRADDON 33kV 'J' & 'K' BARS | Truro Shortlanesend | Primary | 11 | 50.2778 | -5.0703 | Steady Progression | Headroom (MW) | N/A | 9.7789 | 9.4696 | 9.457 | 9.343 | 9.2852 | 9.2047 | 9.0846 | 8.9911 | 8.8607 | 8.7169 | 8.6443 | 8.5372 | 8.3762 | 8.1873 | 6.176 | 5.9943 | 4.1334 | 2.3416 | 0.37433
Alverdiscott_Indian Queens | FRADDON 33kV 'J' & 'K' BARS | Truro Shortlanesend | Primary | 11 | 50.2778 | -5.0703 | System Transformation | Headroom (MW) | Thermal | 9.7678 | 9.4333 | 9.3756 | 9.195 | 9.0468 | 8.8461 | 8.4195 | 8.0522 | 7.5658 | 7.0982 | 5.4052 | 5.1122 | 2.524 | 2.1072 | -0.14387 | -2.3515 | -7.8738 | -14.3355 | -21.0687
Alverdiscott_Indian Queens | FRADDON 33kV 'J' & 'K' BARS | Truro Shortlanesend | Primary | 11 | 50.2778 | -5.0703 | WPD Best View | Headroom (MW) | Thermal | 9.7741 | 9.4115 | 9.3729 | 9.128 | 8.9161 | 8.6208 | 8.1429 | 5.9089 | 5.2879 | 2.8754 | 0.2078 | -1.5123 | -3.3077 | -7.2984 | -9.5144 | -12.6097 | -22.3401 | -31.8634 | -43.2602
Alverdiscott_Indian Queens | FRADDON 33kV 'L' & 'M' BARS | FRADDON 33kV 'L' & 'M' BARS | Bulk Supply Point | 33 | 50.3756 | -4.9367 | Consumer Transformation | Headroom (MW) | Thermal | 15.0454 | 14.2134 | 13.8744 | 13.2487 | 12.5976 | 11.5271 | 10.1847 | 7.1229 | 5.7182 | 4.1334 | -1.2487 | -6.0994 | -10.1355 | -17.229 | -24.1688 | -31.364 | -57.8448 | -89.5817 | -119.8294
Alverdiscott_Indian Queens | FRADDON 33kV 'L' & 'M' BARS | FRADDON 33kV 'L' & 'M' BARS | Bulk Supply Point | 33 | 50.3756 | -4.9367 | Leading the Way | Headroom (MW) | Thermal | 15.1251 | 14.4525 | 14.3296 | 13.9887 | 13.6133 | 13.1523 | 11.1081 | 10.4383 | 8.2601 | 4.7532 | -1.0141 | -6.0492 | -13.2775 | -20.5651 | -26.8039 | -35.7876 | -60.8298 | -85.6972 | -110.2778
Alverdiscott_Indian Queens | FRADDON 33kV 'L' & 'M' BARS | FRADDON 33kV 'L' & 'M' BARS | Bulk Supply Point | 33 | 50.3756 | -4.9367 | Steady Progression | Headroom (MW) | Thermal | 15.1394 | 14.499 | 14.4467 | 14.2367 | 14.0231 | 13.8101 | 13.6004 | 13.3495 | 13.0643 | 12.7924 | 12.5196 | 12.2632 | 11.9655 | 11.6941 | 7.7943 | 5.7405 | 3.2543 | -0.49494 | -6.0063
Alverdiscott_Indian Queens | FRADDON 33kV 'L' & 'M' BARS | FRADDON 33kV 'L' & 'M' BARS | Bulk Supply Point | 33 | 50.3756 | -4.9367 | System Transformation | Headroom (MW) | Thermal | 15.1164 | 14.4318 | 14.2897 | 13.9385 | 13.5415 | 13.1238 | 12.4589 | 11.8013 | 11.0428 | 10.2407 | 5.9396 | 2.9479 | 0.85786 | -2.6097 | -6.9579 | -12.1765 | -24.2365 | -41.1201 | -56.7904
Alverdiscott_Indian Queens | FRADDON 33kV 'L' & 'M' BARS | FRADDON 33kV 'L' & 'M' BARS | Bulk Supply Point | 33 | 50.3756 | -4.9367 | WPD Best View | Headroom (MW) | Thermal | 15.1251 | 14.4525 | 14.3296 | 13.9887 | 13.6133 | 13.1523 | 11.1081 | 10.4383 | 8.2601 | 4.7532 | -1.0141 | -6.0492 | -13.2775 | -20.5651 | -26.8039 | -35.7876 | -60.8298 | -85.6972 | -110.2778
Alverdiscott_Indian Queens | FRADDON 33kV 'L' & 'M' BARS | Fraddon | Primary | 11 | 50.3748 | -4.9365 | Consumer Transformation | Headroom (MW) | Thermal | -1.2835 | -1.5147 | -1.6185 | -1.7829 | -1.9614 | -2.2396 | -2.5807 | -3.7843 | -4.1676 | -4.5844 | -7.2866 | -10.0272 | -11.9103 | -14.6544 | -17.7514 | -21.8243 | -34.5545 | -48.8573 | -64.3731
Alverdiscott_Indian Queens | FRADDON 33kV 'L' & 'M' BARS | Fraddon | Primary | 11 | 50.3748 | -4.9365 | Leading the Way | Headroom (MW) | Thermal | -1.2601 | -1.4483 | -1.4911 | -1.5834 | -1.6763 | -1.7858 | -3.3088 | -3.4679 | -3.6767 | -6.5171 | -9.4297 | -12.4311 | -16.2711 | -20.6509 | -24.4466 | -27.4073 | -41.2174 | -54.8822 | -68.4314
Alverdiscott_Indian Queens | FRADDON 33kV 'L' & 'M' BARS | Fraddon | Primary | 11 | 50.3748 | -4.9365 | Steady Progression | Headroom (MW) | Thermal | -1.259 | -1.4342 | -1.4571 | -1.5128 | -1.5688 | -1.6259 | -1.6769 | -1.7472 | -1.827 | -1.9041 | -1.9572 | -2.0317 | -2.1077 | -2.1834 | -4.0709 | -5.9555 | -7.6719 | -9.3233 | -12.4416
Alverdiscott_Indian Queens | FRADDON 33kV 'L' & 'M' BARS | Fraddon | Primary | 11 | 50.3748 | -4.9365 | System Transformation | Headroom (MW) | Thermal | -1.2628 | -1.4536 | -1.4995 | -1.5946 | -1.6978 | -1.8175 | -1.9868 | -2.1691 | -2.3796 | -2.5808 | -4.9478 | -6.5159 | -8.0593 | -9.6129 | -11.6008 | -14.4955 | -21.6298 | -30.1111 | -38.9936
Alverdiscott_Indian Queens | FRADDON 33kV 'L' & 'M' BARS | Fraddon | Primary | 11 | 50.3748 | -4.9365 | WPD Best View | Headroom (MW) | Thermal | -1.2601 | -1.4483 | -1.4911 | -1.5834 | -1.6763 | -1.7858 | -3.3088 | -3.4679 | -3.6767 | -6.5171 | -9.4297 | -12.4311 | -16.2711 | -20.6509 | -24.4466 | -27.4073 | -41.2174 | -54.8822 | -68.4314
Alverdiscott_Indian Queens | FRADDON 33kV 'L' & 'M' BARS | Padstow | Primary | 11 | 50.5134 | -4.9532 | Consumer Transformation | Headroom (MW) | Thermal | 3.7586 | 3.4848 | 3.3456 | 3.1109 | 2.8711 | 2.4969 | 1.9918 | 1.4916 | 0.99907 | 0.40697 | -0.24033 | -0.86074 | -1.4824 | -2.9592 | -3.5665 | -4.24 | -7.4107 | -11.4431 | -15.1615
Alverdiscott_Indian Queens | FRADDON 33kV 'L' & 'M' BARS | Padstow | Primary | 11 | 50.5134 | -4.9532 | Leading the Way | Headroom (MW) | Thermal | 3.7914 | 3.5771 | 3.5089 | 3.3966 | 3.2638 | 3.1269 | 2.8932 | 2.6682 | 2.3888 | 2.0779 | 1.7802 | 1.4574 | 1.1642 | 0.84586 | 0.53657 | 0.22691 | -2.1875 | -3.4907 | -5.4184
Alverdiscott_Indian Queens | FRADDON 33kV 'L' & 'M' BARS | Padstow | Primary | 11 | 50.5134 | -4.9532 | Steady Progression | Headroom (MW) | N/A | 3.8021 | 3.6038 | 3.5735 | 3.5018 | 3.4316 | 3.3623 | 3.2838 | 3.1917 | 3.0962 | 2.9984 | 2.8794 | 2.7791 | 2.6674 | 2.5677 | 2.4646 | 2.3758 | 1.9485 | 1.5697 | 1.099
Alverdiscott_Indian Queens | FRADDON 33kV 'L' & 'M' BARS | Padstow | Primary | 11 | 50.5134 | -4.9532 | System Transformation | Headroom (MW) | Thermal | 3.7882 | 3.5724 | 3.4988 | 3.3759 | 3.2287 | 3.0798 | 2.8233 | 2.5806 | 2.2869 | 2.0009 | 1.723 | 1.429 | 1.1643 | 0.90213 | 0.6361 | 0.38554 | -0.76743 | -1.8502 | -2.7414
Alverdiscott_Indian Queens | FRADDON 33kV 'L' & 'M' BARS | Padstow | Primary | 11 | 50.5134 | -4.9532 | WPD Best View | Headroom (MW) | Thermal | 3.7914 | 3.5771 | 3.5089 | 3.3966 | 3.2638 | 3.1269 | 2.8932 | 2.6682 | 2.3888 | 2.0779 | 1.7802 | 1.4574 | 1.1642 | 0.84586 | 0.53657 | 0.22691 | -2.1875 | -3.4907 | -5.4184
Alverdiscott_Indian Queens | FRADDON 33kV 'L' & 'M' BARS | St Columb Major | Primary | 11 | 50.4377 | -4.9191 | Consumer Transformation | Headroom (MW) | Thermal | 2.843 | 2.6299 | 2.55 | 2.4163 | 2.2803 | 2.0617 | 1.7846 | 0.65761 | 0.37313 | 0.031653 | -1.75 | -2.9879 | -3.4016 | -6.0266 | -9.0356 | -11.2409 | -19.6957 | -29.6704 | -38.672
Alverdiscott_Indian Queens | FRADDON 33kV 'L' & 'M' BARS | St Columb Major | Primary | 11 | 50.4377 | -4.9191 | Leading the Way | Headroom (MW) | Thermal | 2.861 | 2.682 | 2.6444 | 2.5699 | 2.4851 | 2.3976 | 2.2547 | 2.122 | 0.59728 | 0.40372 | -2.0309 | -3.5912 | -6.5342 | -8.9893 | -10.9943 | -13.9091 | -21.9098 | -30.2771 | -38.5824
Alverdiscott_Indian Queens | FRADDON 33kV 'L' & 'M' BARS | St Columb Major | Primary | 11 | 50.4377 | -4.9191 | Steady Progression | Headroom (MW) | Thermal | 2.8638 | 2.6876 | 2.6759 | 2.6197 | 2.5644 | 2.5103 | 2.4549 | 2.3974 | 2.3296 | 2.2657 | 2.1963 | 2.139 | 2.0689 | 2.0098 | 0.13414 | 0.073656 | -0.22375 | -1.8423 | -3.5382
Alverdiscott_Indian Queens | FRADDON 33kV 'L' & 'M' BARS | St Columb Major | Primary | 11 | 50.4377 | -4.9191 | System Transformation | Headroom (MW) | Thermal | 2.8601 | 2.6792 | 2.6397 | 2.5595 | 2.467 | 2.3707 | 2.2159 | 2.0676 | 1.9038 | 1.7448 | 0.21442 | -0.76747 | -0.91478 | -2.4282 | -4.3882 | -6.3401 | -9.7164 | -15.2935 | -19.9532
Alverdiscott_Indian Queens | FRADDON 33kV 'L' & 'M' BARS | St Columb Major | Primary | 11 | 50.4377 | -4.9191 | WPD Best View | Headroom (MW) | Thermal | 2.861 | 2.682 | 2.6444 | 2.5699 | 2.4851 | 2.3976 | 2.2547 | 2.122 | 0.59728 | 0.40372 | -2.0309 | -3.5912 | -6.5342 | -8.9893 | -10.9943 | -13.9091 | -21.9098 | -30.2771 | -38.5824
Alverdiscott_Indian Queens | FRADDON 33kV 'L' & 'M' BARS | St Mawgan | Primary | 11 | 50.4273 | -5.0057 | Consumer Transformation | Headroom (MW) | Thermal | -0.10758 | -0.22166 | -0.23769 | -0.33064 | -0.42739 | -0.62689 | -0.84599 | -1.077 | -1.3214 | -1.5559 | -1.8068 | -2.0586 | -3.1762 | -3.4238 | -3.6503 | -3.8938 | -6.0189 | -9.446 | -11.4577
Alverdiscott_Indian Queens | FRADDON 33kV 'L' & 'M' BARS | St Mawgan | Primary | 11 | 50.4273 | -5.0057 | Leading the Way | Headroom (MW) | Thermal | -0.10228 | -0.1933 | -0.16766 | -0.22937 | -0.2943 | -0.42145 | -0.5661 | -0.719 | -0.88431 | -1.0463 | -1.1687 | -1.3193 | -1.4714 | -1.6057 | -1.7345 | -4.5331 | -5.3501 | -6.8822 | -7.6805
Alverdiscott_Indian Queens | FRADDON 33kV 'L' & 'M' BARS | St Mawgan | Primary | 11 | 50.4273 | -5.0057 | Steady Progression | Headroom (MW) | Thermal | -0.10246 | -0.19326 | -0.18065 | -0.20704 | -0.23907 | -0.27162 | -0.29641 | -0.32734 | -0.36941 | -0.40257 | -0.43398 | -0.45821 | -0.49808 | -0.53503 | -0.56845 | -0.58844 | -0.63354 | -0.73401 | -0.96051
Alverdiscott_Indian Queens | FRADDON 33kV 'L' & 'M' BARS | St Mawgan | Primary | 11 | 50.4273 | -5.0057 | System Transformation | Headroom (MW) | Thermal | -0.10412 | -0.20123 | -0.18419 | -0.23735 | -0.29135 | -0.34426 | -0.4285 | -0.51293 | -0.60323 | -0.7592 | -0.88504 | -1.0328 | -1.1674 | -1.3057 | -1.4399 | -1.5614 | -1.9579 | -3.7003 | -4.9371
Alverdiscott_Indian Queens | FRADDON 33kV 'L' & 'M' BARS | St Mawgan | Primary | 11 | 50.4273 | -5.0057 | WPD Best View | Headroom (MW) | Thermal | -0.10228 | -0.1933 | -0.16766 | -0.22937 | -0.2943 | -0.42145 | -0.5661 | -0.719 | -0.88431 | -1.0463 | -1.1687 | -1.3193 | -1.4714 | -1.6057 | -1.7345 | -4.5331 | -5.3501 | -6.8822 | -7.6805
Alverdiscott_Indian Queens | HAYLE 33KV | HAYLE 33KV | Bulk Supply Point | 33 | 50.1929 | -5.4298 | Consumer Transformation | Headroom (MW) | Thermal | 25.9502 | 24.1102 | 23.1177 | 21.4806 | 19.5556 | -41.7529 | -45.5969 | -49.4014 | -63.471 | -68.4287 | -83.1468 | -88.9258 | -94.152 | -129.2545 | -139.6913 | -204.9701 | -289.5034 | -329.1215 | -360.0951
Alverdiscott_Indian Queens | HAYLE 33KV | HAYLE 33KV | Bulk Supply Point | 33 | 50.1929 | -5.4298 | Leading the Way | Headroom (MW) | Thermal | 26.1235 | 24.6452 | 24.268 | 23.4184 | 22.3097 | -37.4502 | -39.4555 | -41.3927 | -55.247 | -57.4712 | -69.7166 | -68.6457 | -74.9032 | -110.1026 | -120.6208 | -184.0915 | -255.8187 | -278.7764 | -299.2393
Alverdiscott_Indian Queens | HAYLE 33KV | HAYLE 33KV | Bulk Supply Point | 33 | 50.1929 | -5.4298 | Steady Progression | Headroom (MW) | N/A | 26.1421 | 24.7929 | 24.6089 | 24.115 | 23.5803 | 23.1838 | 22.5746 | 21.9408 | 21.2397 | 20.5246 | 19.7662 | 18.8561 | 17.9179 | 17.0578 | 16.2133 | 13.6328 | 13.5362 | 12.0827 | 8.3976
Alverdiscott_Indian Queens | HAYLE 33KV | HAYLE 33KV | Bulk Supply Point | 33 | 50.1929 | -5.4298 | System Transformation | Headroom (MW) | Thermal | 26.0985 | 24.6304 | 24.205 | 23.3266 | 22.2447 | 21.2857 | 19.2794 | 17.3355 | 15.0727 | 12.9427 | -33.3783 | -30.1071 | -32.2892 | -34.3821 | -46.0314 | -49.7988 | -72.3923 | -117.9447 | -131.1055
Alverdiscott_Indian Queens | HAYLE 33KV | HAYLE 33KV | Bulk Supply Point | 33 | 50.1929 | -5.4298 | WPD Best View | Headroom (MW) | Thermal | 26.1235 | 24.6499 | 24.268 | 23.4184 | 22.3097 | -37.4502 | -39.4555 | -41.3927 | -55.247 | -57.4712 | -69.7166 | -68.6457 | -74.9032 | -110.1026 | -120.6208 | -184.0915 | -255.8187 | -278.7764 | -299.2393
Alverdiscott_Indian Queens | HAYLE 33KV | Geevor | Primary | 11 | 50.1487 | -5.6732 | Consumer Transformation | Headroom (MW) | Thermal | 5.7825 | 5.6583 | 5.592 | 5.5029 | 5.3943 | 5.2422 | 5.0385 | 4.8381 | 4.6434 | 4.3809 | 4.0893 | 3.825 | 3.5524 | 3.2879 | 3.0208 | 2.7184 | 1.4379 | -4.9867 | -6.1653
Alverdiscott_Indian Queens | HAYLE 33KV | Geevor | Primary | 11 | 50.1487 | -5.6732 | Leading the Way | Headroom (MW) | Thermal | 5.8005 | 5.6642 | 5.6395 | 5.5921 | 5.5436 | 5.4874 | 5.3975 | 5.3129 | 5.2124 | 5.0574 | 4.9212 | 4.7851 | 4.6514 | 4.5 | 4.3596 | 4.2181 | 3.5057 | -0.1327 | -0.63463
Alverdiscott_Indian Queens | HAYLE 33KV | Geevor | Primary | 11 | 50.1487 | -5.6732 | Steady Progression | Headroom (MW) | N/A | 5.803 | 5.6967 | 5.6864 | 5.6476 | 5.619 | 5.5822 | 5.5527 | 5.5118 | 5.4728 | 5.4321 | 5.3872 | 5.3406 | 5.3044 | 5.2684 | 5.2353 | 5.2004 | 5.07 | 4.9672 | 4.7505
Alverdiscott_Indian Queens | HAYLE 33KV | Geevor | Primary | 11 | 50.1487 | -5.6732 | System Transformation | Headroom (MW) | N/A | 5.7992 | 5.6879 | 5.6583 | 5.6047 | 5.5382 | 5.4724 | 5.3682 | 5.2625 | 5.1427 | 5.0325 | 4.9172 | 4.8075 | 4.7047 | 4.6104 | 4.515 | 4.4229 | 4.0277 | 3.592 | 3.1818
Alverdiscott_Indian Queens | HAYLE 33KV | Geevor | Primary | 11 | 50.1487 | -5.6732 | WPD Best View | Headroom (MW) | Thermal | 5.8005 | 5.6642 | 5.6395 | 5.5921 | 5.5436 | 5.4874 | 5.3975 | 5.3129 | 5.2124 | 5.0574 | 4.9212 | 4.7851 | 4.6514 | 4.5 | 4.3596 | 4.2181 | 3.5057 | -0.1327 | -0.63463
Alverdiscott_Indian Queens | HAYLE 33KV | Hayle | Primary | 11 | 50.1928 | -5.4284 | Consumer Transformation | Headroom (MW) | Thermal | 5.461 | 5.0302 | 4.7698 | 4.3344 | 3.8588 | 3.3262 | 2.3686 | 1.4113 | -9.8218 | -11.6702 | -22.9556 | -21.7153 | -23.7047 | -55.583 | -59.3059 | -60.4896 | -146.1629 | -154.6843 | -163.7987
Alverdiscott_Indian Queens | HAYLE 33KV | Hayle | Primary | 11 | 50.1928 | -5.4284 | Leading the Way | Headroom (MW) | Thermal | 5.5328 | 5.1995 | 5.0772 | 4.8491 | 4.5815 | 4.5184 | 4.0036 | 3.4911 | -8.7293 | -9.2782 | -19.8838 | -18.9333 | -20.8557 | -53.496 | -55.8024 | -58.9766 | -139.1421 | -145.0748 | -150.5296
Alverdiscott_Indian Queens | HAYLE 33KV | Hayle | Primary | 11 | 50.1928 | -5.4284 | Steady Progression | Headroom (MW) | N/A | 5.5297 | 5.2177 | 5.1727 | 5.0869 | 4.9921 | 5.0426 | 4.918 | 4.7823 | 4.6385 | 4.4924 | 4.3371 | 4.126 | 3.8966 | 3.6776 | 3.4541 | 1.4227 | 0.56699 | 2.2814 | 1.3817
Alverdiscott_Indian Queens | HAYLE 33KV | Hayle | Primary | 11 | 50.1928 | -5.4284 | System Transformation | Headroom (MW) | Thermal | 5.5173 | 5.1836 | 5.0686 | 4.8949 | 4.6198 | 4.5017 | 3.9938 | 3.5044 | 2.9304 | 2.4114 | -3.0976 | -1.2566 | -1.7954 | -2.32 | -10.6358 | -11.1233 | -26.2324 | -61.641 | -66.9005
Alverdiscott_Indian Queens | HAYLE 33KV | Hayle | Primary | 11 | 50.1928 | -5.4284 | WPD Best View | Headroom (MW) | Thermal | 5.5328 | 5.1995 | 5.0772 | 4.8491 | 4.5815 | 4.5184 | 4.0036 | 3.4911 | -8.7293 | -9.2782 | -19.8838 | -18.9333 | -20.8557 | -53.496 | -55.8024 | -58.9766 | -131.3134 | -136.9123 | -142.0602
Alverdiscott_Indian Queens | HAYLE 33KV | Isles Of Scilly | Primary | 11 | 49.9144 | -6.3128 | Consumer Transformation | Headroom (MW) | Thermal | 1.9395 | 1.8399 | 1.788 | 1.7156 | 1.6239 | 1.5055 | 1.3368 | 1.1726 | 1.0099 | 0.83854 | 0.64751 | 3.5451 | 3.3681 | 3.1909 | 3.0107 | 2.8131 | 1.7867 | 0.69819 | -0.31837
Alverdiscott_Indian Queens | HAYLE 33KV | Isles Of Scilly | Primary | 11 | 49.9144 | -6.3128 | Leading the Way | Headroom (MW) | N/A | 1.9525 | 1.8676 | 1.8429 | 1.8007 | 1.7584 | 1.7102 | 1.633 | 1.5581 | 1.4747 | 1.3908 | 1.3138 | 4.3102 | 4.2256 | 4.1477 | 4.0604 | 3.9755 | 3.5091 | 3.0003 | 2.5347
Alverdiscott_Indian Queens | HAYLE 33KV | Isles Of Scilly | Primary | 11 | 49.9144 | -6.3128 | Steady Progression | Headroom (MW) | N/A | 1.9529 | 1.8684 | 1.8641 | 1.8344 | 1.8059 | 1.7779 | 1.7537 | 1.7244 | 1.6979 | 1.6625 | 1.6292 | 1.5962 | 1.5621 | 1.5321 | 1.5038 | 1.4818 | 4.452 | 4.354 | 4.1493
Alverdiscott_Indian Queens | HAYLE 33KV | Isles Of Scilly | Primary | 11 | 49.9144 | -6.3128 | System Transformation | Headroom (MW) | N/A | 1.9514 | 1.865 | 1.8383 | 1.7936 | 1.7476 | 1.6956 | 1.6123 | 1.5298 | 1.4369 | 1.344 | 1.2521 | 4.2428 | 4.151 | 4.0727 | 3.997 | 3.9217 | 3.5963 | 3.2197 | 2.8489
Alverdiscott_Indian Queens | HAYLE 33KV | Isles Of Scilly | Primary | 11 | 49.9144 | -6.3128 | WPD Best View | Headroom (MW) | N/A | 1.9525 | 1.8676 | 1.8429 | 1.8007 | 1.7584 | 1.7102 | 1.633 | 1.5581 | 1.4747 | 1.3908 | 1.3138 | 4.3102 | 4.2256 | 4.1477 | 4.0604 | 3.9755 | 3.5091 | 3.0003 | 2.5347
Alverdiscott_Indian Queens | HAYLE 33KV | Marazion | Primary | 11 | 50.1371 | -5.465 | Consumer Transformation | Headroom (MW) | Thermal | 3.9063 | 3.711 | 3.6352 | 3.4211 | 3.1921 | 2.8701 | 2.4934 | 2.1088 | 1.7199 | 1.3377 | 0.89076 | -0.38045 | -0.79865 | -1.2037 | -1.5992 | -2.0521 | -5.1992 | -8.4162 | -11.3964
Alverdiscott_Indian Queens | HAYLE 33KV | Marazion | Primary | 11 | 50.1371 | -5.465 | Leading the Way | Headroom (MW) | Thermal | 3.9193 | 3.7651 | 3.7473 | 3.6006 | 3.4318 | 3.2832 | 3.0599 | 2.8313 | 2.6004 | 2.3863 | 2.1629 | 1.9537 | 1.7528 | 1.5336 | 0.4613 | 0.26026 | -0.91175 | -2.9509 | -4.8609
Alverdiscott_Indian Queens | HAYLE 33KV | Marazion | Primary | 11 | 50.1371 | -5.465 | Steady Progression | Headroom (MW) | N/A | 3.932 | 3.7818 | 3.7658 | 3.653 | 3.5316 | 3.4119 | 3.2887 | 3.163 | 3.0281 | 2.8986 | 2.765 | 2.6347 | 2.5072 | 2.3719 | 2.2523 | 2.1451 | 1.641 | 1.2083 | 0.69808
Alverdiscott_Indian Queens | HAYLE 33KV | Marazion | Primary | 11 | 50.1371 | -5.465 | System Transformation | Headroom (MW) | Thermal | 3.918 | 3.7603 | 3.732 | 3.5761 | 3.4041 | 3.2342 | 3.0008 | 2.7676 | 2.5045 | 2.2466 | 2.0044 | 1.7741 | 1.5454 | 1.3173 | 1.0979 | 0.88935 | -0.0077231 | -1.7833 | -2.5863
Alverdiscott_Indian Queens | HAYLE 33KV | Marazion | Primary | 11 | 50.1371 | -5.465 | WPD Best View | Headroom (MW) | Thermal | 3.9193 | 3.7651 | 3.7473 | 3.6006 | 3.4318 | 3.2832 | 3.0599 | 2.8313 | 2.6004 | 2.3863 | 2.1629 | 1.9537 | 1.7528 | 1.5336 | 0.4613 | 0.26026 | -0.91175 | -2.9509 | -4.8609
Alverdiscott_Indian Queens | HAYLE 33KV | Mousehole | Primary | 11 | 50.0837 | -5.5488 | Consumer Transformation | Headroom (MW) | Thermal | 2.5725 | 2.5015 | 2.4619 | 2.4059 | 2.3407 | 2.2509 | 2.0572 | 1.8625 | 1.6788 | 1.4891 | 1.2763 | 1.0862 | 0.88986 | 0.70312 | -0.34234 | -0.55107 | -2.9894 | -4.8349 | -5.7832
Alverdiscott_Indian Queens | HAYLE 33KV | Mousehole | Primary | 11 | 50.0837 | -5.5488 | Leading the Way | Headroom (MW) | Thermal | 2.5866 | 2.5251 | 2.5084 | 2.4804 | 2.4521 | 2.3614 | 2.2399 | 2.123 | 1.9886 | 1.8781 | 1.7621 | 1.6664 | 0.19128 | 0.074939 | -0.028764 | -0.1406 | -1.6418 | -3.4759 | -4.0793
Alverdiscott_Indian Queens | HAYLE 33KV | Mousehole | Primary | 11 | 50.0837 | -5.5488 | Steady Progression | Headroom (MW) | N/A | 2.5878 | 2.527 | 2.5219 | 2.5064 | 2.4827 | 2.4689 | 2.4448 | 2.4292 | 2.4041 | 2.3786 | 2.3531 | 2.334 | 2.312 | 2.2944 | 2.2789 | 2.2657 | 2.2091 | 2.15 | 2.0003
Alverdiscott_Indian Queens | HAYLE 33KV | Mousehole | Primary | 11 | 50.0837 | -5.5488 | System Transformation | Headroom (MW) | Thermal | 2.586 | 2.5221 | 2.5022 | 2.4695 | 2.4349 | 2.3982 | 2.3282 | 2.26 | 2.1859 | 2.117 | 1.9952 | 1.8746 | 1.7479 | 1.6347 | 1.5282 | 1.4253 | -0.3041 | -0.57454 | -0.87475
Alverdiscott_Indian Queens | HAYLE 33KV | Mousehole | Primary | 11 | 50.0837 | -5.5488 | WPD Best View | Headroom (MW) | Thermal | 2.5866 | 2.5251 | 2.5084 | 2.4804 | 2.4521 | 2.3614 | 2.2399 | 2.123 | 1.9886 | 1.8781 | 1.7621 | 1.6664 | 0.19128 | 0.074939 | -0.028764 | -0.1406 | -1.6418 | -3.4759 | -4.0793
Alverdiscott_Indian Queens | HAYLE 33KV | Newlyn | Primary | 11 | 50.1102 | -5.5621 | Consumer Transformation | Headroom (MW) | Thermal | 2.8251 | 2.6934 | 2.6298 | 2.5348 | 2.3597 | 2.1424 | 1.8709 | 1.6007 | 1.3325 | 1.0588 | 0.76693 | 0.48206 | 0.2059 | -0.064605 | -0.34038 | -0.63698 | -2.9951 | -5.6786 | -7.0141
Alverdiscott_Indian Queens | HAYLE 33KV | Newlyn | Primary | 11 | 50.1102 | -5.5621 | Leading the Way | Headroom (MW) | Thermal | 2.8333 | 2.725 | 2.7018 | 2.656 | 2.5322 | 2.3989 | 2.2406 | 2.0868 | 1.9126 | 1.7499 | 1.6007 | 1.4644 | 1.325 | 1.1697 | -0.7928 | -0.93748 | -1.7369 | -2.5733 | -5.5524
Alverdiscott_Indian Queens | HAYLE 33KV | Newlyn | Primary | 11 | 50.1102 | -5.5621 | Steady Progression | Headroom (MW) | N/A | 2.8353 | 2.7386 | 2.7201 | 2.6909 | 2.655 | 2.6284 | 2.5905 | 2.5511 | 2.5135 | 2.4745 | 2.4259 | 2.3347 | 2.2335 | 2.1471 | 2.0538 | 1.9801 | 1.7654 | 1.6784 | 1.4687
Alverdiscott_Indian Queens | HAYLE 33KV | Newlyn | Primary | 11 | 50.1102 | -5.5621 | System Transformation | Headroom (MW) | Thermal | 2.8321 | 2.721 | 2.6927 | 2.6403 | 2.5755 | 2.5067 | 2.3338 | 2.1728 | 1.9772 | 1.7966 | 1.6195 | 1.4538 | 1.2852 | 1.129 | 0.98057 | 0.83074 | 0.25628 | -1.5263 | -1.944
Alverdiscott_Indian Queens | HAYLE 33KV | Newlyn | Primary | 11 | 50.1102 | -5.5621 | WPD Best View | Headroom (MW) | Thermal | 2.8333 | 2.725 | 2.7018 | 2.656 | 2.5322 | 2.3989 | 2.2406 | 2.0868 | 1.9126 | 1.7499 | 1.6007 | 1.4644 | 1.325 | 1.1697 | -0.7928 | -0.93748 | -1.7369 | -2.5733 | -5.5524
Alverdiscott_Indian Queens | HAYLE 33KV | Penzance Causewayhead | Primary | 11 | 50.1203 | -5.5385 | Consumer Transformation | Headroom (MW) | Thermal | 13.4235 | 13.2706 | 13.1486 | 12.9645 | 12.7645 | 12.466 | 11.996 | 11.5292 | 11.0673 | 10.5833 | 10.0745 | 9.5757 | 9.0932 | 8.599 | 8.1068 | 7.5526 | 4.8891 | 2.3018 | -0.093513
Alverdiscott_Indian Queens | HAYLE 33KV | Penzance Causewayhead | Primary | 11 | 50.1203 | -5.5385 | Leading the Way | Headroom (MW) | N/A | 13.4236 | 13.3043 | 13.2889 | 13.2007 | 13.0936 | 12.9181 | 12.6667 | 12.4312 | 12.1564 | 11.9102 | 11.6693 | 11.4212 | 11.178 | 10.9207 | 10.6508 | 10.4053 | 9.0877 | 7.956 | 6.8455
Alverdiscott_Indian Queens | HAYLE 33KV | Penzance Causewayhead | Primary | 11 | 50.1203 | -5.5385 | Steady Progression | Headroom (MW) | N/A | 13.4235 | 13.3077 | 13.3058 | 13.272 | 13.2158 | 13.151 | 13.0852 | 13.0156 | 12.937 | 12.8583 | 12.7739 | 12.6864 | 12.6018 | 12.5316 | 12.4561 | 12.3964 | 12.0873 | 11.8197 | 11.382
Alverdiscott_Indian Queens | HAYLE 33KV | Penzance Causewayhead | Primary | 11 | 50.1203 | -5.5385 | System Transformation | Headroom (MW) | N/A | 13.4236 | 13.3087 | 13.2784 | 13.1782 | 13.054 | 12.9315 | 12.7271 | 12.5215 | 12.288 | 12.0667 | 11.7891 | 11.5171 | 11.2494 | 10.9898 | 10.7352 | 10.5 | 9.5846 | 8.6884 | 7.865
Alverdiscott_Indian Queens | HAYLE 33KV | Penzance Causewayhead | Primary | 11 | 50.1203 | -5.5385 | WPD Best View | Headroom (MW) | N/A | 13.4236 | 13.3089 | 13.2889 | 13.2007 | 13.0936 | 12.9181 | 12.6667 | 12.4312 | 12.1564 | 11.9102 | 11.6693 | 11.4212 | 11.178 | 10.9207 | 10.6508 | 10.4053 | 9.0877 | 7.956 | 6.8455
Alverdiscott_Indian Queens | HAYLE 33KV | Penzance Heamoor | Primary | 11 | 50.1317 | -5.5542 | Consumer Transformation | Headroom (MW) | Thermal | 12.02 | 11.8131 | 11.714 | 11.5643 | 11.332 | 10.9885 | 10.5384 | 10.1027 | 9.6595 | 9.2027 | 8.6897 | 3.0802 | 2.6016 | 2.1208 | 0.79169 | -1.5965 | -4.3709 | -7.8676 | -11.6953
Alverdiscott_Indian Queens | HAYLE 33KV | Penzance Heamoor | Primary | 11 | 50.1317 | -5.5542 | Leading the Way | Headroom (MW) | Thermal | 12.0482 | 11.8826 | 11.8405 | 11.7841 | 11.6421 | 11.4717 | 11.2492 | 11.0369 | 10.782 | 10.5457 | 10.3185 | 10.0916 | 8.5004 | 8.2513 | 5.9639 | 5.7313 | 2.269 | 1.0634 | -1.3099
Alverdiscott_Indian Queens | HAYLE 33KV | Penzance Heamoor | Primary | 11 | 50.1317 | -5.5542 | Steady Progression | Headroom (MW) | N/A | 12.0516 | 11.9022 | 11.8752 | 11.8318 | 11.7907 | 11.7351 | 11.6763 | 11.6263 | 11.5526 | 11.484 | 11.4056 | 11.2669 | 11.1328 | 11.0097 | 10.8807 | 10.7715 | 10.3596 | 10.1036 | 9.7644
Alverdiscott_Indian Queens | HAYLE 33KV | Penzance Heamoor | Primary | 11 | 50.1317 | -5.5542 | System Transformation | Headroom (MW) | N/A | 12.0458 | 11.8781 | 11.832 | 11.7566 | 11.6617 | 11.5596 | 11.3162 | 11.0825 | 10.8122 | 10.5444 | 10.2887 | 10.0251 | 9.768 | 9.5158 | 9.2679 | 7.2089 | 6.1676 | 5.3671 | 3.3255
Alverdiscott_Indian Queens | HAYLE 33KV | Penzance Heamoor | Primary | 11 | 50.1317 | -5.5542 | WPD Best View | Headroom (MW) | Thermal | 12.0482 | 11.8826 | 11.8405 | 11.7841 | 11.6421 | 11.4717 | 11.2492 | 11.0369 | 10.782 | 10.5457 | 10.3185 | 10.0916 | 8.5004 | 8.2513 | 5.9639 | 5.7313 | 2.269 | 1.0634 | -1.3099
Alverdiscott_Indian Queens | HAYLE 33KV | St Buryan | Primary | 11 | 50.0831 | -5.6296 | Consumer Transformation | Headroom (MW) | Thermal | 2.4296 | 2.315 | 2.2708 | 2.1913 | 2.1117 | 1.9797 | 1.8077 | 1.6476 | 1.4852 | 1.2576 | 0.99705 | -0.096228 | -0.33936 | -0.5823 | -2.618 | -2.8716 | -5.8191 | -9.3762 | -12.8622
Alverdiscott_Indian Queens | HAYLE 33KV | St Buryan | Primary | 11 | 50.0831 | -5.6296 | Leading the Way | Headroom (MW) | Thermal | 2.4366 | 2.3424 | 2.3227 | 2.2842 | 2.2363 | 2.1966 | 2.1176 | 2.0525 | 1.9668 | 1.84 | 1.7131 | 0.21398 | 0.08601 | -0.90433 | -2.8498 | -2.9703 | -5.9427 | -7.9641 | -9.4399
Alverdiscott_Indian Queens | HAYLE 33KV | St Buryan | Primary | 11 | 50.0831 | -5.6296 | Steady Progression | Headroom (MW) | N/A | 2.4362 | 2.3526 | 2.3366 | 2.3126 | 2.2803 | 2.2577 | 2.225 | 2.1916 | 2.1572 | 2.1224 | 2.0902 | 2.0623 | 2.0161 | 1.9898 | 1.9661 | 1.9454 | 1.8348 | 0.37924 | 0.18002
Alverdiscott_Indian Queens | HAYLE 33KV | St Buryan | Primary | 11 | 50.0831 | -5.6296 | System Transformation | Headroom (MW) | Thermal | 2.4349 | 2.3384 | 2.3151 | 2.2719 | 2.2166 | 2.1683 | 2.0738 | 1.9903 | 1.8849 | 1.8022 | 1.7095 | 1.6245 | 1.5435 | 1.4582 | -0.43447 | -0.50219 | -0.8102 | -3.399 | -5.1338
Alverdiscott_Indian Queens | HAYLE 33KV | St Buryan | Primary | 11 | 50.0831 | -5.6296 | WPD Best View | Headroom (MW) | Thermal | 2.4366 | 2.3424 | 2.3227 | 2.2842 | 2.2363 | 2.1966 | 2.1176 | 2.0525 | 1.9668 | 1.84 | 1.7131 | 0.21398 | 0.08601 | -0.90433 | -2.8498 | -2.9703 | -5.9427 | -7.9641 | -9.4399
Alverdiscott_Indian Queens | HAYLE 33KV | St Ives | Primary | 11 | 50.1921 | -5.4928 | Consumer Transformation | Headroom (MW) | Thermal | 7.8922 | 7.5955 | 7.426 | 7.164 | 6.8962 | 6.4683 | 5.8883 | 5.3179 | 4.7469 | 4.0857 | 3.3695 | 2.6647 | 1.9724 | 1.2701 | 0.57736 | -0.18933 | -3.7411 | -8.1144 | -11.2944
Alverdiscott_Indian Queens | HAYLE 33KV | St Ives | Primary | 11 | 50.1921 | -5.4928 | Leading the Way | Headroom (MW) | Thermal | 7.8923 | 7.6879 | 7.6172 | 7.4889 | 7.3563 | 7.1969 | 6.9294 | 6.6763 | 6.3812 | 6.0413 | 5.6984 | 5.3738 | 5.0348 | 4.6925 | 4.3497 | 4.0102 | 2.3512 | -0.41 | -2.3998
Alverdiscott_Indian Queens | HAYLE 33KV | St Ives | Primary | 11 | 50.1921 | -5.4928 | Steady Progression | Headroom (MW) | N/A | 7.8922 | 7.7185 | 7.6788 | 7.5978 | 7.5255 | 7.4465 | 7.3581 | 7.264 | 7.1564 | 7.0396 | 6.9173 | 6.7928 | 6.6696 | 6.5536 | 6.4507 | 6.3422 | 5.8683 | 5.4591 | 4.941
Alverdiscott_Indian Queens | HAYLE 33KV | St Ives | Primary | 11 | 50.1921 | -5.4928 | System Transformation | Headroom (MW) | N/A | 7.8922 | 7.6837 | 7.6058 | 7.4592 | 7.3107 | 7.1358 | 6.8437 | 6.5625 | 6.2284 | 5.8998 | 5.5782 | 5.2647 | 4.9456 | 4.6446 | 4.3517 | 4.0624 | 2.7644 | 1.5469 | 0.54732
Alverdiscott_Indian Queens | HAYLE 33KV | St Ives | Primary | 11 | 50.1921 | -5.4928 | WPD Best View | Headroom (MW) | Thermal | 7.8923 | 7.6879 | 7.6172 | 7.4889 | 7.3563 | 7.1969 | 6.9294 | 6.6763 | 6.3812 | 6.0413 | 5.6984 | 5.3738 | 5.0348 | 4.6925 | 4.3497 | 4.0102 | 2.3512 | -0.41 | -2.3998
Alverdiscott_Indian Queens | North Tawton 33kV | North Tawton 33kV | Bulk Supply Point | 33 | 50.7963 | -3.9135 | Consumer Transformation | Headroom (MW) | Thermal | 15.0773 | 14.7577 | 14.6216 | 14.3994 | 14.1696 | 13.8165 | 13.2523 | 12.7916 | 12.3501 | 11.9196 | 10.4242 | 7.6198 | 7.0962 | 6.6643 | 0.83385 | -3.2109 | -18.3094 | -30.587 | -42.7565
Alverdiscott_Indian Queens | North Tawton 33kV | North Tawton 33kV | Bulk Supply Point | 33 | 50.7963 | -3.9135 | Leading the Way | Headroom (MW) | Thermal | 15.1208 | 14.8692 | 14.8202 | 14.7432 | 14.6522 | 14.5835 | 14.1394 | 6.7347 | 5.0221 | 4.9621 | 0.32492 | -0.085287 | -1.5175 | -3.776 | -9.2892 | -12.0764 | -26.8563 | -37.6682 | -43.6312
Alverdiscott_Indian Queens | North Tawton 33kV | North Tawton 33kV | Bulk Supply Point | 33 | 50.7963 | -3.9135 | Steady Progression | Headroom (MW) | N/A | 15.1223 | 14.8643 | 14.8463 | 14.772 | 14.6838 | 14.6417 | 14.5377 | 14.4705 | 14.3893 | 14.3175 | 14.1724 | 13.9861 | 13.8754 | 13.854 | 13.8414 | 12.0296 | 11.9444 | 7.5234 | 2.7293
Alverdiscott_Indian Queens | North Tawton 33kV | North Tawton 33kV | Bulk Supply Point | 33 | 50.7963 | -3.9135 | System Transformation | Headroom (MW) | Thermal | 15.116 | 14.8447 | 14.7665 | 14.6464 | 14.5017 | 14.3591 | 14.1075 | 13.8669 | 13.5871 | 13.3466 | 13.1022 | 11.5444 | 11.3564 | 11.2238 | 5.6507 | 3.7617 | 1.2488 | -10.2324 | -17.0268
Alverdiscott_Indian Queens | North Tawton 33kV | North Tawton 33kV | Bulk Supply Point | 33 | 50.7963 | -3.9135 | WPD Best View | Headroom (MW) | Thermal | 15.0996 | 14.8084 | 14.7068 | 14.5396 | 14.3579 | 14.1358 | 13.7854 | 13.4559 | 13.0931 | 12.7708 | 12.4202 | 10.7577 | 10.4681 | 10.2235 | 4.5359 | 1.6223 | -1.8948 | -14.0084 | -22.5191
Alverdiscott_Indian Queens | North Tawton 33kV | Mortonhampstead | Primary | 11 | 50.6576 | -3.766 | Consumer Transformation | Headroom (MW) | Thermal | 2.0593 | 1.9663 | 1.9126 | 1.8284 | 1.7436 | 1.6058 | 1.4212 | 1.2478 | 1.0676 | 0.89997 | 0.71726 | 0.54479 | 0.37744 | 0.2211 | -1.7506 | -2.806 | -3.9658 | -6.7588 | -10.34
Alverdiscott_Indian Queens | North Tawton 33kV | Mortonhampstead | Primary | 11 | 50.6576 | -3.766 | Leading the Way | Headroom (MW) | Thermal | 2.0768 | 2.0105 | 1.9885 | 1.9642 | 1.932 | 1.8935 | 1.834 | 1.7862 | 1.7244 | 1.691 | 0.3008 | 0.28268 | 0.25577 | 0.24298 | -1.5983 | -1.6477 | -4.331 | -6.4111 | -7.1293
Alverdiscott_Indian Queens | North Tawton 33kV | Mortonhampstead | Primary | 11 | 50.6576 | -3.766 | Steady Progression | Headroom (MW) | N/A | 2.0772 | 2.0071 | 2.0019 | 1.9752 | 1.9504 | 1.9367 | 1.9127 | 1.8883 | 1.8649 | 1.8364 | 1.8154 | 1.7964 | 1.7773 | 1.7732 | 1.767 | 1.7687 | 1.8414 | 0.54125 | 0.33569
Alverdiscott_Indian Queens | North Tawton 33kV | Mortonhampstead | Primary | 11 | 50.6576 | -3.766 | System Transformation | Headroom (MW) | Thermal | 2.0751 | 2.0014 | 1.9697 | 1.9312 | 1.881 | 1.8202 | 1.7304 | 1.6409 | 1.5376 | 1.4437 | 1.3579 | 1.2777 | 1.1995 | 1.1424 | -0.72708 | -0.76579 | -0.90115 | -2.6213 | -4.4449
Alverdiscott_Indian Queens | North Tawton 33kV | Mortonhampstead | Primary | 11 | 50.6576 | -3.766 | WPD Best View | Headroom (MW) | Thermal | 2.0589 | 1.9644 | 1.9086 | 1.822 | 1.7337 | 1.5916 | 1.4017 | 1.221 | 1.0313 | 0.85178 | 0.65591 | 0.4669 | 0.28316 | 0.11274 | -1.8688 | -2.9268 | -3.9994 | -6.6904 | -10.2372
Alverdiscott_Indian Queens | North Tawton 33kV | North Tawton | Primary | 11 | 50.7963 | -3.9135 | Consumer Transformation | Headroom (MW) | Thermal | 9.8175 | 9.7007 | 9.671 | 9.6147 | 9.5592 | 9.49 | 9.3706 | 9.2678 | 9.1687 | 9.0734 | 8.109 | 6.6431 | 6.5419 | 6.4416 | 4.5524 | 1.7693 | -1.3588 | -7.0108 | -11.8136
Alverdiscott_Indian Queens | North Tawton 33kV | North Tawton | Primary | 11 | 50.7963 | -3.9135 | Leading the Way | Headroom (MW) | Thermal | 9.8237 | 9.7278 | 9.7157 | 9.6934 | 9.6634 | 9.6679 | 9.6214 | 9.5948 | 8.1943 | 8.1892 | 6.807 | 6.7991 | 5.4206 | 3.196 | 1.3707 | -0.46801 | -4.5454 | -10.209 | -14.5804
Alverdiscott_Indian Queens | North Tawton 33kV | North Tawton | Primary | 11 | 50.7963 | -3.9135 | Steady Progression | Headroom (MW) | N/A | 9.8237 | 9.7265 | 9.7213 | 9.6961 | 9.6631 | 9.6534 | 9.631 | 9.6092 | 9.5808 | 9.5626 | 9.5378 | 9.5161 | 9.5016 | 9.5004 | 9.4949 | 7.6829 | 7.7255 | 6.4148 | 6.2106
Alverdiscott_Indian Queens | North Tawton 33kV | North Tawton | Primary | 11 | 50.7963 | -3.9135 | System Transformation | Headroom (MW) | Thermal | 9.8225 | 9.7216 | 9.7016 | 9.6676 | 9.6235 | 9.6038 | 9.5338 | 9.4762 | 9.4053 | 9.3512 | 9.2986 | 7.8944 | 7.8483 | 7.8251 | 5.9829 | 4.1583 | 1.9062 | -1.0686 | -4.1736
Alverdiscott_Indian Queens | North Tawton 33kV | North Tawton | Primary | 11 | 50.7963 | -3.9135 | WPD Best View | Headroom (MW) | Thermal | 9.8221 | 9.7214 | 9.701 | 9.6668 | 9.6221 | 9.6019 | 9.5307 | 9.4716 | 9.3994 | 9.3432 | 9.2879 | 7.8797 | 7.8292 | 7.8002 | 5.9508 | 4.1194 | 1.8442 | -1.0878 | -4.1688
Alverdiscott_Indian Queens | North Tawton 33kV | Whiddon Down | Primary | 11 | 50.7179 | -3.8674 | Consumer Transformation | Headroom (MW) | Thermal | 3.2748 | 3.1651 | 3.1123 | 3.0305 | 2.9412 | 2.795 | 2.6065 | 2.422 | 2.2599 | 2.0922 | 1.892 | 0.86585 | 0.70413 | 0.52894 | -1.4406 | -1.6469 | -3.8057 | -7.6384 | -11.4238
Alverdiscott_Indian Queens | North Tawton 33kV | Whiddon Down | Primary | 11 | 50.7179 | -3.8674 | Leading the Way | Headroom (MW) | Thermal | 3.2946 | 3.2052 | 3.1903 | 3.16 | 3.1312 | 3.0964 | 3.0479 | 2.9967 | 2.9537 | 2.9322 | 1.5321 | 1.5133 | 1.4865 | 1.4654 | -0.38129 | -1.2803 | -3.2158 | -6.284 | -7.1575
Alverdiscott_Indian Queens | North Tawton 33kV | Whiddon Down | Primary | 11 | 50.7179 | -3.8674 | Steady Progression | Headroom (MW) | N/A | 3.2957 | 3.2051 | 3.1975 | 3.175 | 3.1446 | 3.1259 | 3.097 | 3.076 | 3.0466 | 3.0215 | 2.995 | 2.9777 | 2.9638 | 2.9478 | 2.9468 | 2.9452 | 3.0342 | 1.7233 | 1.492
Alverdiscott_Indian Queens | North Tawton 33kV | Whiddon Down | Primary | 11 | 50.7179 | -3.8674 | System Transformation | Headroom (MW) | Thermal | 3.2927 | 3.196 | 3.1696 | 3.1219 | 3.0715 | 3.0095 | 2.9176 | 2.8242 | 2.7186 | 2.626 | 2.52 | 2.4466 | 2.383 | 2.3307 | 0.46921 | 0.44354 | 0.31805 | -2.2805 | -4.1463
Alverdiscott_Indian Queens | North Tawton 33kV | Whiddon Down | Primary | 11 | 50.7179 | -3.8674 | WPD Best View | Headroom (MW) | Thermal | 3.2929 | 3.197 | 3.1715 | 3.1252 | 3.0764 | 3.0166 | 2.9274 | 2.8376 | 2.7367 | 2.6501 | 2.5507 | 2.4855 | 2.4301 | 2.3849 | 0.52829 | 0.50391 | 0.33485 | -2.3147 | -4.1977
Alverdiscott_Indian Queens | Pyworthy 33kV | Pyworthy 33kV | Bulk Supply Point | 33 | 50.7944 | -4.4086 | Consumer Transformation | Headroom (MW) | Thermal | -40.357 | -42.176 | -43.2469 | -44.8279 | -46.4714 | -52.6838 | -58.0056 | -62.4679 | -67.9486 | -76.5156 | -89.1018 | -105.7751 | -118.9128 | -135.6047 | -157.6638 | -178.6667 | -263.264 | -356.5391 | -450.2483
Alverdiscott_Indian Queens | Pyworthy 33kV | Pyworthy 33kV | Bulk Supply Point | 33 | 50.7944 | -4.4086 | Leading the Way | Headroom (MW) | Thermal | -40.0982 | -41.4225 | -41.819 | -42.514 | -43.2053 | -51.2324 | -54.0659 | -56.4586 | -63.3032 | -75.163 | -90.7467 | -110.1633 | -130.4825 | -146.8318 | -168.4149 | -193.9037 | -268.0657 | -345.849 | -423.5844
Alverdiscott_Indian Queens | Pyworthy 33kV | Pyworthy 33kV | Bulk Supply Point | 33 | 50.7944 | -4.4086 | Steady Progression | Headroom (MW) | Thermal | -40.037 | -41.4328 | -41.6305 | -42.0744 | -42.4585 | -42.9239 | -43.3736 | -43.9705 | -44.6241 | -45.2866 | -46.027 | -46.7363 | -47.4233 | -48.0624 | -54.0623 | -65.281 | -76.6101 | -94.3345 | -113.0505
Alverdiscott_Indian Queens | Pyworthy 33kV | Pyworthy 33kV | Bulk Supply Point | 33 | 50.7944 | -4.4086 | System Transformation | Headroom (MW) | Thermal | -40.1338 | -41.5696 | -42.0393 | -42.8657 | -43.7407 | -44.8219 | -46.5373 | -48.3475 | -51.3418 | -57.855 | -67.3369 | -76.1127 | -82.9822 | -92.4994 | -106.9167 | -123.857 | -163.0501 | -214.3035 | -263.2457
Alverdiscott_Indian Queens | Pyworthy 33kV | Pyworthy 33kV | Bulk Supply Point | 33 | 50.7944 | -4.4086 | WPD Best View | Headroom (MW) | Thermal | -40.0774 | -41.5068 | -41.8442 | -42.5168 | -43.1555 | -44.0305 | -46.6471 | -48.0119 | -49.5462 | -56.7178 | -63.0034 | -70.2998 | -79.8048 | -84.3998 | -99.5817 | -113.7827 | -146.8407 | -189.6075 | -230.7107
Alverdiscott_Indian Queens | Pyworthy 33kV | Ashwater | Primary | 11 | 50.7424 | -4.2897 | Consumer Transformation | Headroom (MW) | Thermal | -0.80617 | -0.84989 | -0.87954 | -0.91031 | -0.88389 | -0.96054 | -1.0517 | -1.126 | -1.2083 | -1.3313 | -1.4663 | -1.6054 | -2.5732 | -2.6981 | -2.8101 | -4.7574 | -8.5654 | -10.5104 | -15.2019
Alverdiscott_Indian Queens | Pyworthy 33kV | Ashwater | Primary | 11 | 50.7424 | -4.2897 | Leading the Way | Headroom (MW) | Thermal | -0.80096 | -0.82653 | -0.83404 | -0.84587 | -0.76714 | -0.77305 | -0.79536 | -0.81363 | -0.81048 | -0.85445 | -0.90629 | -2.3215 | -3.7447 | -3.8042 | -3.8557 | -4.7853 | -8.0958 | -9.6105 | -13.9422
Alverdiscott_Indian Queens | Pyworthy 33kV | Ashwater | Primary | 11 | 50.7424 | -4.2897 | Steady Progression | Headroom (MW) | Thermal | -0.79355 | -0.82998 | -0.83091 | -0.83751 | -0.79602 | -0.80837 | -0.82076 | -0.82966 | -0.82734 | -0.83283 | -0.8276 | -0.82817 | -0.82227 | -0.81411 | -0.78943 | -0.77932 | -0.60179 | -0.50039 | -2.0338
Alverdiscott_Indian Queens | Pyworthy 33kV | Ashwater | Primary | 11 | 50.7424 | -4.2897 | System Transformation | Headroom (MW) | Thermal | -0.80291 | -0.8331 | -0.84755 | -0.86959 | -0.82688 | -0.84996 | -0.89332 | -0.94272 | -0.97836 | -1.0092 | -1.0416 | -1.0603 | -1.0798 | -1.0839 | -1.0865 | -2.9015 | -4.16 | -4.3583 | -8.3147
Alverdiscott_Indian Queens | Pyworthy 33kV | Ashwater | Primary | 11 | 50.7424 | -4.2897 | WPD Best View | Headroom (MW) | Thermal | -0.79266 | -0.82833 | -0.82757 | -0.84091 | -0.79593 | -0.80372 | -0.8025 | -0.8123 | -0.79965 | -0.85378 | -0.89486 | -0.94261 | -2.3565 | -2.3973 | -2.4147 | -2.4575 | -3.9481 | -4.1106 | -8.0604
Alverdiscott_Indian Queens | Pyworthy 33kV | Clovelly | Primary | 11 | 50.9838 | -4.4044 | Consumer Transformation | Headroom (MW) | Thermal | 3.0502 | 2.9515 | 2.8547 | 2.707 | 2.5558 | 2.3069 | 1.9772 | 1.6616 | 1.3445 | 0.96159 | 0.52903 | -0.73011 | -1.1406 | -1.5433 | -1.9322 | -2.3686 | -6.31 | -10.8855 | -13.9467
Alverdiscott_Indian Queens | Pyworthy 33kV | Clovelly | Primary | 11 | 50.9838 | -4.4044 | Leading the Way | Headroom (MW) | Thermal | 3.067 | 3.0354 | 2.988 | 2.9369 | 2.8669 | 2.7946 | 2.6621 | 2.5306 | 2.385 | 2.194 | 2.0305 | 1.8308 | 1.6481 | 1.4528 | 0.41854 | -1.5919 | -2.7449 | -4.6693 | -6.4985
Alverdiscott_Indian Queens | Pyworthy 33kV | Clovelly | Primary | 11 | 50.9838 | -4.4044 | Steady Progression | Headroom (MW) | N/A | 3.0679 | 3.0027 | 2.9859 | 2.9374 | 2.9036 | 2.8615 | 2.8257 | 2.7916 | 2.7411 | 2.6951 | 2.6342 | 2.5802 | 2.5188 | 2.4735 | 2.4292 | 2.3954 | 2.2463 | 2.1228 | 1.8007
Alverdiscott_Indian Queens | Pyworthy 33kV | Clovelly | Primary | 11 | 50.9838 | -4.4044 | System Transformation | Headroom (MW) | Thermal | 3.0654 | 3.0043 | 2.9498 | 2.877 | 2.7934 | 2.7123 | 2.5554 | 2.393 | 2.2032 | 2.0185 | 1.8539 | 1.6853 | 1.5254 | 1.382 | 1.2379 | 1.1099 | 0.49412 | -2.4211 | -3.0859
Alverdiscott_Indian Queens | Pyworthy 33kV | Clovelly | Primary | 11 | 50.9838 | -4.4044 | WPD Best View | Headroom (MW) | N/A | 3.0685 | 3.0039 | 2.9885 | 2.9422 | 2.9111 | 2.8723 | 2.8416 | 2.814 | 2.7718 | 2.6753 | 2.5766 | 2.4767 | 2.381 | 2.2905 | 2.2101 | 2.1302 | 1.7504 | 1.5035 | 1.1046
Alverdiscott_Indian Queens | Pyworthy 33kV | East Curry | Primary | 11 | 50.7122 | -4.4218 | Consumer Transformation | Headroom (MW) | Thermal | -5.5749 | -5.6742 | -5.7452 | -5.8313 | -5.9173 | -6.0782 | -6.284 | -7.3237 | -7.5504 | -7.7843 | -10.3425 | -12.8893 | -15.4415 | -17.9846 | -20.0301 | -23.897 | -36.7521 | -52.7438 | -66.5099
Alverdiscott_Indian Queens | Pyworthy 33kV | East Curry | Primary | 11 | 50.7122 | -4.4218 | Leading the Way | Headroom (MW) | Thermal | -5.5558 | -5.6361 | -5.6515 | -5.6996 | -5.7284 | -5.7639 | -7.2034 | -7.2623 | -7.3498 | -11.0368 | -12.5459 | -15.4285 | -20.5287 | -23.4364 | -27.1147 | -30.8756 | -43.8544 | -58.7784 | -72.3967
Alverdiscott_Indian Queens | Pyworthy 33kV | East Curry | Primary | 11 | 50.7122 | -4.4218 | Steady Progression | Headroom (MW) | Thermal | -5.5543 | -5.6363 | -5.6432 | -5.6733 | -5.6923 | -5.7188 | -5.7469 | -5.7758 | -5.8131 | -5.8413 | -5.8772 | -5.9061 | -5.9278 | -5.9473 | -7.7697 | -9.5923 | -10.9865 | -13.7517 | -15.403
Alverdiscott_Indian Queens | Pyworthy 33kV | East Curry | Primary | 11 | 50.7122 | -4.4218 | System Transformation | Headroom (MW) | Thermal | -5.5579 | -5.6446 | -5.6706 | -5.7337 | -5.7819 | -5.8416 | -5.9392 | -6.0422 | -6.1695 | -6.2725 | -8.6014 | -10.0586 | -11.5065 | -12.9508 | -14.8277 | -17.6047 | -24.2097 | -33.712 | -41.0927
Alverdiscott_Indian Queens | Pyworthy 33kV | East Curry | Primary | 11 | 50.7122 | -4.4218 | WPD Best View | Headroom (MW) | Thermal | -5.5559 | -5.638 | -5.6558 | -5.6983 | -5.731 | -5.7725 | -7.2262 | -7.2977 | -7.3932 | -11.0977 | -12.6132 | -15.5159 | -20.6361 | -23.5505 | -27.2373 | -30.9941 | -43.7426 | -58.3719 | -71.7623
Alverdiscott_Indian Queens | Pyworthy 33kV | Hatherleigh | Primary | 11 | 50.8175 | -4.0757 | Consumer Transformation | Headroom (MW) | Thermal | -0.94596 | -1.1265 | -1.2129 | -1.3477 | -1.4929 | -1.7409 | -2.0374 | -2.3131 | -2.6071 | -2.9072 | -3.2771 | -4.9604 | -5.2807 | -6.4479 | -8.5827 | -8.9526 | -14.5475 | -20.3098 | -26.7613
Alverdiscott_Indian Queens | Pyworthy 33kV | Hatherleigh | Primary | 11 | 50.8175 | -4.0757 | Leading the Way | Headroom (MW) | Thermal | -0.92965 | -1.0634 | -1.0981 | -1.1587 | -1.2264 | -1.2971 | -1.4181 | -1.5142 | -3.0483 | -3.1658 | -4.6246 | -4.7448 | -6.2267 | -7.7138 | -9.6533 | -11.6013 | -16.0717 | -22.006 | -27.9017
Alverdiscott_Indian Queens | Pyworthy 33kV | Hatherleigh | Primary | 11 | 50.8175 | -4.0757 | Steady Progression | Headroom (MW) | Thermal | -0.90947 | -1.0606 | -1.0727 | -1.1112 | -1.1552 | -1.1998 | -1.2476 | -1.2995 | -1.35 | -1.412 | -1.4677 | -1.5196 | -1.5756 | -1.6151 | -1.6492 | -3.5015 | -3.6349 | -5.1109 | -5.4168
Alverdiscott_Indian Queens | Pyworthy 33kV | Hatherleigh | Primary | 11 | 50.8175 | -4.0757 | System Transformation | Headroom (MW) | Thermal | -0.93311 | -1.0731 | -1.1194 | -1.191 | -1.2749 | -1.3646 | -1.529 | -1.6758 | -1.8647 | -2.0309 | -2.1926 | -3.712 | -3.857 | -3.9909 | -5.9396 | -6.0573 | -9.309 | -12.6598 | -16.0222
Alverdiscott_Indian Queens | Pyworthy 33kV | Hatherleigh | Primary | 11 | 50.8175 | -4.0757 | WPD Best View | Headroom (MW) | Thermal | -0.92191 | -1.0686 | -1.1005 | -1.1636 | -1.2278 | -1.303 | -1.4209 | -1.5417 | -1.6722 | -1.806 | -1.9255 | -3.4101 | -3.5279 | -3.6255 | -5.5485 | -5.6416 | -8.7575 | -11.9077 | -15.1437
Alverdiscott_Indian Queens | Pyworthy 33kV | Holsworthy | Primary | 11 | 50.805 | -4.3571 | Consumer Transformation | Headroom (MW) | Thermal | -7.5376 | -7.6337 | -7.7459 | -7.9077 | -8.0959 | -8.3824 | -9.6231 | -10.0073 | -11.3178 | -13.5973 | -16.468 | -20.1472 | -23.0069 | -27.2418 | -32.1586 | -37.1891 | -56.9569 | -80.8986 | -105.2369
Alverdiscott_Indian Queens | Pyworthy 33kV | Holsworthy | Primary | 11 | 50.805 | -4.3571 | Leading the Way | Headroom (MW) | Thermal | -7.5115 | -7.5482 | -7.5847 | -7.6522 | -7.747 | -9.6671 | -9.8318 | -10.8659 | -12.4932 | -15.4757 | -20.7571 | -25.1489 | -30.4299 | -37.0763 | -40.9511 | -47.503 | -68.5894 | -91.5015 | -113.8097
Alverdiscott_Indian Queens | Pyworthy 33kV | Holsworthy | Primary | 11 | 50.805 | -4.3571 | Steady Progression | Headroom (MW) | Thermal | -7.5049 | -7.5814 | -7.6034 | -7.6355 | -7.6732 | -7.7098 | -7.7652 | -7.8266 | -7.9001 | -7.9699 | -8.0453 | -8.1273 | -8.2077 | -8.2849 | -10.1795 | -12.0616 | -15.0013 | -19.4187 | -24.0031
Alverdiscott_Indian Queens | Pyworthy 33kV | Holsworthy | Primary | 11 | 50.805 | -4.3571 | System Transformation | Headroom (MW) | Thermal | -7.5166 | -7.5696 | -7.6053 | -7.6739 | -7.7742 | -7.8777 | -8.0674 | -8.2522 | -9.3433 | -11.3676 | -12.9594 | -14.5185 | -16.0985 | -19.8824 | -22.8096 | -26.6273 | -36.4378 | -50.0218 | -63.9976
Alverdiscott_Indian Queens | Pyworthy 33kV | Holsworthy | Primary | 11 | 50.805 | -4.3571 | WPD Best View | Headroom (MW) | Thermal | -7.5044 | -7.5802 | -7.6007 | -7.6306 | -7.6657 | -7.6989 | -7.7493 | -7.8043 | -7.8695 | -7.9897 | -8.1114 | -8.2393 | -8.3541 | -8.4765 | -10.4072 | -12.3354 | -15.5229 | -21.4456 | -26.1238
Alverdiscott_Indian Queens | Pyworthy 33kV | Launceston | Primary | 11 | 50.6293 | -4.3562 | Consumer Transformation | Headroom (MW) | Thermal | 5.2214 | 4.8973 | 4.7153 | 4.4422 | 4.1423 | 3.6624 | 3.0186 | 2.3888 | 1.7806 | 1.0602 | 0.26636 | -0.49001 | -1.2496 | -1.9975 | -2.7612 | -3.6208 | -7.5598 | -11.474 | -14.9751
Alverdiscott_Indian Queens | Pyworthy 33kV | Launceston | Primary | 11 | 50.6293 | -4.3562 | Leading the Way | Headroom (MW) | Thermal | 5.2679 | 5.032 | 4.9647 | 4.8476 | 4.7094 | 4.536 | 4.2512 | 3.9693 | 3.6703 | 3.3365 | 3.0213 | 2.6793 | 2.3386 | 1.9828 | 1.6334 | 1.2642 | -0.5297 | -2.0467 | -3.2553
Alverdiscott_Indian Queens | Pyworthy 33kV | Launceston | Primary | 11 | 50.6293 | -4.3562 | Steady Progression | Headroom (MW) | N/A | 5.267 | 5.0291 | 4.993 | 4.9253 | 4.8557 | 4.7752 | 4.6826 | 4.5653 | 4.4484 | 4.3258 | 4.1851 | 4.0494 | 3.9209 | 3.7936 | 3.6762 | 3.5613 | 3.0598 | 2.6655 | 2.1173
Alverdiscott_Indian Queens | Pyworthy 33kV | Launceston | Primary | 11 | 50.6293 | -4.3562 | System Transformation | Headroom (MW) | Thermal | 5.2607 | 5.0039 | 4.9243 | 4.8037 | 4.6417 | 4.448 | 4.1356 | 3.813 | 3.4511 | 3.091 | 2.7368 | 2.3885 | 2.0483 | 1.7215 | 1.4092 | 1.0873 | -0.34237 | -1.6832 | -2.7884
Alverdiscott_Indian Queens | Pyworthy 33kV | Launceston | Primary | 11 | 50.6293 | -4.3562 | WPD Best View | Headroom (MW) | Thermal | 5.2677 | 5.031 | 4.9626 | 4.8436 | 4.7033 | 4.527 | 4.2384 | 3.9515 | 3.6456 | 3.3027 | 2.9768 | 2.6233 | 2.27 | 1.9037 | 1.5463 | 1.1786 | -0.54581 | -1.9823 | -3.1382
Alverdiscott_Indian Queens | Pyworthy 33kV | Morwenstow | Primary | 11 | 50.903 | -4.504 | Consumer Transformation | Headroom (MW) | Thermal | 0.88152 | 0.74447 | 0.7243 | 0.66079 | 0.60857 | 0.53252 | 0.43496 | 0.35105 | 0.275 | 0.13051 | -2.335 | -2.4707 | -2.6197 | -3.598 | -3.7214 | -3.8607 | -5.4449 | -7.1573 | -8.8726
Alverdiscott_Indian Queens | Pyworthy 33kV | Morwenstow | Primary | 11 | 50.903 | -4.504 | Leading the Way | Headroom (MW) | Thermal | 0.8937 | 0.75359 | 0.75184 | 0.70953 | 0.67028 | 0.64202 | 0.59117 | 0.5562 | 0.50746 | 0.41604 | -1.9718 | -2.0617 | -2.1335 | -2.2254 | -2.2987 | -2.3905 | -3.8304 | -4.3704 | -5.8002
Alverdiscott_Indian Queens | Pyworthy 33kV | Morwenstow | Primary | 11 | 50.903 | -4.504 | Steady Progression | Headroom (MW) | Thermal | 0.89364 | 0.7618 | 0.75003 | 0.7166 | 0.68422 | 0.6537 | 0.61415 | 0.58447 | 0.5468 | 0.52035 | 0.48576 | 0.46315 | 0.43423 | 0.41817 | 0.39795 | 0.37947 | -1.969 | -2.0154 | -2.2285
Alverdiscott_Indian Queens | Pyworthy 33kV | Morwenstow | Primary | 11 | 50.903 | -4.504 | System Transformation | Headroom (MW) | Thermal | 0.8928 | 0.75083 | 0.74589 | 0.6989 | 0.6523 | 0.61438 | 0.55091 | 0.49918 | 0.43724 | 0.37904 | 0.31685 | 0.26842 | 0.23614 | 0.19812 | 0.16557 | -2.4206 | -2.5391 | -2.7798 | -3.1022
Alverdiscott_Indian Queens | Pyworthy 33kV | Morwenstow | Primary | 11 | 50.903 | -4.504 | WPD Best View | Headroom (MW) | Thermal | 0.89316 | 0.75238 | 0.74793 | 0.70346 | 0.66162 | 0.63003 | 0.57408 | 0.53246 | 0.48406 | 0.38168 | -2.0195 | -2.1165 | -2.1965 | -2.2961 | -2.3845 | -2.4815 | -2.9339 | -3.2647 | -3.6703
Alverdiscott_Indian Queens | Pyworthy 33kV | Okehampton | Primary | 11 | 50.7375 | -4.0009 | Consumer Transformation | Headroom (MW) | Thermal | 6.2481 | 5.9473 | 5.8002 | 5.5735 | 5.3549 | 4.9546 | 4.5533 | 4.042 | 3.5337 | 2.9992 | 2.3702 | 1.7764 | 0.31872 | -0.29883 | -2.6976 | -3.3624 | -7.5183 | -13.014 | -16.7843
Alverdiscott_Indian Queens | Pyworthy 33kV | Okehampton | Primary | 11 | 50.7375 | -4.0009 | Leading the Way | Headroom (MW) | Thermal | 6.2827 | 6.0457 | 5.9896 | 5.8787 | 5.7958 | 5.6412 | 5.557 | 5.3391 | 5.0878 | 4.8378 | 4.587 | 2.9454 | 2.6406 | 2.3185 | 2.0552 | -0.88312 | -2.323 | -5.8284 | -8.2302
Alverdiscott_Indian Queens | Pyworthy 33kV | Okehampton | Primary | 11 | 50.7375 | -4.0009 | Steady Progression | Headroom (MW) | N/A | 6.295 | 6.0634 | 6.0339 | 5.9586 | 5.9115 | 5.8408 | 5.8364 | 5.7499 | 5.6604 | 5.5593 | 5.4516 | 5.3453 | 5.2471 | 5.1357 | 5.0368 | 4.944 | 4.527 | 4.2004 | 2.4104
Alverdiscott_Indian Queens | Pyworthy 33kV | Okehampton | Primary | 11 | 50.7375 | -4.0009 | System Transformation | Headroom (MW) | Thermal | 6.2786 | 6.0356 | 5.9729 | 5.8417 | 5.7359 | 5.5728 | 5.4321 | 5.1822 | 4.8964 | 4.6011 | 4.323 | 4.0595 | 3.7844 | 3.5046 | 1.4336 | 1.1779 | 0.021504 | -2.4129 | -4.1261
Alverdiscott_Indian Queens | Pyworthy 33kV | Okehampton | Primary | 11 | 50.7375 | -4.0009 | WPD Best View | Headroom (MW) | Thermal | 6.2786 | 6.0356 | 5.9729 | 5.8417 | 5.7359 | 5.5728 | 5.4321 | 5.1822 | 4.8964 | 4.6011 | 4.323 | 4.0595 | 3.7844 | 3.5046 | 1.4336 | 1.1779 | 0.021504 | -2.4129 | -4.1261
Alverdiscott_Indian Queens | Pyworthy 33kV | Shebbear | Primary | 11 | 50.8711 | -4.1987 | Consumer Transformation | Headroom (MW) | Thermal | -0.91724 | -1.0135 | -1.0521 | -1.1221 | -1.1957 | -1.3143 | -2.3322 | -2.4765 | -2.6557 | -5.4671 | -6.5969 | -9.0754 | -11.5701 | -15.4201 | -18.2434 | -22.0043 | -36.9882 | -55.0557 | -73.1388
Alverdiscott_Indian Queens | Pyworthy 33kV | Shebbear | Primary | 11 | 50.8711 | -4.1987 | Leading the Way | Headroom (MW) | Thermal | -0.90061 | -0.98304 | -1.0023 | -1.0281 | -1.0649 | -2.9311 | -3.0015 | -3.0538 | -5.3639 | -7.2368 | -10.0728 | -15.1506 | -19.3857 | -23.1058 | -26.807 | -31.357 | -46.9351 | -64.0059 | -80.5914
Alverdiscott_Indian Queens | Pyworthy 33kV | Shebbear | Primary | 11 | 50.8711 | -4.1987 | Steady Progression | Headroom (MW) | Thermal | -0.8996 | -0.9818 | -0.98696 | -1.0082 | -1.0363 | -1.0558 | -1.0769 | -1.1082 | -1.1401 | -1.1728 | -1.2138 | -1.2511 | -1.2778 | -1.3122 | -3.1444 | -4.9822 | -6.5114 | -10.7419 | -13.6899
Alverdiscott_Indian Queens | Pyworthy 33kV | Shebbear | Primary | 11 | 50.8711 | -4.1987 | System Transformation | Headroom (MW) | Thermal | -0.90189 | -0.98769 | -1.0097 | -1.0418 | -1.0851 | -1.1413 | -1.2271 | -1.3027 | -1.3919 | -4.1542 | -4.2347 | -5.6867 | -7.1433 | -9.943 | -12.6817 | -15.4646 | -23.4816 | -34.271 | -45.0373
Alverdiscott_Indian Queens | Pyworthy 33kV | Shebbear | Primary | 11 | 50.8711 | -4.1987 | WPD Best View | Headroom (MW) | Thermal | -0.8996 | -0.9818 | -0.98696 | -1.0082 | -1.0363 | -1.0558 | -1.0769 | -1.1082 | -1.1401 | -1.1728 | -1.2138 | -1.2511 | -1.2778 | -1.3122 | -3.1444 | -4.9822 | -6.5114 | -10.7419 | -13.6899
Alverdiscott_Indian Queens | Pyworthy 33kV | Stratton | Primary | 11 | 50.827 | -4.5066 | Consumer Transformation | Headroom (MW) | Thermal | 8.7145 | 8.2721 | 7.985 | 7.5985 | 7.1435 | 6.4413 | 5.444 | 4.4403 | 2.5621 | 1.5253 | 0.32368 | -3.0779 | -4.244 | -6.2693 | -9.2071 | -13.1343 | -24.4766 | -36.3457 | -50.6764
Alverdiscott_Indian Queens | Pyworthy 33kV | Stratton | Primary | 11 | 50.827 | -4.5066 | Leading the Way | Headroom (MW) | Thermal | 8.7799 | 8.4591 | 8.3485 | 8.1887 | 7.977 | 7.6912 | 7.2281 | 6.7613 | 6.217 | 3.9275 | 2.598 | -0.65772 | -2.5556 | -3.1189 | -6.3221 | -8.6607 | -17.4721 | -25.4127 | -33.5393
Alverdiscott_Indian Queens | Pyworthy 33kV | Stratton | Primary | 11 | 50.827 | -4.5066 | Steady Progression | Headroom (MW) | N/A | 8.7921 | 8.4911 | 8.4348 | 8.3443 | 8.2304 | 8.1284 | 8.0158 | 7.8689 | 7.7008 | 7.5325 | 7.3387 | 7.1488 | 6.9576 | 6.7811 | 6.6208 | 6.4611 | 4.3668 | 3.7353 | 0.22815
Alverdiscott_Indian Queens | Pyworthy 33kV | Stratton | Primary | 11 | 50.827 | -4.5066 | System Transformation | Headroom (MW) | Thermal | 8.7719 | 8.4347 | 8.3113 | 8.1138 | 7.8697 | 7.5966 | 7.1356 | 6.6717 | 6.1089 | 5.5806 | 4.9942 | 3.0536 | 1.6407 | 1.0774 | -1.2859 | -3.6242 | -7.1398 | -12.7251 | -18.42
Alverdiscott_Indian Queens | Pyworthy 33kV | Stratton | Primary | 11 | 50.827 | -4.5066 | WPD Best View | Headroom (MW) | Thermal | 8.7798 | 8.4581 | 8.3464 | 8.1848 | 7.9803 | 7.6922 | 7.2334 | 6.7631 | 6.2214 | 3.9323 | 2.5893 | 0.70712 | -1.2004 | -1.7498 | -4.9442 | -7.272 | -14.5452 | -21.3539 | -29.2687
Alverdiscott_Indian Queens | RAME 33KV | RAME 33KV | Bulk Supply Point | 33 | 50.1571 | -5.1844 | Consumer Transformation | Headroom (MW) | Thermal | 4.7265 | 2.5627 | 1.5935 | -0.27722 | -2.4372 | -5.6522 | -9.7788 | -20.6813 | -25.6323 | -30.8532 | -43.139 | -49.498 | -55.7816 | -63.9696 | -75.4347 | -86.7679 | -125.1399 | -172.872 | -213.0902
Alverdiscott_Indian Queens | RAME 33KV | RAME 33KV | Bulk Supply Point | 33 | 50.1571 | -5.1844 | Leading the Way | Headroom (MW) | Thermal | 4.9619 | 3.008 | 2.5965 | 1.4476 | 0.14099 | -1.3913 | -3.7222 | -7.5142 | -15.1117 | -19.5489 | -30.9231 | -37.1774 | -44.3348 | -50.7527 | -60.2347 | -70.4937 | -102.386 | -132.2354 | -161.162
Alverdiscott_Indian Queens | RAME 33KV | RAME 33KV | Bulk Supply Point | 33 | 50.1571 | -5.1844 | Steady Progression | Headroom (MW) | Thermal | 5.0039 | 3.299 | 2.057 | 1.4503 | 0.8062 | 0.19254 | -0.56659 | -1.3515 | -2.1634 | -3.0546 | -4.1443 | -5.3139 | -6.4153 | -7.461 | -8.4702 | -14.9057 | -22.9491 | -29.5231 | -37.7657
Alverdiscott_Indian Queens | RAME 33KV | RAME 33KV | Bulk Supply Point | 33 | 50.1571 | -5.1844 | System Transformation | Headroom (MW) | Thermal | 4.9388 | 3.1012 | 3.8275 | 2.7989 | 1.5213 | 0.10616 | -2.0871 | -4.3436 | -6.8523 | -9.3303 | -13.158 | -17.2969 | -21.1135 | -27.0066 | -33.7155 | -43.8469 | -60.7 | -82.8057 | -102.8388
Alverdiscott_Indian Queens | RAME 33KV | RAME 33KV | Bulk Supply Point | 33 | 50.1571 | -5.1844 | WPD Best View | Headroom (MW) | Thermal | 4.9619 | 3.0135 | 2.602 | 1.4605 | 0.15392 | -1.3783 | -3.5325 | -7.4258 | -15.1088 | -19.5489 | -30.9231 | -37.1774 | -44.3348 | -50.7527 | -60.2347 | -70.4937 | -102.386 | -132.2354 | -161.162
Alverdiscott_Indian Queens | RAME 33KV | Constantine 33kv | Primary | 11 | 50.124 | -5.1851 | Consumer Transformation | Headroom (MW) | Thermal | 2.4346 | 2.3057 | 2.2489 | 2.1536 | 1.9915 | 1.7627 | 1.4872 | 1.2307 | 0.097202 | -0.17097 | -1.8717 | -2.1792 | -3.3394 | -5.0221 | -7.9503 | -8.2434 | -15.4418 | -24.0272 | -32.6687
Alverdiscott_Indian Queens | RAME 33KV | Constantine 33kv | Primary | 11 | 50.124 | -5.1851 | Leading the Way | Headroom (MW) | Thermal | 2.4438 | 2.3492 | 2.326 | 2.2136 | 2.0969 | 1.9794 | 1.8183 | 1.6686 | 0.12411 | -0.025772 | -2.4061 | -3.9125 | -5.4333 | -6.9604 | -8.9217 | -12.6302 | -19.4816 | -25.5908 | -32.5016
Alverdiscott_Indian Queens | RAME 33KV | Constantine 33kv | Primary | 11 | 50.124 | -5.1851 | Steady Progression | Headroom (MW) | Thermal | 2.4552 | 2.3535 | 2.3438 | 2.3082 | 2.2814 | 2.2467 | 2.2198 | 2.1817 | 2.1459 | 2.1104 | 2.0623 | 1.974 | 1.8872 | 1.7937 | 1.7028 | -0.18305 | -0.42401 | -1.8893 | -3.47
Alverdiscott_Indian Queens | RAME 33KV | Constantine 33kv | Primary | 11 | 50.124 | -5.1851 | System Transformation | Headroom (MW) | Thermal | 2.4426 | 2.3446 | 2.3156 | 2.256 | 2.2003 | 2.1363 | 1.961 | 1.7922 | 1.6068 | 1.4301 | -0.10325 | -0.2672 | -0.425 | -2.806 | -4.7704 | -4.9017 | -8.1601 | -12.6853 | -18.0449
Alverdiscott_Indian Queens | RAME 33KV | Constantine 33kv | Primary | 11 | 50.124 | -5.1851 | WPD Best View | Headroom (MW) | Thermal | 2.4438 | 2.3492 | 2.326 | 2.2136 | 2.0969 | 1.9794 | 1.8183 | 1.6686 | 0.12411 | -0.025772 | -2.4061 | -3.9125 | -5.4333 | -6.9604 | -8.9217 | -12.6302 | -19.4816 | -25.5908 | -32.5016
Alverdiscott_Indian Queens | RAME 33KV | Falmouth Bickland Hl | Primary | 11 | 50.1575 | -5.1009 | Consumer Transformation | Headroom (MW) | Thermal | 11.2897 | 10.6768 | 10.3827 | 9.8665 | 9.2788 | 8.4354 | 7.3442 | 4.56 | 3.4942 | 2.3643 | 1.0944 | -0.10665 | -1.2968 | -2.4873 | -4.5227 | -5.8764 | -12.2344 | -20.7335 | -26.2428
Alverdiscott_Indian Queens | RAME 33KV | Falmouth Bickland Hl | Primary | 11 | 50.1575 | -5.1009 | Leading the Way | Headroom (MW) | Thermal | 11.3653 | 10.8081 | 10.68 | 10.3854 | 10.0221 | 9.6389 | 9.074 | 6.8124 | 6.1816 | 5.6077 | 5.0381 | 4.4924 | 3.9586 | 3.3918 | 2.8402 | 2.2889 | -2.7246 | -5.2635 | -7.2835
Alverdiscott_Indian Queens | RAME 33KV | Falmouth Bickland Hl | Primary | 11 | 50.1575 | -5.1009 | Steady Progression | Headroom (MW) | N/A | 11.3653 | 10.8913 | 10.8298 | 10.6899 | 10.5276 | 10.375 | 10.1421 | 9.8871 | 9.6182 | 9.3259 | 9.0277 | 8.7327 | 8.4395 | 8.1576 | 7.8765 | 7.6144 | 4.9776 | 3.9588 | 2.8863
Alverdiscott_Indian Queens | RAME 33KV | Falmouth Bickland Hl | Primary | 11 | 50.1575 | -5.1009 | System Transformation | Headroom (MW) | Thermal | 11.3553 | 10.8403 | 10.7063 | 10.3961 | 10.0435 | 9.651 | 9.0663 | 8.4951 | 7.8435 | 7.196 | 6.5533 | 5.9288 | 3.8564 | 3.2495 | 2.6585 | 2.081 | -0.48967 | -4.1786 | -6.0322
Alverdiscott_Indian Queens | RAME 33KV | Falmouth Bickland Hl | Primary | 11 | 50.1575 | -5.1009 | WPD Best View | Headroom (MW) | Thermal | 11.3653 | 10.8081 | 10.68 | 10.3854 | 10.0221 | 9.6389 | 9.074 | 6.8124 | 6.1816 | 5.6077 | 5.0381 | 4.4924 | 3.9586 | 3.3918 | 2.8402 | 2.2889 | -2.7246 | -5.2635 | -7.2835
Alverdiscott_Indian Queens | RAME 33KV | Falmouth Docks | Primary | 11 | 50.151 | -5.0567 | Consumer Transformation | Headroom (MW) | N/A | 10.2372 | 10.1065 | 10.1028 | 10.0423 | 9.8917 | 9.674 | 9.3844 | 9.1106 | 8.836 | 8.4923 | 8.1203 | 8.7482 | 8.4095 | 8.0683 | 7.7149 | 7.3332 | 5.6241 | 3.8397 | 2.1972
Alverdiscott_Indian Queens | RAME 33KV | Falmouth Docks | Primary | 11 | 50.151 | -5.0567 | Leading the Way | Headroom (MW) | N/A | 10.2376 | 10.1032 | 10.0996 | 10.0596 | 10.0277 | 9.9966 | 9.7018 | 9.6726 | 9.6212 | 9.4324 | 9.2598 | 10.0487 | 9.8823 | 9.687 | 9.4967 | 9.2995 | 8.3578 | 7.4971 | 6.7062
Alverdiscott_Indian Queens | RAME 33KV | Falmouth Docks | Primary | 11 | 50.151 | -5.0567 | Steady Progression | Headroom (MW) | N/A | 10.2369 | 10.106 | 10.1021 | 10.0692 | 10.0369 | 10.0052 | 9.9691 | 9.9386 | 9.9073 | 9.8759 | 9.8029 | 9.738 | 9.6698 | 9.6072 | 9.5592 | 9.5054 | 9.2942 | 10.0878 | 9.7352
Alverdiscott_Indian Queens | RAME 33KV | Falmouth Docks | Primary | 11 | 50.151 | -5.0567 | System Transformation | Headroom (MW) | N/A | 10.2371 | 10.1077 | 10.1039 | 10.071 | 10.0388 | 9.982 | 9.823 | 9.6724 | 9.4954 | 9.3314 | 9.1696 | 9.9878 | 9.8471 | 9.7041 | 9.5696 | 9.4462 | 8.8951 | 8.2562 | 7.6306
Alverdiscott_Indian Queens | RAME 33KV | Falmouth Docks | Primary | 11 | 50.151 | -5.0567 | WPD Best View | Headroom (MW) | N/A | 10.2376 | 10.1087 | 10.1051 | 10.0725 | 10.0406 | 10.0095 | 9.8915 | 9.7611 | 9.6241 | 9.4324 | 9.2598 | 10.0487 | 9.8823 | 9.687 | 9.4967 | 9.2995 | 8.3578 | 7.4971 | 6.7062
Alverdiscott_Indian Queens | RAME 33KV | Helston | Primary | 11 | 50.1105 | -5.2687 | Consumer Transformation | Headroom (MW) | Thermal | 10.0272 | 9.5775 | 9.3755 | 8.9741 | 8.5429 | 7.9093 | 7.0981 | 6.2884 | 5.4547 | 3.7394 | 2.7277 | 0.40623 | -1.3758 | -3.6687 | -4.5432 | -8.2203 | -17.6285 | -27.8946 | -36.8175
Alverdiscott_Indian Queens | RAME 33KV | Helston | Primary | 11 | 50.1105 | -5.2687 | Leading the Way | Headroom (MW) | Thermal | 10.0697 | 9.6581 | 9.5785 | 9.3394 | 9.0557 | 8.7605 | 8.3171 | 7.861 | 5.977 | 5.4746 | 3.6104 | 0.88267 | -0.92866 | -2.7143 | -4.9538 | -8.0214 | -13.963 | -22.4587 | -30.1006
Alverdiscott_Indian Queens | RAME 33KV | Helston | Primary | 11 | 50.1105 | -5.2687 | Steady Progression | Headroom (MW) | N/A | 10.0838 | 9.7416 | 9.6967 | 9.5893 | 9.4727 | 9.3665 | 9.246 | 9.1126 | 8.9666 | 8.8151 | 8.6444 | 8.4206 | 8.2026 | 7.993 | 7.7831 | 5.7541 | 4.9284 | 3.0433 | 0.98607
Alverdiscott_Indian Queens | RAME 33KV | Helston | Primary | 11 | 50.1105 | -5.2687 | System Transformation | Headroom (MW) | Thermal | 10.0642 | 9.696 | 9.6092 | 9.4216 | 9.1426 | 8.8584 | 8.4146 | 7.9751 | 7.4837 | 6.9964 | 6.535 | 4.7055 | 4.2406 | 2.4349 | 1.1404 | -1.1026 | -5.7198 | -10.0263 | -15.021
Alverdiscott_Indian Queens | RAME 33KV | Helston | Primary | 11 | 50.1105 | -5.2687 | WPD Best View | Headroom (MW) | Thermal | 10.0697 | 9.6581 | 9.5785 | 9.3394 | 9.0557 | 8.7605 | 8.3171 | 7.861 | 5.977 | 5.4746 | 3.6104 | 0.88267 | -0.92866 | -2.7143 | -4.9538 | -8.0214 | -13.963 | -22.4587 | -30.1006
Alverdiscott_Indian Queens | RAME 33KV | Lanner | Primary | 11 | 50.2093 | -5.1976 | Consumer Transformation | Headroom (MW) | Thermal | 6.5018 | 6.2694 | 6.1698 | 6.0114 | 5.8363 | 5.5694 | 5.2223 | -0.2341 | -0.57343 | -0.98074 | -2.3192 | -4.1274 | -4.5682 | -5.8632 | -8.0912 | -10.3874 | -15.8143 | -22.6829 | -29.3431
Alverdiscott_Indian Queens | RAME 33KV | Lanner | Primary | 11 | 50.2093 | -5.1976 | Leading the Way | Headroom (MW) | Thermal | 6.5286 | 6.3282 | 6.2858 | 6.2031 | 6.1132 | 6.0071 | 5.8457 | 5.6987 | 4.1582 | 1.8841 | 0.30925 | 0.083909 | -2.3453 | -3.9398 | -5.9566 | -7.977 | -12.7787 | -18.8016 | -25.5557
Alverdiscott_Indian Queens | RAME 33KV | Lanner | Primary | 11 | 50.2093 | -5.1976 | Steady Progression | Headroom (MW) | N/A | 6.5337 | 6.3392 | 6.318 | 6.2605 | 6.1958 | 6.141 | 6.0725 | 6.0142 | 5.94 | 5.8626 | 5.774 | 5.697 | 5.6254 | 5.5481 | 5.4839 | 3.6073 | 3.3431 | 1.7381 | 1.3971
Alverdiscott_Indian Queens | RAME 33KV | Lanner | Primary | 11 | 50.2093 | -5.1976 | System Transformation | Headroom (MW) | Thermal | 6.527 | 6.3218 | 6.2715 | 6.1745 | 6.0703 | 5.957 | 5.7814 | 5.5984 | 5.3948 | 5.1864 | 4.9985 | 3.4426 | 3.2597 | 3.0928 | 1.1124 | -0.86103 | -3.7913 | -7.2393 | -10.5886
Alverdiscott_Indian Queens | RAME 33KV | Lanner | Primary | 11 | 50.2093 | -5.1976 | WPD Best View | Headroom (MW) | Thermal | 6.5286 | 6.3282 | 6.2858 | 6.2031 | 6.1132 | 6.0071 | 5.8457 | 5.6987 | 4.1582 | 1.8841 | 0.30925 | 0.083909 | -2.3453 | -3.9398 | -5.9566 | -7.977 | -12.7787 | -18.8016 | -25.5557
Alverdiscott_Indian Queens | RAME 33KV | Mullion | Primary | 11 | 50.0216 | -5.2091 | Consumer Transformation | Headroom (MW) | Thermal | 4.1697 | 3.9962 | 3.8754 | 3.6955 | 3.5135 | 3.222 | 2.7652 | 2.3088 | 1.8637 | 1.385 | 0.87925 | 0.38915 | -0.10127 | -0.59061 | -1.0707 | -1.6025 | -4.1386 | -6.495 | -8.6219
Alverdiscott_Indian Queens | RAME 33KV | Mullion | Primary | 11 | 50.0216 | -5.2091 | Leading the Way | Headroom (MW) | Thermal | 4.1966 | 4.0659 | 4.0143 | 3.9342 | 3.8399 | 3.6634 | 3.4303 | 3.1939 | 2.9263 | 2.6735 | 2.4328 | 2.1984 | 1.9619 | 1.7129 | 1.4739 | 1.2281 | 0.010643 | -0.94484 | -1.8814
Alverdiscott_Indian Queens | RAME 33KV | Mullion | Primary | 11 | 50.0216 | -5.2091 | Steady Progression | Headroom (MW) | N/A | 4.2001 | 4.0912 | 4.0639 | 4.0159 | 3.9693 | 3.9232 | 3.8651 | 3.8086 | 3.747 | 3.6693 | 3.5931 | 3.516 | 3.4439 | 3.374 | 3.3074 | 3.2465 | 2.9657 | 2.7207 | 2.3801
Alverdiscott_Indian Queens | RAME 33KV | Mullion | Primary | 11 | 50.0216 | -5.2091 | System Transformation | Headroom (MW) | Thermal | 4.1957 | 4.0622 | 4.0053 | 3.9146 | 3.8107 | 3.6899 | 3.5064 | 3.3085 | 3.0853 | 2.868 | 2.5968 | 2.3323 | 2.073 | 1.8067 | 1.5573 | 1.3175 | 0.33829 | -0.47994 | -1.1624
Alverdiscott_Indian Queens | RAME 33KV | Mullion | Primary | 11 | 50.0216 | -5.2091 | WPD Best View | Headroom (MW) | Thermal | 4.1966 | 4.0659 | 4.0143 | 3.9342 | 3.8399 | 3.6634 | 3.4303 | 3.1939 | 2.9263 | 2.6735 | 2.4328 | 2.1984 | 1.9619 | 1.7129 | 1.4739 | 1.2281 | 0.010643 | -0.94484 | -1.8814
Alverdiscott_Indian Queens | RAME 33KV | Penryn | Primary | 11 | 50.1783 | -5.111 | Consumer Transformation | Headroom (MW) | Thermal | 6.507 | 6.3128 | 6.2316 | 6.0126 | 5.785 | 5.4723 | 5.1066 | 4.7408 | 4.3773 | 3.9986 | 3.5743 | 3.2243 | 2.8307 | 2.4426 | 1.2039 | 0.76562 | -1.3836 | -5.8332 | -7.8304
Alverdiscott_Indian Queens | RAME 33KV | Penryn | Primary | 11 | 50.1783 | -5.111 | Leading the Way | Headroom (MW) | Thermal | 6.5298 | 6.3615 | 6.3275 | 6.1766 | 6.0202 | 5.8413 | 5.6438 | 5.4335 | 4.0802 | 3.8738 | 3.6664 | 3.5058 | 3.3021 | 3.0914 | 1.0758 | 0.85865 | -1.1348 | -2.2869 | -4.6507
Alverdiscott_Indian Queens | RAME 33KV | Penryn | Primary | 11 | 50.1783 | -5.111 | Steady Progression | Headroom (MW) | N/A | 6.5339 | 6.3787 | 6.3533 | 6.2292 | 6.0942 | 5.9651 | 5.8357 | 5.697 | 5.5748 | 5.4278 | 5.2814 | 5.1599 | 5.0279 | 4.8998 | 4.7738 | 4.6519 | 4.1125 | 3.6353 | 3.1039
Alverdiscott_Indian Queens | RAME 33KV | Penryn | Primary | 11 | 50.1783 | -5.111 | System Transformation | Headroom (MW) | Thermal | 6.5284 | 6.3565 | 6.3156 | 6.1584 | 5.9915 | 5.8009 | 5.5791 | 5.3484 | 5.1144 | 4.8688 | 4.6289 | 4.425 | 4.189 | 3.9638 | 3.7484 | 3.5389 | 2.6282 | 0.32642 | -0.49904
Alverdiscott_Indian Queens | RAME 33KV | Penryn | Primary | 11 | 50.1783 | -5.111 | WPD Best View | Headroom (MW) | Thermal | 6.5298 | 6.3615 | 6.3275 | 6.1766 | 6.0202 | 5.8413 | 5.6438 | 5.4335 | 4.0802 | 3.8738 | 3.6664 | 3.5058 | 3.3021 | 3.0914 | 1.0758 | 0.85865 | -1.1348 | -2.2869 | -4.6507
Alverdiscott_Indian Queens | RAME 33KV | St Keverne | Primary | 11 | 50.0532 | -5.1278 | Consumer Transformation | Headroom (MW) | Thermal | 5.2777 | 5.1387 | 5.0832 | 4.9218 | 4.7578 | 4.5294 | 4.2613 | 3.9929 | 3.7259 | 3.4523 | 3.1567 | 2.8773 | 2.6168 | 2.3357 | 2.0745 | 1.7739 | -0.59063 | -2.1536 | -5.8101
Alverdiscott_Indian Queens | RAME 33KV | St Keverne | Primary | 11 | 50.0532 | -5.1278 | Leading the Way | Headroom (MW) | Thermal | 5.293 | 5.1282 | 5.0984 | 4.9861 | 4.8623 | 4.7274 | 4.577 | 4.4091 | 4.2361 | 4.0781 | 3.9292 | 3.7742 | 3.6323 | 3.4663 | 3.3154 | 3.1719 | 0.96114 | -0.752 | -1.5355
Alverdiscott_Indian Queens | RAME 33KV | St Keverne | Primary | 11 | 50.0532 | -5.1278 | Steady Progression | Headroom (MW) | N/A | 5.2958 | 5.1789 | 5.1712 | 5.1323 | 5.1036 | 5.0662 | 5.0308 | 4.9895 | 4.9512 | 4.9034 | 4.7963 | 4.6944 | 4.6001 | 4.5002 | 4.4041 | 4.3181 | 3.9319 | 3.7368 | 3.3103
Alverdiscott_Indian Queens | RAME 33KV | St Keverne | Primary | 11 | 50.0532 | -5.1278 | System Transformation | Headroom (MW) | Thermal | 5.2921 | 5.1704 | 5.1367 | 5.0863 | 4.9581 | 4.8221 | 4.6547 | 4.482 | 4.298 | 4.1196 | 3.9379 | 3.7707 | 3.6111 | 3.443 | 3.2898 | 3.147 | 2.502 | 1.8216 | -0.16105
Alverdiscott_Indian Queens | RAME 33KV | St Keverne | Primary | 11 | 50.0532 | -5.1278 | WPD Best View | Headroom (MW) | Thermal | 5.293 | 5.1282 | 5.0984 | 4.9861 | 4.8623 | 4.7274 | 4.577 | 4.4091 | 4.2361 | 4.0781 | 3.9292 | 3.7742 | 3.6323 | 3.4663 | 3.3154 | 3.1719 | 0.96114 | -0.752 | -1.5355
Alverdiscott_Indian Queens | RAME 33KV | Wheal Reeth | Primary | 11 | 50.1259 | -5.3727 | Consumer Transformation | Headroom (MW) | Thermal | 2.2394 | 2.1367 | 2.0814 | 2.0027 | 1.923 | 1.731 | 1.5095 | 1.2784 | 1.0499 | 0.82439 | 0.57853 | 0.34924 | 0.12206 | -0.10518 | -1.1706 | -3.2315 | -4.453 | -7.8126 | -8.8737
Alverdiscott_Indian Queens | RAME 33KV | Wheal Reeth | Primary | 11 | 50.1259 | -5.3727 | Leading the Way | Headroom (MW) | Thermal | 2.2553 | 2.1634 | 2.1444 | 2.1073 | 2.0609 | 1.9519 | 1.8277 | 1.6937 | 1.5413 | 1.4106 | 1.2919 | -0.19625 | -0.30987 | -0.43266 | -0.54964 | -0.65722 | -3.5778 | -5.5793 | -6.3042
Alverdiscott_Indian Queens | RAME 33KV | Wheal Reeth | Primary | 11 | 50.1259 | -5.3727 | Steady Progression | Headroom (MW) | N/A | 2.2571 | 2.1764 | 2.1612 | 2.1388 | 2.1077 | 2.0867 | 2.0545 | 2.0214 | 1.9879 | 1.9573 | 1.9244 | 1.8898 | 1.8668 | 1.8437 | 1.8173 | 1.758 | 1.6962 | 1.6362 | 0.096216
Alverdiscott_Indian Queens | RAME 33KV | Wheal Reeth | Primary | 11 | 50.1259 | -5.3727 | System Transformation | Headroom (MW) | Thermal | 2.2541 | 2.1595 | 2.1359 | 2.0928 | 2.038 | 1.981 | 1.8989 | 1.7569 | 1.5983 | 1.4455 | 1.2978 | 1.1502 | 1.007 | 0.8771 | 0.7512 | -1.179 | -1.5695 | -3.2673 | -3.627
Alverdiscott_Indian Queens | RAME 33KV | Wheal Reeth | Primary | 11 | 50.1259 | -5.3727 | WPD Best View | Headroom (MW) | Thermal | 2.2553 | 2.1634 | 2.1444 | 2.1073 | 2.0609 | 1.9519 | 1.8277 | 1.6937 | 1.5413 | 1.4106 | 1.2919 | -0.19625 | -0.30987 | -0.43266 | -0.54964 | -0.65722 | -3.5778 | -5.5793 | -6.3042
Alverdiscott_Indian Queens | ST AUSTELL 33kV | ST AUSTELL 33kV | Bulk Supply Point | 33 | 50.3553 | -4.7908 | Consumer Transformation | Headroom (MW) | Thermal | 7.7577 | 5.8435 | 5.1374 | -5.9246 | -7.27 | -9.1635 | -11.7137 | -14.2722 | -17.7845 | -21.61 | -28.6441 | -33.7141 | -40.483 | -45.8165 | -60.3249 | -73.5151 | -94.9442 | -103.9761 | -142.9009
Alverdiscott_Indian Queens | ST AUSTELL 33kV | ST AUSTELL 33kV | Bulk Supply Point | 33 | 50.3553 | -4.7908 | Leading the Way | Headroom (MW) | Thermal | 7.9301 | 6.1813 | 5.888 | 5.2688 | 4.3278 | 0.36768 | -1.1779 | -6.3323 | -8.121 | -15.5725 | -22.4054 | -10.1611 | -8.1896 | -17.5989 | -31.6785 | -40.603 | -60.1691 | -92.2098 | -121.6818
Alverdiscott_Indian Queens | ST AUSTELL 33kV | ST AUSTELL 33kV | Bulk Supply Point | 33 | 50.3553 | -4.7908 | Steady Progression | Headroom (MW) | Thermal | 7.9581 | 6.375 | 6.2238 | 5.7753 | 5.3149 | 4.9423 | -0.67351 | -6.3309 | -12.0051 | -17.7407 | -24.5741 | -28.8781 | -32.5548 | -36.2543 | -42.494 | -45.1766 | -60.3386 | -78.4495 | -93.8009
Alverdiscott_Indian Queens | ST AUSTELL 33kV | ST AUSTELL 33kV | Bulk Supply Point | 33 | 50.3553 | -4.7908 | System Transformation | Headroom (MW) | Thermal | 7.9155 | 6.2429 | 5.8985 | 5.2242 | 4.426 | 3.6806 | 2.2051 | 0.7151 | -3.5698 | -5.2105 | -9.5212 | -12.1055 | -17.2578 | -20.1213 | -29.7206 | -38.3998 | -45.5364 | -39.665 | -60.925
Alverdiscott_Indian Queens | ST AUSTELL 33kV | ST AUSTELL 33kV | Bulk Supply Point | 33 | 50.3553 | -4.7908 | WPD Best View | Headroom (MW) | Thermal | 7.9301 | 6.1813 | 5.888 | 5.2688 | 4.3278 | 0.36768 | -1.1779 | -6.3323 | -8.121 | -15.5725 | -22.4054 | -10.1611 | -8.1896 | -17.5989 | -31.6785 | -40.603 | -60.1607 | -92.1924 | -121.6523
Alverdiscott_Indian Queens | ST AUSTELL 33kV | Blackpool | Primary | 11 | 50.3443 | -4.8318 | Consumer Transformation | Headroom (MW) | Thermal | 7.5319 | 7.448 | 7.4204 | 7.362 | 7.3021 | 7.2103 | 7.0952 | 6.9831 | 6.8776 | 6.7078 | 6.5142 | 6.3347 | 6.1666 | 5.9956 | 4.9834 | 2.9689 | 2.1558 | 0.4301 | -1.7681
Alverdiscott_Indian Queens | ST AUSTELL 33kV | Blackpool | Primary | 11 | 50.3443 | -4.8318 | Leading the Way | Headroom (MW) | N/A | 7.5385 | 7.4763 | 7.457 | 7.4328 | 7.408 | 7.3731 | 7.3202 | 7.277 | 7.2211 | 7.1154 | 7.0215 | 5.5546 | 5.4699 | 5.3699 | 5.2796 | 5.1854 | 2.4357 | 1.999 | 0.20582
Alverdiscott_Indian Queens | ST AUSTELL 33kV | Blackpool | Primary | 11 | 50.3443 | -4.8318 | Steady Progression | Headroom (MW) | N/A | 7.5405 | 7.4795 | 7.4725 | 7.4446 | 7.4269 | 7.4099 | 7.3915 | 7.3719 | 7.3515 | 7.3213 | 7.3005 | 7.2846 | 7.259 | 7.249 | 7.2375 | 7.2244 | 7.1878 | 7.163 | 5.6562
Alverdiscott_Indian Queens | ST AUSTELL 33kV | Blackpool | Primary | 11 | 50.3443 | -4.8318 | System Transformation | Headroom (MW) | N/A | 7.5377 | 7.4729 | 7.4495 | 7.4196 | 7.3876 | 7.3433 | 7.2786 | 7.2159 | 7.1459 | 7.0811 | 7.0195 | 6.9664 | 6.9046 | 6.8591 | 6.8154 | 4.9594 | 4.7886 | 4.5533 | 2.9235
Alverdiscott_Indian Queens | ST AUSTELL 33kV | Blackpool | Primary | 11 | 50.3443 | -4.8318 | WPD Best View | Headroom (MW) | N/A | 7.5385 | 7.4763 | 7.457 | 7.4328 | 7.408 | 7.3731 | 7.3202 | 7.277 | 7.2211 | 7.1154 | 7.0215 | 5.5546 | 5.4699 | 5.3699 | 5.2796 | 5.1854 | 2.4357 | 1.999 | 0.20582
Alverdiscott_Indian Queens | ST AUSTELL 33kV | Bugle | Primary | 11 | 50.4001 | -4.7944 | Consumer Transformation | Headroom (MW) | Thermal | -9.2552 | -9.6813 | -9.7722 | -9.9702 | -10.1701 | -10.4484 | -10.7908 | -11.1178 | -12.3242 | -12.7223 | -14.5842 | -15.8975 | -17.7232 | -20.4031 | -22.6327 | -25.7728 | -33.5967 | -27.8678 | -38.3681
Alverdiscott_Indian Queens | ST AUSTELL 33kV | Bugle | Primary | 11 | 50.4001 | -4.7944 | Leading the Way | Headroom (MW) | Thermal | -9.2428 | -9.6359 | -9.6741 | -9.8062 | -9.9398 | -10.0806 | -10.2831 | -12.2727 | -12.4908 | -14.562 | -17.034 | -9.4426 | -3.2073 | -4.8454 | -8.6599 | -11.6357 | -20.3108 | -30.1933 | -38.6052
Alverdiscott_Indian Queens | ST AUSTELL 33kV | Bugle | Primary | 11 | 50.4001 | -4.7944 | Steady Progression | Headroom (MW) | Thermal | -9.2389 | -9.619 | -9.6497 | -9.7537 | -9.8619 | -9.9704 | -12.1224 | -14.2859 | -16.4532 | -18.6158 | -20.4517 | -22.105 | -23.2447 | -24.3809 | -27.1244 | -28.2416 | -33.7699 | -39.6645 | -44.6128
Alverdiscott_Indian Queens | ST AUSTELL 33kV | Bugle | Primary | 11 | 50.4001 | -4.7944 | System Transformation | Headroom (MW) | Thermal | -9.2436 | -9.6405 | -9.685 | -9.8281 | -9.9728 | -10.1209 | -10.3352 | -10.5299 | -10.7675 | -10.9886 | -12.5553 | -12.7726 | -15.1923 | -16.7529 | -18.7623 | -20.7681 | -24.353 | -15.1086 | -21.3172
Alverdiscott_Indian Queens | ST AUSTELL 33kV | Bugle | Primary | 11 | 50.4001 | -4.7944 | WPD Best View | Headroom (MW) | Thermal | -9.2428 | -9.6359 | -9.6741 | -9.8062 | -9.9398 | -10.0806 | -10.2831 | -12.2727 | -12.4908 | -14.562 | -17.034 | -9.4426 | -3.2073 | -4.8454 | -8.6599 | -11.6357 | -20.3108 | -30.1933 | -38.6052
Alverdiscott_Indian Queens | ST AUSTELL 33kV | Fowey | Primary | 11 | 50.3409 | -4.6484 | Consumer Transformation | Headroom (MW) | Thermal | 2.6307 | 2.5281 | 2.4717 | 2.3888 | 2.2249 | 2.0179 | 1.7624 | 1.5096 | 1.2479 | 0.98701 | 0.7061 | 0.44846 | 0.18375 | -0.073215 | -0.33076 | -2.4359 | -4.7366 | -6.0182 | -8.6403
Alverdiscott_Indian Queens | ST AUSTELL 33kV | Fowey | Primary | 11 | 50.3409 | -4.6484 | Leading the Way | Headroom (MW) | Thermal | 2.6467 | 2.5195 | 2.5033 | 2.4529 | 2.3446 | 2.225 | 2.0773 | 1.9257 | 1.7681 | 1.6153 | 1.4849 | 1.3427 | -0.14142 | -0.28123 | -0.41856 | -0.55372 | -2.6997 | -4.36 | -6.4591
Alverdiscott_Indian Queens | ST AUSTELL 33kV | Fowey | Primary | 11 | 50.3409 | -4.6484 | Steady Progression | Headroom (MW) | N/A | 2.6498 | 2.5705 | 2.5642 | 2.5355 | 2.5158 | 2.4874 | 2.4564 | 2.4244 | 2.3918 | 2.3524 | 2.3217 | 2.2282 | 2.1945 | 2.1167 | 2.0325 | 1.9686 | 1.8267 | 1.7602 | 1.5662
Alverdiscott_Indian Queens | ST AUSTELL 33kV | Fowey | Primary | 11 | 50.3409 | -4.6484 | System Transformation | Headroom (MW) | Thermal | 2.6458 | 2.5614 | 2.537 | 2.4865 | 2.4326 | 2.3756 | 2.2105 | 2.0548 | 1.8786 | 1.7103 | 1.5508 | 1.3906 | 1.2472 | 1.1022 | 0.95697 | -0.9939 | -1.5188 | -1.9082 | -3.6642
Alverdiscott_Indian Queens | ST AUSTELL 33kV | Fowey | Primary | 11 | 50.3409 | -4.6484 | WPD Best View | Headroom (MW) | Thermal | 2.6467 | 2.5195 | 2.5033 | 2.4529 | 2.3446 | 2.225 | 2.0773 | 1.9257 | 1.7681 | 1.6153 | 1.4849 | 1.3427 | -0.14142 | -0.28123 | -0.41856 | -0.55372 | -2.6997 | -4.36 | -6.4591
Alverdiscott_Indian Queens | ST AUSTELL 33kV | Lostwithiel | Primary | 11 | 50.4119 | -4.6596 | Consumer Transformation | Headroom (MW) | Thermal | 5.17 | 5.0067 | 4.9583 | 4.8637 | 4.7629 | 4.6132 | 4.4251 | 4.1849 | 3.9319 | 2.8354 | 1.189 | 0.9189 | -1.5715 | -1.8436 | -3.8912 | -6.8169 | -14.2036 | -21.6298 | -31.1911
Alverdiscott_Indian Queens | ST AUSTELL 33kV | Lostwithiel | Primary | 11 | 50.4119 | -4.6596 | Leading the Way | Headroom (MW) | Thermal | 5.1862 | 4.9808 | 4.9597 | 4.9075 | 4.8402 | 4.772 | 4.6178 | 2.6577 | 2.4838 | 0.5283 | -0.98619 | -3.3561 | -4.8646 | -7.7472 | -9.6838 | -12.5414 | -20.6849 | -27.8432 | -35.9033
Alverdiscott_Indian Queens | ST AUSTELL 33kV | Lostwithiel | Primary | 11 | 50.4119 | -4.6596 | Steady Progression | Headroom (MW) | Thermal | 5.1871 | 5.037 | 5.0279 | 4.9893 | 4.9438 | 4.908 | 4.8624 | 4.8158 | 4.7687 | 4.7218 | 4.6671 | 4.6311 | 4.5839 | 4.5458 | 2.6937 | 2.6668 | 1.1416 | -0.35798 | -1.973
Alverdiscott_Indian Queens | ST AUSTELL 33kV | Lostwithiel | Primary | 11 | 50.4119 | -4.6596 | System Transformation | Headroom (MW) | Thermal | 5.1847 | 5.0309 | 5.0055 | 4.9475 | 4.8779 | 4.8061 | 4.6971 | 4.5995 | 4.4883 | 4.3899 | 2.9138 | 2.764 | 1.2513 | 1.1011 | -1.7007 | -3.6474 | -8.0857 | -12.6075 | -18.4749
Alverdiscott_Indian Queens | ST AUSTELL 33kV | Lostwithiel | Primary | 11 | 50.4119 | -4.6596 | WPD Best View | Headroom (MW) | Thermal | 5.1862 | 4.9808 | 4.9597 | 4.9075 | 4.8402 | 4.772 | 4.6178 | 2.6577 | 2.4838 | 0.5283 | -0.98619 | -3.3561 | -4.8646 | -7.7472 | -9.6838 | -12.5414 | -20.6849 | -27.8432 | -35.9033
Alverdiscott_Indian Queens | ST AUSTELL 33kV | Mevagissey | Primary | 11 | 50.2855 | -4.8005 | Consumer Transformation | Headroom (MW) | Thermal | 6.3868 | 6.2261 | 6.1508 | 6.0287 | 5.8412 | 5.5903 | 5.2775 | 4.9579 | 4.6441 | 4.3293 | 3.9816 | 3.657 | 3.3364 | 3.024 | 2.6999 | 2.3534 | -0.24873 | -1.8156 | -3.3166
Alverdiscott_Indian Queens | ST AUSTELL 33kV | Mevagissey | Primary | 11 | 50.2855 | -4.8005 | Leading the Way | Headroom (MW) | N/A | 6.4049 | 6.2699 | 6.2392 | 6.1766 | 6.0516 | 5.905 | 5.7332 | 5.5534 | 5.3504 | 5.1679 | 5.0029 | 4.8441 | 4.6757 | 4.5127 | 4.3528 | 4.188 | 3.2717 | 1.4874 | 0.64552
Alverdiscott_Indian Queens | ST AUSTELL 33kV | Mevagissey | Primary | 11 | 50.2855 | -4.8005 | Steady Progression | Headroom (MW) | N/A | 6.4085 | 6.2769 | 6.2667 | 6.2221 | 6.1788 | 6.1365 | 6.0909 | 6.0439 | 5.999 | 5.9434 | 5.89 | 5.7806 | 5.7339 | 5.6322 | 5.5337 | 5.4495 | 5.233 | 5.105 | 4.846
Alverdiscott_Indian Queens | ST AUSTELL 33kV | Mevagissey | Primary | 11 | 50.2855 | -4.8005 | System Transformation | Headroom (MW) | N/A | 6.4035 | 6.2655 | 6.2258 | 6.1557 | 6.0824 | 5.996 | 5.8073 | 5.6152 | 5.3934 | 5.1868 | 4.9885 | 4.7968 | 4.6133 | 4.4304 | 4.2574 | 4.0949 | 3.4236 | 2.9042 | 2.4211
Alverdiscott_Indian Queens | ST AUSTELL 33kV | Mevagissey | Primary | 11 | 50.2855 | -4.8005 | WPD Best View | Headroom (MW) | N/A | 6.4049 | 6.2699 | 6.2392 | 6.1766 | 6.0516 | 5.905 | 5.7332 | 5.5534 | 5.3504 | 5.1679 | 5.0029 | 4.8441 | 4.6757 | 4.5127 | 4.3528 | 4.188 | 3.2717 | 1.4874 | 0.64552
Alverdiscott_Indian Queens | ST AUSTELL 33kV | Par Harbour | Primary | 11 | 50.3444 | -4.7084 | Consumer Transformation | Headroom (MW) | Thermal | -11.5422 | -11.8619 | -11.9909 | -12.1827 | -12.4105 | -12.7341 | -13.1984 | -13.6641 | -14.1456 | -14.7074 | -15.3565 | -15.8934 | -16.4682 | -17.0509 | -19.4263 | -20.0698 | -12.2575 | -6.0945 | -9.9038
Alverdiscott_Indian Queens | ST AUSTELL 33kV | Par Harbour | Primary | 11 | 50.3444 | -4.7084 | Leading the Way | Headroom (MW) | Thermal | -11.5136 | -11.7883 | -11.8346 | -11.9301 | -12.0588 | -12.1583 | -12.4087 | -12.6783 | -12.981 | -13.339 | -15.0556 | -4.5488 | -4.8184 | -5.1063 | -7.1793 | -7.4505 | 1.2058 | -2.1571 | -4.4724
Alverdiscott_Indian Queens | ST AUSTELL 33kV | Par Harbour | Primary | 11 | 50.3444 | -4.7084 | Steady Progression | Headroom (MW) | Thermal | -11.5064 | -11.7636 | -11.7954 | -11.8562 | -11.9255 | -11.964 | -15.1256 | -18.2979 | -21.4643 | -24.6388 | -27.1997 | -29.4659 | -31.6187 | -33.7681 | -35.0237 | -36.152 | -41.7459 | -48.5463 | -53.0968
Alverdiscott_Indian Queens | ST AUSTELL 33kV | Par Harbour | Primary | 11 | 50.3444 | -4.7084 | System Transformation | Headroom (MW) | Thermal | -11.5154 | -11.7933 | -11.8482 | -11.948 | -12.0801 | -12.1835 | -12.4295 | -12.6645 | -12.9269 | -13.1823 | -13.4337 | -13.6387 | -13.8857 | -14.1281 | -16.1733 | -16.3999 | -5.9631 | 1.9684 | -0.21625
Alverdiscott_Indian Queens | ST AUSTELL 33kV | Par Harbour | Primary | 11 | 50.3444 | -4.7084 | WPD Best View | Headroom (MW) | Thermal | -11.5136 | -11.7883 | -11.8346 | -11.9301 | -12.0588 | -12.1583 | -12.4087 | -12.6783 | -12.981 | -13.339 | -15.0556 | -4.5488 | -4.8184 | -5.1063 | -7.1793 | -7.4505 | 1.2058 | -2.1571 | -4.4724
Alverdiscott_Indian Queens | ST AUSTELL 33kV | Sawles Road | Primary | 11 | 50.3307 | -4.7919 | Consumer Transformation | Headroom (MW) | Thermal | 10.2193 | 10.0271 | 9.9662 | 4.0539 | 4.0292 | 3.9426 | 3.8399 | 3.7508 | 3.6258 | 3.5394 | 3.4185 | 3.3955 | 3.3004 | 3.1938 | 3.1218 | 3.0631 | 1.7816 | 1.1726 | -1.1148
Alverdiscott_Indian Queens | ST AUSTELL 33kV | Sawles Road | Primary | 11 | 50.3307 | -4.7919 | Leading the Way | Headroom (MW) | N/A | 10.2406 | 10.0746 | 10.0491 | 9.9717 | 9.8383 | 9.6898 | 9.5129 | 9.3336 | 9.1181 | 8.8899 | 8.7023 | 8.705 | 8.5245 | 6.9917 | 6.8382 | 6.6903 | 5.756 | 2.5955 | 1.7556
Alverdiscott_Indian Queens | ST AUSTELL 33kV | Sawles Road | Primary | 11 | 50.3307 | -4.7919 | Steady Progression | Headroom (MW) | N/A | 10.2377 | 10.0765 | 10.0666 | 10.0145 | 9.9726 | 9.922 | 9.8918 | 9.8419 | 9.7861 | 9.7201 | 9.6707 | 9.7093 | 9.6514 | 9.6074 | 9.5691 | 9.4733 | 9.3776 | 9.2574 | 8.9979
Alverdiscott_Indian Queens | ST AUSTELL 33kV | Sawles Road | Primary | 11 | 50.3307 | -4.7919 | System Transformation | Headroom (MW) | N/A | 10.2363 | 10.0705 | 10.0413 | 9.9647 | 9.8927 | 9.8117 | 9.7014 | 9.5198 | 9.3196 | 9.1175 | 8.9312 | 8.8963 | 8.7227 | 8.5497 | 8.3782 | 8.2305 | 6.348 | 5.8292 | 5.3266
Alverdiscott_Indian Queens | ST AUSTELL 33kV | Sawles Road | Primary | 11 | 50.3307 | -4.7919 | WPD Best View | Headroom (MW) | N/A | 10.2406 | 10.0746 | 10.0491 | 9.9717 | 9.8383 | 9.6898 | 9.5129 | 9.3336 | 9.1181 | 8.8899 | 8.7023 | 8.705 | 8.5245 | 6.9917 | 6.8382 | 6.6903 | 5.756 | 2.5955 | 1.7556
Alverdiscott_Indian Queens | ST AUSTELL 33kV | St Austell | Primary | 11 | 50.3498 | -4.7895 | Consumer Transformation | Headroom (MW) | Thermal | 7.5258 | 7.1201 | 6.9047 | 2.5178 | 2.1516 | 1.6604 | 0.90517 | 0.167 | -0.5854 | -1.4487 | -3.3164 | -5.6203 | -6.5845 | -7.473 | -10.1841 | -12.0837 | -19.0186 | -27.2715 | -33.6507
Alverdiscott_Indian Queens | ST AUSTELL 33kV | St Austell | Primary | 11 | 50.3498 | -4.7895 | Leading the Way | Headroom (MW) | Thermal | 7.5788 | 7.2538 | 7.1598 | 7.05 | 6.8449 | 3.6573 | 3.2822 | 2.9144 | 2.4652 | 0.14075 | -0.34612 | -2.2041 | -2.7069 | -5.3095 | -7.5454 | -9.7689 | -14.1769 | -18.7092 | -23.754
Alverdiscott_Indian Queens | ST AUSTELL 33kV | St Austell | Primary | 11 | 50.3498 | -4.7895 | Steady Progression | Headroom (MW) | Thermal | 7.589 | 7.2867 | 7.2426 | 7.1659 | 7.0661 | 7.0293 | 6.9122 | 6.7999 | 6.674 | 6.5272 | 4.3128 | 4.1574 | 3.997 | 3.8655 | 3.7215 | 3.5796 | 1.6045 | 1.1073 | -0.85806
Alverdiscott_Indian Queens | ST AUSTELL 33kV | St Austell | Primary | 11 | 50.3498 | -4.7895 | System Transformation | Headroom (MW) | Thermal | 7.5757 | 7.2449 | 7.1441 | 7.013 | 6.8075 | 6.6687 | 6.3056 | 5.949 | 2.9571 | 2.5466 | 2.1487 | 0.38384 | -0.014568 | -0.36888 | -2.5678 | -2.9408 | -5.9563 | -11.0324 | -13.6113
Alverdiscott_Indian Queens | ST AUSTELL 33kV | St Austell | Primary | 11 | 50.3498 | -4.7895 | WPD Best View | Headroom (MW) | Thermal | 7.5788 | 7.2538 | 7.1598 | 7.05 | 6.8449 | 3.6573 | 3.2822 | 2.9144 | 2.4652 | 0.14075 | -0.34612 | -2.2041 | -2.7069 | -5.3095 | -7.5454 | -9.7689 | -14.1769 | -18.7092 | -23.754
Alverdiscott_Indian Queens | ST AUSTELL 33kV | Trebal | Primary | 11 | 50.3746 | -4.762 | Consumer Transformation | Headroom (MW) | N/A | 6.0063 | 5.9461 | 5.9441 | 5.9289 | 5.9141 | 5.8997 | 5.8856 | 5.872 | 5.8589 | 5.7849 | 5.7191 | 5.858 | 5.7928 | 5.7293 | 5.6649 | 5.6083 | 5.5098 | 5.4483 | 5.3824
Alverdiscott_Indian Queens | ST AUSTELL 33kV | Trebal | Primary | 11 | 50.3746 | -4.762 | Leading the Way | Headroom (MW) | N/A | 6.0063 | 5.9461 | 5.9441 | 5.929 | 5.9142 | 5.8998 | 5.8858 | 5.8724 | 5.8596 | 5.7863 | 5.7204 | 5.8595 | 5.7944 | 5.7319 | 5.6677 | 5.6132 | 5.3638 | 5.3009 | 5.235
Alverdiscott_Indian Queens | ST AUSTELL 33kV | Trebal | Primary | 11 | 50.3746 | -4.762 | Steady Progression | Headroom (MW) | N/A | 6.0063 | 5.946 | 5.9439 | 5.9287 | 5.9138 | 5.8991 | 5.8847 | 5.8706 | 5.8567 | 5.8432 | 5.83 | 5.817 | 5.8045 | 5.7934 | 5.7816 | 5.7703 | 5.7213 | 5.8854 | 5.8324
Alverdiscott_Indian Queens | ST AUSTELL 33kV | Trebal | Primary | 11 | 50.3746 | -4.762 | System Transformation | Headroom (MW) | N/A | 6.0063 | 5.946 | 5.944 | 5.9288 | 5.9138 | 5.8992 | 5.8849 | 5.8708 | 5.8571 | 5.8437 | 5.8308 | 6.0233 | 6.0112 | 6.0017 | 5.991 | 5.9809 | 5.9395 | 5.8959 | 5.8467
Alverdiscott_Indian Queens | ST AUSTELL 33kV | Trebal | Primary | 11 | 50.3746 | -4.762 | WPD Best View | Headroom (MW) | N/A | 6.0063 | 5.9461 | 5.9441 | 5.929 | 5.9142 | 5.8998 | 5.8858 | 5.8724 | 5.8596 | 5.7863 | 5.7204 | 5.8595 | 5.7944 | 5.7319 | 5.6677 | 5.6132 | 5.3722 | 5.3183 | 5.2645
Alverdiscott_Indian Queens | ST TUDY 33KV | ST TUDY 33KV | Bulk Supply Point | 33 | 50.5358 | -4.7225 | Consumer Transformation | Headroom (MW) | Thermal | -38.9067 | -40.3583 | -41.0394 | -42.2183 | -43.5341 | -71.9583 | -74.5236 | -77.0193 | -82.2693 | -86.0778 | -100.8954 | -109.3604 | -119.194 | -136.6848 | -150.4494 | -166.66 | -217.7832 | -275.9082 | -332.4056
Alverdiscott_Indian Queens | ST TUDY 33KV | ST TUDY 33KV | Bulk Supply Point | 33 | 50.5358 | -4.7225 | Leading the Way | Headroom (MW) | Thermal | -38.7434 | -39.9339 | -40.2385 | -40.9698 | -41.7318 | -51.9822 | -55.0253 | -59.8861 | -81.5407 | -90.4965 | -105.2196 | -117.8781 | -131.9477 | -150.824 | -168.7668 | -183.2791 | -232.9385 | -279.2134 | -327.6803
Alverdiscott_Indian Queens | ST TUDY 33KV | ST TUDY 33KV | Bulk Supply Point | 33 | 50.5358 | -4.7225 | Steady Progression | Headroom (MW) | Thermal | -38.714 | -39.8442 | -39.9859 | -40.3599 | -40.7328 | -41.0969 | -41.5222 | -47.0016 | -47.4682 | -48.0279 | -48.6778 | -49.4279 | -54.0664 | -54.6726 | -60.6881 | -64.8392 | -73.9002 | -88.0718 | -98.2558
Alverdiscott_Indian Queens | ST TUDY 33KV | ST TUDY 33KV | Bulk Supply Point | 33 | 50.5358 | -4.7225 | System Transformation | Headroom (MW) | Thermal | -38.7601 | -39.9704 | -40.2825 | -40.9659 | -41.7041 | -42.5976 | -43.9379 | -54.5305 | -56.015 | -57.4621 | -64.3373 | -68.0692 | -74.9409 | -83.5461 | -94.0137 | -106.961 | -132.5154 | -164.0117 | -193.4775
Alverdiscott_Indian Queens | ST TUDY 33KV | ST TUDY 33KV | Bulk Supply Point | 33 | 50.5358 | -4.7225 | WPD Best View | Headroom (MW) | Thermal | -38.7434 | -39.9339 | -40.2385 | -40.9698 | -41.7318 | -51.9822 | -54.7692 | -59.63 | -81.0554 | -90.0112 | -104.2205 | -116.3293 | -129.211 | -146.1502 | -162.0423 | -174.504 | -220.7984 | -266.6035 | -315.0704
Alverdiscott_Indian Queens | ST TUDY 33KV | Bodmin | Primary | 11 | 50.4734 | -4.7339 | Consumer Transformation | Headroom (MW) | Thermal | 8.1785 | 7.8268 | 7.6538 | 7.3731 | 7.0909 | 6.6276 | 6.006 | 5.4441 | 4.7806 | 4.0719 | 1.0381 | 0.27793 | -0.46848 | -3.4291 | -5.9665 | -8.6334 | -17.2161 | -25.7712 | -35.28
Alverdiscott_Indian Queens | ST TUDY 33KV | Bodmin | Primary | 11 | 50.4734 | -4.7339 | Leading the Way | Headroom (MW) | Thermal | 8.2161 | 7.9325 | 7.8547 | 7.7058 | 7.5729 | 7.3851 | 7.0344 | 6.8308 | 5.0729 | 4.7035 | 2.9711 | 1.2576 | -1.3042 | -4.4017 | -6.555 | -8.7241 | -15.6042 | -23.5381 | -31.1781
Alverdiscott_Indian Queens | ST TUDY 33KV | Bodmin | Primary | 11 | 50.4734 | -4.7339 | Steady Progression | Headroom (MW) | N/A | 8.2279 | 7.952 | 7.9208 | 7.8362 | 7.7551 | 7.6688 | 7.5638 | 7.523 | 7.4117 | 7.2916 | 7.1538 | 7.0178 | 6.8959 | 6.769 | 6.6496 | 4.7064 | 4.1777 | 2.3858 | 0.46372
Alverdiscott_Indian Queens | ST TUDY 33KV | Bodmin | Primary | 11 | 50.4734 | -4.7339 | System Transformation | Headroom (MW) | Thermal | 8.2107 | 7.9264 | 7.8503 | 7.7019 | 7.552 | 7.3637 | 7.0722 | 6.8873 | 6.558 | 6.2347 | 4.5326 | 4.1537 | 3.7962 | 2.0708 | -0.10573 | -2.2731 | -7.2311 | -11.2314 | -16.3777
Alverdiscott_Indian Queens | ST TUDY 33KV | Bodmin | Primary | 11 | 50.4734 | -4.7339 | WPD Best View | Headroom (MW) | Thermal | 8.2161 | 7.9325 | 7.8547 | 7.7058 | 7.5729 | 7.3851 | 7.0344 | 6.8308 | 5.0729 | 4.7035 | 2.9711 | 1.2576 | -1.3042 | -4.4017 | -6.555 | -8.7241 | -15.6042 | -23.5381 | -31.1781
Alverdiscott_Indian Queens | ST TUDY 33KV | Callywith | Primary | 11 | 50.4779 | -4.7012 | Consumer Transformation | Headroom (MW) | Thermal | 2.3255 | 2.1823 | 2.1559 | 2.0943 | 2.0227 | 1.9273 | 1.8124 | 1.6962 | 1.5812 | 1.3883 | 1.1933 | 0.15165 | -1.3984 | -1.5815 | -1.7466 | -3.7249 | -6.7283 | -9.8019 | -14.2295
Alverdiscott_Indian Queens | ST TUDY 33KV | Callywith | Primary | 11 | 50.4779 | -4.7012 | Leading the Way | Headroom (MW) | Thermal | 2.3392 | 2.2016 | 2.1912 | 2.1391 | 2.0862 | 2.0303 | 1.9521 | 1.8702 | 1.7803 | -0.19209 | -0.32994 | -1.8134 | -1.9138 | -3.398 | -4.3424 | -6.2638 | -9.6297 | -12.3695 | -16.4882
Alverdiscott_Indian Queens | ST TUDY 33KV | Callywith | Primary | 11 | 50.4779 | -4.7012 | Steady Progression | Headroom (MW) | Thermal | 2.3364 | 2.2014 | 2.1986 | 2.1667 | 2.1348 | 2.0945 | 2.0628 | 2.0309 | 1.9906 | 1.9503 | 1.9204 | 1.8823 | 1.8462 | 1.8141 | 1.7828 | 1.7517 | 0.29037 | 0.19776 | -1.369
Alverdiscott_Indian Queens | ST TUDY 33KV | Callywith | Primary | 11 | 50.4779 | -4.7012 | System Transformation | Headroom (MW) | Thermal | 2.3369 | 2.2009 | 2.1951 | 2.1485 | 2.1006 | 2.051 | 1.9839 | 1.9183 | 1.8416 | 1.7753 | 1.7136 | 1.6548 | 0.23746 | 0.18423 | 0.1371 | -1.7256 | -3.2813 | -5.7697 | -8.8036
Alverdiscott_Indian Queens | ST TUDY 33KV | Callywith | Primary | 11 | 50.4779 | -4.7012 | WPD Best View | Headroom (MW) | Thermal | 2.3392 | 2.2016 | 2.1912 | 2.1391 | 2.0862 | 2.0303 | 1.9521 | 1.8702 | 1.7803 | -0.19209 | -0.32994 | -1.8134 | -1.9138 | -3.398 | -4.3424 | -6.2638 | -9.6297 | -12.3695 | -16.4882
Alverdiscott_Indian Queens | ST TUDY 33KV | Davidstow | Primary | 11 | 50.6551 | -4.6181 | Consumer Transformation | Headroom (MW) | Thermal | 1.0982 | 0.99928 | 0.96379 | 0.89273 | 0.82203 | 0.71947 | 0.58362 | 0.45044 | -0.54788 | -0.74785 | -2.3635 | -3.4752 | -5.0757 | -7.5505 | -10.4123 | -12.4317 | -19.8985 | -31.9322 | -41.7283
Alverdiscott_Indian Queens | ST TUDY 33KV | Davidstow | Primary | 11 | 50.6551 | -4.6181 | Leading the Way | Headroom (MW) | Thermal | 1.1026 | 1.0271 | 1.0127 | 0.97654 | 0.94085 | 0.89663 | -0.53541 | -0.59594 | -0.67953 | -2.6228 | -4.9748 | -7.864 | -10.7325 | -13.1112 | -15.9542 | -18.7924 | -26.8329 | -37.8387 | -47.459
Alverdiscott_Indian Queens | ST TUDY 33KV | Davidstow | Primary | 11 | 50.6551 | -4.6181 | Steady Progression | Headroom (MW) | Thermal | 1.1037 | 1.027 | 1.0132 | 0.98899 | 0.9574 | 0.93587 | 0.90448 | 0.88176 | 0.84984 | 0.82084 | 0.78927 | 0.75352 | 0.71976 | 0.69486 | -1.1456 | -1.1636 | -1.6593 | -4.5871 | -6.2364
Alverdiscott_Indian Queens | ST TUDY 33KV | Davidstow | Primary | 11 | 50.6551 | -4.6181 | System Transformation | Headroom (MW) | Thermal | 1.1018 | 1.0181 | 0.99983 | 0.95895 | 0.91712 | 0.8659 | 0.78382 | 0.71443 | 0.62875 | 0.54741 | -0.89651 | -1.8215 | -3.2552 | -4.6949 | -6.5752 | -8.4428 | -11.2876 | -19.4349 | -25.3499
Alverdiscott_Indian Queens | ST TUDY 33KV | Davidstow | Primary | 11 | 50.6551 | -4.6181 | WPD Best View | Headroom (MW) | Thermal | 1.1026 | 1.0271 | 1.0127 | 0.97654 | 0.94085 | 0.89663 | -0.53541 | -0.59594 | -0.67953 | -2.6228 | -4.9748 | -7.864 | -10.7325 | -13.1112 | -15.9542 | -18.7924 | -26.8329 | -37.8387 | -47.459
Alverdiscott_Indian Queens | ST TUDY 33KV | Delabole | Primary | 11 | 50.6269 | -4.7131 | Consumer Transformation | Headroom (MW) | Thermal | 4.21 | 3.9868 | 3.8776 | 3.7122 | 3.5267 | 3.2462 | 2.8888 | 2.5299 | 1.3045 | 0.8815 | -1.006 | -2.3501 | -4.2015 | -6.9257 | -9.1836 | -11.5085 | -19.5358 | -27.6695 | -35.6297
Alverdiscott_Indian Queens | ST TUDY 33KV | Delabole | Primary | 11 | 50.6269 | -4.7131 | Leading the Way | Headroom (MW) | Thermal | 4.2328 | 4.059 | 4.0091 | 3.9255 | 3.8266 | 3.7185 | 3.5495 | 1.5805 | 1.3831 | -0.66286 | -3.1221 | -4.7381 | -7.7056 | -9.3205 | -12.2126 | -14.2619 | -21.5006 | -27.7364 | -33.3682
Alverdiscott_Indian Queens | ST TUDY 33KV | Delabole | Primary | 11 | 50.6269 | -4.7131 | Steady Progression | Headroom (MW) | Thermal | 4.2427 | 4.0718 | 4.0527 | 3.9892 | 3.9364 | 3.8837 | 3.8239 | 3.7574 | 3.696 | 3.6245 | 3.5493 | 3.4701 | 3.4022 | 3.3282 | 1.4368 | 1.3794 | -0.28019 | -1.921 | -3.6664
Alverdiscott_Indian Queens | ST TUDY 33KV | Delabole | Primary | 11 | 50.6269 | -4.7131 | System Transformation | Headroom (MW) | Thermal | 4.231 | 4.0541 | 4.0061 | 3.917 | 3.8142 | 3.7024 | 3.5266 | 3.357 | 3.1606 | 2.9664 | 1.4191 | 1.2311 | -0.30779 | -2.6952 | -4.681 | -6.6627 | -10.1387 | -14.4832 | -17.8995
Alverdiscott_Indian Queens | ST TUDY 33KV | Delabole | Primary | 11 | 50.6269 | -4.7131 | WPD Best View | Headroom (MW) | Thermal | 4.2328 | 4.059 | 4.0091 | 3.9255 | 3.8266 | 3.7185 | 3.5495 | 1.5805 | 1.3831 | -0.66286 | -3.1221 | -4.7381 | -7.7056 | -9.3205 | -12.2126 | -14.2619 | -21.5006 | -27.7364 | -33.3682
Alverdiscott_Indian Queens | ST TUDY 33KV | Laneast | Primary | 11 | 50.6178 | -4.4828 | Consumer Transformation | Headroom (MW) | Thermal | -0.064399 | -0.1645 | -0.2055 | -0.27898 | -0.35539 | -0.4702 | -0.62715 | -0.7693 | -0.92271 | -1.9775 | -2.236 | -2.4797 | -3.5662 | -5.166 | -5.3667 | -6.4469 | -9.4688 | -13.9788 | -18.4487
Alverdiscott_Indian Queens | ST TUDY 33KV | Laneast | Primary | 11 | 50.6178 | -4.4828 | Leading the Way | Headroom (MW) | Thermal | -0.056994 | -0.13411 | -0.1549 | -0.19279 | -0.2223 | -0.26217 | -0.33898 | -0.39737 | -0.48042 | -0.59702 | -2.0873 | -3.0653 | -3.1974 | -3.3314 | -5.2616 | -5.3729 | -9.2612 | -12.2162 | -16.012
Alverdiscott_Indian Queens | ST TUDY 33KV | Laneast | Primary | 11 | 50.6178 | -4.4828 | Steady Progression | Headroom (MW) | Thermal | -0.054849 | -0.13095 | -0.13861 | -0.17065 | -0.19236 | -0.21327 | -0.23553 | -0.26854 | -0.29302 | -0.32742 | -0.37017 | -0.39035 | -0.41743 | -0.44419 | -0.45685 | -0.47516 | -0.55956 | -2.0028 | -2.187
Alverdiscott_Indian Queens | ST TUDY 33KV | Laneast | Primary | 11 | 50.6178 | -4.4828 | System Transformation | Headroom (MW) | Thermal | -0.057956 | -0.13793 | -0.16332 | -0.20704 | -0.245 | -0.29473 | -0.38469 | -0.46373 | -0.54827 | -0.63255 | -0.71745 | -0.78955 | -0.85674 | -2.2936 | -2.3611 | -3.2659 | -3.518 | -5.2135 | -6.914
Alverdiscott_Indian Queens | ST TUDY 33KV | Laneast | Primary | 11 | 50.6178 | -4.4828 | WPD Best View | Headroom (MW) | Thermal | -0.056994 | -0.13411 | -0.1549 | -0.19279 | -0.2223 | -0.26217 | -0.33898 | -0.39737 | -0.48042 | -0.59702 | -2.0873 | -3.0653 | -3.1974 | -3.3314 | -5.2616 | -5.3729 | -9.2612 | -12.2162 | -16.012
Alverdiscott_Indian Queens | ST TUDY 33KV | Polzeath | Primary | 11 | 50.5701 | -4.867 | Consumer Transformation | Headroom (MW) | Thermal | 5.0814 | 4.877 | 4.7764 | 4.6051 | 4.4346 | 4.1597 | 3.8037 | 3.3899 | 2.9677 | 2.5374 | 2.0643 | 1.6143 | 1.1504 | -0.14862 | -0.59191 | -1.0825 | -3.4422 | -6.6089 | -9.5612
Alverdiscott_Indian Queens | ST TUDY 33KV | Polzeath | Primary | 11 | 50.5701 | -4.867 | Leading the Way | Headroom (MW) | Thermal | 5.1079 | 4.9357 | 4.8923 | 4.8043 | 4.6995 | 4.6059 | 4.3765 | 4.1572 | 3.8868 | 3.6468 | 3.4215 | 3.1817 | 2.962 | 2.7202 | 2.4908 | 2.2629 | 0.17279 | -0.82706 | -3.982
Alverdiscott_Indian Queens | ST TUDY 33KV | Polzeath | Primary | 11 | 50.5701 | -4.867 | Steady Progression | Headroom (MW) | N/A | 5.1103 | 4.9592 | 4.9311 | 4.8821 | 4.8248 | 4.7687 | 4.7093 | 4.6527 | 4.5724 | 4.5037 | 4.4273 | 4.3432 | 4.2695 | 4.2021 | 4.1351 | 4.0736 | 3.8019 | 3.5274 | 3.1574
Alverdiscott_Indian Queens | ST TUDY 33KV | Polzeath | Primary | 11 | 50.5701 | -4.867 | System Transformation | Headroom (MW) | N/A | 5.1061 | 4.9315 | 4.8837 | 4.7923 | 4.6796 | 4.5766 | 4.3913 | 4.2169 | 4.0083 | 3.8001 | 3.6064 | 3.3448 | 3.1082 | 2.8625 | 2.6262 | 2.4054 | 1.6285 | 0.85035 | 0.17532
Alverdiscott_Indian Queens | ST TUDY 33KV | Polzeath | Primary | 11 | 50.5701 | -4.867 | WPD Best View | Headroom (MW) | Thermal | 5.1079 | 4.9357 | 4.8923 | 4.8043 | 4.6995 | 4.6059 | 4.3765 | 4.1572 | 3.8868 | 3.6468 | 3.4215 | 3.1817 | 2.962 | 2.7202 | 2.4908 | 2.2629 | 0.17279 | -0.82706 | -3.982
Alverdiscott_Indian Queens | ST TUDY 33KV | St Tudy | Primary | 11 | 50.5347 | -4.7235 | Consumer Transformation | Headroom (MW) | Thermal | 1.2605 | 1.144 | 1.0791 | 0.97978 | 0.80378 | 0.56676 | 0.28223 | -0.0019615 | -1.1733 | -1.4636 | -3.1891 | -4.3819 | -6.0918 | -7.2939 | -9.4041 | -12.4106 | -20.3141 | -29.9577 | -40.1339
Alverdiscott_Indian Queens | ST TUDY 33KV | St Tudy | Primary | 11 | 50.5347 | -4.7235 | Leading the Way | Headroom (MW) | Thermal | 1.2774 | 1.1826 | 1.1559 | 1.047 | 0.92299 | 0.79635 | 0.62306 | -1.3654 | -1.5634 | -3.5504 | -5.9517 | -7.5047 | -9.0474 | -11.9819 | -14.8079 | -17.6985 | -26.0453 | -34.9595 | -43.2753
Alverdiscott_Indian Queens | ST TUDY 33KV | St Tudy | Primary | 11 | 50.5347 | -4.7235 | Steady Progression | Headroom (MW) | Thermal | 1.2775 | 1.1934 | 1.178 | 1.1441 | 1.1117 | 1.0797 | 1.0467 | 1.0126 | 0.96805 | 0.92633 | 0.88117 | 0.78447 | 0.68903 | 0.58003 | -1.3311 | -1.4091 | -3.0884 | -4.611 | -6.223
Alverdiscott_Indian Queens | ST TUDY 33KV | St Tudy | Primary | 11 | 50.5347 | -4.7235 | System Transformation | Headroom (MW) | Thermal | 1.2754 | 1.1783 | 1.1466 | 1.0924 | 1.0264 | 0.89354 | 0.71606 | 0.53543 | 0.33931 | 0.15573 | -1.3929 | -1.582 | -3.1108 | -4.1465 | -6.1256 | -8.1023 | -12.915 | -18.3513 | -24.2728
Alverdiscott_Indian Queens | ST TUDY 33KV | St Tudy | Primary | 11 | 50.5347 | -4.7235 | WPD Best View | Headroom (MW) | Thermal | 1.2774 | 1.1826 | 1.1559 | 1.047 | 0.92299 | 0.79635 | 0.62306 | -1.3654 | -1.5634 | -3.5504 | -5.9517 | -7.5047 | -9.0474 | -11.9819 | -14.8079 | -17.6985 | -26.0453 | -34.9595 | -43.2753
Alverdiscott_Indian Queens | ST TUDY 33KV | Wadebridge | Primary | 11 | 50.522 | -4.8142 | Consumer Transformation | Headroom (MW) | Thermal | 2.6206 | 2.4069 | 2.2763 | 2.0204 | 1.7375 | 1.3425 | 0.83647 | 0.35122 | -0.14963 | -0.65829 | -2.1036 | -4.0166 | -4.5693 | -5.1274 | -8.3156 | -8.9088 | -15.5145 | -23.0186 | -30.2249
Alverdiscott_Indian Queens | ST TUDY 33KV | Wadebridge | Primary | 11 | 50.522 | -4.8142 | Leading the Way | Headroom (MW) | Thermal | 2.6545 | 2.4787 | 2.4175 | 2.2417 | 2.0584 | 1.8534 | 1.5759 | 1.2965 | -0.37735 | -0.65858 | -0.92842 | -2.5643 | -5.0531 | -6.6924 | -8.7662 | -9.0202 | -15.4641 | -20.4847 | -26.6744
Alverdiscott_Indian Queens | ST TUDY 33KV | Wadebridge | Primary | 11 | 50.522 | -4.8142 | Steady Progression | Headroom (MW) | Thermal | 2.6592 | 2.4988 | 2.4753 | 2.4205 | 2.3564 | 2.3022 | 2.2431 | 2.1707 | 2.0982 | 1.9444 | 1.7938 | 1.6403 | 1.492 | 1.347 | 1.2047 | -0.73891 | -1.337 | -3.2156 | -3.8029
Alverdiscott_Indian Queens | ST TUDY 33KV | Wadebridge | Primary | 11 | 50.522 | -4.8142 | System Transformation | Headroom (MW) | Thermal | 2.653 | 2.4751 | 2.4161 | 2.247 | 2.0679 | 1.8608 | 1.5898 | 1.3101 | 1.0031 | 0.6972 | 0.40403 | -1.2544 | -1.5459 | -1.8272 | -3.9221 | -4.1804 | -8.9249 | -12.7665 | -16.4239
Alverdiscott_Indian Queens | ST TUDY 33KV | Wadebridge | Primary | 11 | 50.522 | -4.8142 | WPD Best View | Headroom (MW) | Thermal | 2.6545 | 2.4787 | 2.4175 | 2.2417 | 2.0584 | 1.8534 | 1.5759 | 1.2965 | -0.37735 | -0.65858 | -0.92842 | -2.5643 | -5.0531 | -6.6924 | -8.7662 | -9.0202 | -15.4641 | -20.4847 | -26.6744
Alverdiscott_Indian Queens | TRURO 33KV | TRURO 33KV | Bulk Supply Point | 33 | 50.28 | -5.0864 | Consumer Transformation | Headroom (MW) | Thermal | -41.8653 | -43.0647 | -43.6044 | -44.6388 | -46.0446 | -57.0913 | -60.3785 | -62.5428 | -65.4789 | -67.7821 | -72.0476 | -75.6112 | -79.8917 | -94.2279 | -101.9858 | -109.1294 | -136.6244 | -162.8059 | -188.5536
Alverdiscott_Indian Queens | TRURO 33KV | TRURO 33KV | Bulk Supply Point | 33 | 50.28 | -5.0864 | Leading the Way | Headroom (MW) | Thermal | -41.7423 | -42.955 | -43.1761 | -43.7901 | -44.4783 | -54.6999 | -56.1104 | -57.2987 | -60.2125 | -61.4751 | -67.1375 | -73.1087 | -79.0938 | -90.9412 | -96.7827 | -107.1527 | -127.7215 | -146.5112 | -168.3433
Alverdiscott_Indian Queens | TRURO 33KV | TRURO 33KV | Bulk Supply Point | 33 | 50.28 | -5.0864 | Steady Progression | Headroom (MW) | Thermal | -41.7071 | -42.6256 | -42.7719 | -43.1334 | -43.5224 | -43.9345 | -45.464 | -51.5719 | -52.0225 | -55.9867 | -56.8326 | -57.7763 | -58.4112 | -58.8883 | -61.1944 | -61.6709 | -65.2208 | -76.076 | -80.6247
Alverdiscott_Indian Queens | TRURO 33KV | TRURO 33KV | Bulk Supply Point | 33 | 50.28 | -5.0864 | System Transformation | Headroom (MW) | Thermal | -41.7406 | -42.7561 | -43.0116 | -43.6547 | -44.3672 | -45.1276 | -46.2581 | -56.845 | -58.0448 | -59.3408 | -62.0183 | -63.2938 | -65.3667 | -69.286 | -75.8917 | -78.8149 | -92.8641 | -104.1859 | -115.8195
Alverdiscott_Indian Queens | TRURO 33KV | TRURO 33KV | Bulk Supply Point | 33 | 50.28 | -5.0864 | WPD Best View | Headroom (MW) | Thermal | -41.7423 | -42.955 | -43.1761 | -43.7901 | -44.4783 | -54.6999 | -54.654 | -55.8423 | -58.3737 | -59.6363 | -64.4416 | -69.739 | -74.9728 | -85.6762 | -89.4671 | -97.7865 | -114.1026 | -131.3465 | -149.8898
Alverdiscott_Indian Queens | TRURO 33KV | Devoran | Primary | 11 | 50.2184 | -5.1003 | Consumer Transformation | Headroom (MW) | Thermal | 3.6445 | 3.5156 | 3.4607 | 3.2827 | 3.1017 | 2.8598 | 2.5679 | 2.2887 | 1.9935 | 1.7107 | 1.3976 | 1.1088 | 0.83743 | 0.55495 | 0.29365 | -0.86759 | -3.7391 | -5.3418 | -7.632
Alverdiscott_Indian Queens | TRURO 33KV | Devoran | Primary | 11 | 50.2184 | -5.1003 | Leading the Way | Headroom (MW) | Thermal | 3.6589 | 3.5563 | 3.5405 | 3.4121 | 3.2867 | 3.1361 | 2.9669 | 2.7977 | 2.6095 | 2.4472 | 2.3204 | 2.1801 | 0.68596 | 0.54659 | 0.41974 | 0.29714 | -1.3781 | -3.6406 | -4.4814
Alverdiscott_Indian Queens | TRURO 33KV | Devoran | Primary | 11 | 50.2184 | -5.1003 | Steady Progression | Headroom (MW) | N/A | 3.6673 | 3.5675 | 3.5516 | 3.4468 | 3.3424 | 3.23 | 3.1244 | 3.0084 | 2.8973 | 2.7771 | 2.6676 | 2.5595 | 2.4521 | 2.3605 | 2.2654 | 2.1841 | 1.8517 | 1.523 | 1.1083
Alverdiscott_Indian Queens | TRURO 33KV | Devoran | Primary | 11 | 50.2184 | -5.1003 | System Transformation | Headroom (MW) | Thermal | 3.6627 | 3.5521 | 3.5296 | 3.395 | 3.254 | 3.0986 | 2.9098 | 2.7232 | 2.5263 | 2.325 | 2.1449 | 1.9623 | 1.7995 | 1.6211 | 1.4715 | 1.334 | -0.59171 | -1.2703 | -1.8926
Alverdiscott_Indian Queens | TRURO 33KV | Devoran | Primary | 11 | 50.2184 | -5.1003 | WPD Best View | Headroom (MW) | Thermal | 3.6589 | 3.5563 | 3.5405 | 3.4121 | 3.2867 | 3.1361 | 2.9669 | 2.7977 | 2.6095 | 2.4472 | 2.3204 | 2.1801 | 0.68596 | 0.54659 | 0.41974 | 0.29714 | -1.3781 | -3.6406 | -4.4814
Alverdiscott_Indian Queens | TRURO 33KV | Perranporth | Primary | 11 | 50.3216 | -5.1553 | Consumer Transformation | Headroom (MW) | Thermal | 3.9415 | 3.6344 | 3.4534 | 3.1856 | 2.8683 | 2.4245 | 1.7274 | 1.0541 | -0.37283 | -1.0756 | -3.2598 | -4.895 | -5.6804 | -8.6366 | -11.1783 | -14.6392 | -24.195 | -35.0838 | -46.5058
Alverdiscott_Indian Queens | TRURO 33KV | Perranporth | Primary | 11 | 50.3216 | -5.1553 | Leading the Way | Headroom (MW) | Thermal | 3.9838 | 3.7488 | 3.6727 | 3.5308 | 3.3668 | 3.1419 | 2.7694 | 2.4029 | 0.78466 | 0.42546 | -2.1744 | -3.9005 | -7.0083 | -8.6957 | -11.7085 | -14.7861 | -22.7546 | -31.783 | -40.7091
Alverdiscott_Indian Queens | TRURO 33KV | Perranporth | Primary | 11 | 50.3216 | -5.1553 | Steady Progression | Headroom (MW) | Thermal | 3.9956 | 3.7726 | 3.7375 | 3.6544 | 3.5731 | 3.5147 | 3.4332 | 3.329 | 3.2916 | 3.1704 | 3.0524 | 2.9213 | 2.7961 | 2.712 | 0.77967 | 0.67776 | -1.1666 | -2.9555 | -3.5087
Alverdiscott_Indian Queens | TRURO 33KV | Perranporth | Primary | 11 | 50.3216 | -5.1553 | System Transformation | Headroom (MW) | Thermal | 3.9818 | 3.7415 | 3.6536 | 3.5073 | 3.3457 | 3.1761 | 2.8631 | 2.5533 | 2.3078 | 1.9726 | 0.21002 | -0.17745 | -1.4114 | -3.0954 | -5.2695 | -7.4352 | -11.6133 | -17.8588 | -23.0177
Alverdiscott_Indian Queens | TRURO 33KV | Perranporth | Primary | 11 | 50.3216 | -5.1553 | WPD Best View | Headroom (MW) | Thermal | 3.9838 | 3.7488 | 3.6727 | 3.5308 | 3.3668 | 3.1419 | 2.7694 | 2.4029 | 0.78466 | 0.42546 | -2.1744 | -3.9005 | -7.0083 | -8.6957 | -11.7085 | -14.7861 | -22.7546 | -31.783 | -40.7091
Alverdiscott_Indian Queens | TRURO 33KV | St Agnes | Primary | 11 | 50.2971 | -5.1998 | Consumer Transformation | Headroom (MW) | Thermal | 2.0812 | 1.9173 | 1.847 | 1.7203 | 1.5992 | 1.3985 | 1.1418 | 0.90091 | 0.66035 | 0.34959 | -0.012835 | -0.33376 | -1.5143 | -3.2066 | -3.514 | -3.8729 | -7.7356 | -9.4529 | -13.2262
Alverdiscott_Indian Queens | TRURO 33KV | St Agnes | Primary | 11 | 50.2971 | -5.1998 | Leading the Way | Headroom (MW) | Thermal | 2.0935 | 1.959 | 1.9299 | 1.8725 | 1.8083 | 1.7372 | 1.6282 | 1.5216 | 1.401 | 1.2366 | -0.28563 | -0.44011 | -0.59125 | -2.1177 | -2.271 | -2.4209 | -5.5124 | -7.6295 | -10.5344
Alverdiscott_Indian Queens | TRURO 33KV | St Agnes | Primary | 11 | 50.2971 | -5.1998 | Steady Progression | Headroom (MW) | Thermal | 2.0954 | 1.9736 | 1.9515 | 1.9147 | 1.8697 | 1.835 | 1.7885 | 1.7398 | 1.6926 | 1.6428 | 1.5951 | 1.5374 | 1.4942 | 1.4435 | 1.4095 | 1.377 | 1.2364 | -0.2533 | -0.50218
Alverdiscott_Indian Queens | TRURO 33KV | St Agnes | Primary | 11 | 50.2971 | -5.1998 | System Transformation | Headroom (MW) | Thermal | 2.0912 | 1.9539 | 1.9187 | 1.853 | 1.7733 | 1.6885 | 1.5626 | 1.4261 | 1.2816 | 1.1411 | 0.99339 | 0.86836 | 0.74294 | -0.74501 | -0.85457 | -0.95613 | -2.7755 | -3.2808 | -5.1274
Alverdiscott_Indian Queens | TRURO 33KV | St Agnes | Primary | 11 | 50.2971 | -5.1998 | WPD Best View | Headroom (MW) | Thermal | 2.0935 | 1.959 | 1.9299 | 1.8725 | 1.8083 | 1.7372 | 1.6282 | 1.5216 | 1.401 | 1.2366 | -0.28563 | -0.44011 | -0.59125 | -2.1177 | -2.271 | -2.4209 | -5.5124 | -7.6295 | -10.5344
Alverdiscott_Indian Queens | TRURO 33KV | Truro Treyew Road | Primary | 11 | 50.2573 | -5.0657 | Consumer Transformation | Headroom (MW) | Thermal | 10.6665 | 10.2555 | 10.0965 | 9.7462 | 9.3725 | 8.8692 | 8.2218 | 7.5658 | 6.9099 | 6.2275 | 5.4645 | 4.733 | 3.1867 | 2.4799 | -0.028784 | -0.78578 | -5.339 | -11.2683 | -14.5606
Alverdiscott_Indian Queens | TRURO 33KV | Truro Treyew Road | Primary | 11 | 50.2573 | -5.0657 | Leading the Way | Headroom (MW) | Thermal | 10.7067 | 10.3498 | 10.2813 | 10.0477 | 9.7877 | 9.5359 | 9.1609 | 8.7945 | 8.3836 | 7.9825 | 7.5942 | 5.8475 | 5.5266 | 5.1714 | 4.8358 | 1.8408 | 0.015304 | -1.51 | -5.1826
Alverdiscott_Indian Queens | TRURO 33KV | Truro Treyew Road | Primary | 11 | 50.2573 | -5.0657 | Steady Progression | Headroom (MW) | N/A | 10.7084 | 10.3788 | 10.3377 | 10.2377 | 10.13 | 9.9643 | 9.7876 | 9.5999 | 9.4005 | 9.2012 | 8.8218 | 8.4665 | 8.2768 | 8.0735 | 7.8825 | 7.7057 | 6.9389 | 4.8818 | 4.1234
Alverdiscott_Indian Queens | TRURO 33KV | Truro Treyew Road | Primary | 11 | 50.2573 | -5.0657 | System Transformation | Headroom (MW) | Thermal | 10.7023 | 10.3439 | 10.272 | 10.0398 | 9.7876 | 9.5307 | 9.1579 | 8.7919 | 8.3877 | 7.9858 | 7.5976 | 7.2101 | 6.849 | 6.4702 | 4.2931 | 3.9454 | 2.4211 | -0.38046 | -2.4431
Alverdiscott_Indian Queens | TRURO 33KV | Truro Treyew Road | Primary | 11 | 50.2573 | -5.0657 | WPD Best View | Headroom (MW) | Thermal | 10.7067 | 10.3498 | 10.2813 | 10.0477 | 9.7877 | 9.5359 | 9.1609 | 8.7945 | 8.3836 | 7.9825 | 7.5942 | 5.8475 | 5.5266 | 5.1714 | 4.8358 | 1.8408 | 0.015304 | -1.51 | -5.1826
Alverdiscott_Indian Queens | TRURO 33KV | Twelveheads. | Primary | 11 | 50.237 | -5.1343 | Consumer Transformation | Headroom (MW) | Thermal | -0.015652 | -0.20414 | -0.2786 | -0.39029 | -0.803 | -1.0706 | -1.3879 | -1.7027 | -2.0203 | -2.3448 | -2.7145 | -3.0437 | -3.3684 | -3.6947 | -5.8336 | -6.2138 | -8.5421 | -11.5926 | -13.9504
Alverdiscott_Indian Queens | TRURO 33KV | Twelveheads. | Primary | 11 | 50.237 | -5.1343 | Leading the Way | Headroom (MW) | Thermal | -0.0018679 | -0.38563 | -0.41724 | -0.4698 | -0.54446 | -0.67833 | 0.39328 | 0.21379 | 0.020175 | -0.15535 | -0.32344 | -1.8534 | -2.0131 | -2.1795 | -2.342 | -4.3161 | -6.0715 | -8.3822 | -10.5811
Alverdiscott_Indian Queens | TRURO 33KV | Twelveheads. | Primary | 11 | 50.237 | -5.1343 | Steady Progression | Headroom (MW) | Thermal | 0.0095299 | -0.13479 | -0.16688 | -0.2036 | -0.25419 | -0.29512 | -0.34679 | -0.39288 | -0.44829 | -0.5078 | -0.56478 | -0.61955 | -0.67241 | -0.71978 | -0.77357 | -0.85747 | -0.78953 | -0.96488 | -2.6054
Alverdiscott_Indian Queens | TRURO 33KV | Twelveheads. | Primary | 11 | 50.237 | -5.1343 | System Transformation | Headroom (MW) | Thermal | 0.0047138 | -0.1642 | -0.20217 | -0.26634 | -0.34435 | -0.43816 | -0.56822 | -0.76675 | -0.97552 | -1.1927 | -1.3915 | -1.5845 | -1.774 | -1.9642 | -3.9596 | -4.1303 | -4.4642 | -2.5657 | -3.0781
Alverdiscott_Indian Queens | TRURO 33KV | Twelveheads. | Primary | 11 | 50.237 | -5.1343 | WPD Best View | Headroom (MW) | Thermal | -0.0018679 | -0.38563 | -0.41724 | -0.4698 | -0.54446 | -0.67833 | 0.39328 | 0.21379 | 0.020175 | -0.15535 | -0.32344 | -1.8534 | -2.0131 | -2.1795 | -2.342 | -4.3161 | -6.0715 | -8.3822 | -10.5811
Axminster | Woodcote 33kV | Woodcote 33kV | Bulk Supply Point | 33 | 50.7876 | -2.9213 | Consumer Transformation | Headroom (MW) | Thermal | 6.4413 | 3.4357 | 1.8984 | -0.80986 | -3.7684 | -8.4502 | -14.689 | -20.821 | -26.9666 | -33.5246 | -41.9043 | -48.9328 | -57.2584 | -67.7579 | -75.531 | -86.2324 | -131.2602 | -180.0143 | -224.8614
Axminster | Woodcote 33kV | Woodcote 33kV | Bulk Supply Point | 33 | 50.7876 | -2.9213 | Leading the Way | Headroom (MW) | Thermal | 6.8272 | 4.1056 | 3.7229 | 2.5612 | 1.1243 | -0.47633 | -3.2034 | -5.7787 | -8.9672 | -14.6589 | -20.2179 | -24.3348 | -29.7181 | -34.5881 | -41.0622 | -49.4489 | -72.2327 | -98.9038 | -122.251
Axminster | Woodcote 33kV | Woodcote 33kV | Bulk Supply Point | 33 | 50.7876 | -2.9213 | Steady Progression | Headroom (MW) | Thermal | 6.9474 | 4.9385 | 4.7775 | 4.1023 | -4.7833 | -5.4086 | -8.1787 | -11.0404 | -14.0351 | -17.1457 | -19.9941 | -22.6283 | -25.764 | -27.8816 | -29.651 | -30.6198 | -38.9145 | -45.8508 | -52.5327
Axminster | Woodcote 33kV | Woodcote 33kV | Bulk Supply Point | 33 | 50.7876 | -2.9213 | System Transformation | Headroom (MW) | Thermal | 6.8057 | 4.5463 | 3.9901 | 2.6906 | 1.1401 | -0.58732 | -3.5014 | -6.3542 | -9.7612 | -13.1545 | -16.4544 | -19.7311 | -24.2635 | -30.0936 | -33.1358 | -37.893 | -55.8755 | -75.6064 | -91.8361
Axminster | Woodcote 33kV | Woodcote 33kV | Bulk Supply Point | 33 | 50.7876 | -2.9213 | WPD Best View | Headroom (MW) | Thermal | 6.8582 | 4.6894 | 4.2483 | 3.2035 | 1.975 | 0.66111 | -2.4334 | -5.5388 | -9.0401 | -12.5925 | -15.9374 | -19.1699 | -23.9166 | -30.0349 | -32.7051 | -36.706 | -52.7289 | -69.4559 | -83.5393
Axminster | Woodcote 33kV | Axminster | Primary | 11 | 50.7799 | -2.9952 | Consumer Transformation | Headroom (MW) | Thermal | 9.5282 | 9.2862 | 9.1261 | 8.8908 | 8.6358 | 8.2317 | 7.7012 | 7.2007 | 6.6481 | 6.0577 | 5.3539 | 4.7466 | 4.1629 | 2.2139 | 1.6228 | 0.95757 | -4.4268 | -9.0645 | -14.2201
Axminster | Woodcote 33kV | Axminster | Primary | 11 | 50.7799 | -2.9952 | Leading the Way | Headroom (MW) | Thermal | 9.5614 | 9.1785 | 9.1047 | 8.9867 | 8.8625 | 8.7084 | 8.4516 | 8.2564 | 7.9347 | 7.6083 | 5.9131 | 5.6706 | 4.0855 | 3.885 | 3.6739 | 1.6596 | -0.97176 | -4.488 | -8.2942
Axminster | Woodcote 33kV | Axminster | Primary | 11 | 50.7799 | -2.9952 | Steady Progression | Headroom (MW) | N/A | 9.5652 | 9.4109 | 9.3812 | 9.325 | 9.2626 | 9.2082 | 9.1375 | 9.0829 | 9.0102 | 8.918 | 8.8115 | 8.7162 | 8.6203 | 8.5348 | 8.4502 | 8.3757 | 6.7277 | 6.4827 | 6.0491
Axminster | Woodcote 33kV | Axminster | Primary | 11 | 50.7799 | -2.9952 | System Transformation | Headroom (MW) | Thermal | 9.5579 | 9.3816 | 9.3083 | 9.1945 | 9.0646 | 8.9139 | 8.6556 | 8.4455 | 8.1507 | 7.8545 | 7.5725 | 7.2983 | 7.0423 | 5.4178 | 5.1627 | 4.9454 | 2.5585 | 0.15943 | -2.0962
Axminster | Woodcote 33kV | Axminster | Primary | 11 | 50.7799 | -2.9952 | WPD Best View | Headroom (MW) | Thermal | 9.5576 | 9.3813 | 9.3077 | 9.1937 | 9.0633 | 8.912 | 8.6525 | 8.4409 | 8.1448 | 7.8465 | 7.5618 | 7.2835 | 7.0232 | 5.3928 | 5.1306 | 4.9066 | 2.4964 | 0.14021 | -2.0914
Axminster | Woodcote 33kV | Beaminster | Primary | 11 | 50.8117 | -2.761 | Consumer Transformation | Headroom (MW) | Thermal | 8.3653 | 8.1726 | 8.0419 | 7.8444 | 7.6521 | 7.3301 | 6.8927 | 6.4711 | 6.0748 | 5.6749 | 5.1914 | 4.7627 | 4.3152 | 3.8933 | 3.4668 | 2.9485 | 0.36804 | -2.5184 | -5.1637
Axminster | Woodcote 33kV | Beaminster | Primary | 11 | 50.8117 | -2.761 | Leading the Way | Headroom (MW) | N/A | 8.394 | 8.2543 | 8.2028 | 8.1104 | 8.0204 | 7.9209 | 7.7394 | 7.5913 | 7.4212 | 7.3108 | 7.1918 | 7.0567 | 6.9375 | 6.8224 | 6.6702 | 6.4959 | 5.4522 | 4.2134 | 0.37469
Axminster | Woodcote 33kV | Beaminster | Primary | 11 | 50.8117 | -2.761 | Steady Progression | Headroom (MW) | N/A | 8.398 | 8.2747 | 8.2498 | 8.2024 | 8.158 | 8.1146 | 8.0577 | 7.9973 | 7.9384 | 7.8788 | 7.8081 | 7.7417 | 7.6908 | 7.6384 | 7.5909 | 7.5531 | 7.4793 | 7.3593 | 6.9404
Axminster | Woodcote 33kV | Beaminster | Primary | 11 | 50.8117 | -2.761 | System Transformation | Headroom (MW) | N/A | 8.3914 | 8.2485 | 8.1931 | 8.0954 | 7.9831 | 7.8612 | 7.6498 | 7.449 | 7.2114 | 7.0064 | 6.7861 | 6.571 | 6.3742 | 6.2066 | 6.0345 | 5.8685 | 5.2154 | 4.3331 | 3.4799
Axminster | Woodcote 33kV | Beaminster | Primary | 11 | 50.8117 | -2.761 | WPD Best View | Headroom (MW) | N/A | 8.3983 | 8.2745 | 8.2491 | 8.2013 | 8.1569 | 8.1126 | 8.0541 | 7.9933 | 7.933 | 7.8749 | 7.8074 | 7.7381 | 7.6958 | 7.6569 | 7.6238 | 7.5999 | 7.5714 | 7.3203 | 6.8339
Axminster | Woodcote 33kV | Bridport | Primary | 11 | 50.7369 | -2.7616 | Consumer Transformation | Headroom (MW) | Thermal | 1.8507 | 1.299 | 1.1693 | 0.62443 | -0.030412 | -1.0028 | -2.3248 | -3.6404 | -4.96 | -6.4035 | -8.0288 | -9.6148 | -11.1747 | -12.7243 | -14.2949 | -16.0814 | -24.3556 | -32.598 | -39.8152
Axminster | Woodcote 33kV | Bridport | Primary | 11 | 50.7369 | -2.7616 | Leading the Way | Headroom (MW) | Thermal | 1.9383 | 1.5595 | 1.7638 | 1.5508 | 1.2293 | 0.94317 | 0.37985 | -0.16075 | -0.84676 | -1.5476 | -2.1789 | -2.8468 | -3.4786 | -4.0987 | -4.7785 | -5.4658 | -8.8801 | -11.8685 | -14.104
Axminster | Woodcote 33kV | Bridport | Primary | 11 | 50.7369 | -2.7616 | Steady Progression | Headroom (MW) | Thermal | 1.9641 | 1.6199 | 1.739 | 1.6386 | 1.5035 | 1.4249 | 1.3114 | 1.172 | 1.0085 | 0.81162 | 0.60133 | 0.35791 | 0.11824 | -0.1255 | -0.35766 | -0.58919 | -1.6307 | -2.4762 | -3.5229
Axminster | Woodcote 33kV | Bridport | Primary | 11 | 50.7369 | -2.7616 | System Transformation | Headroom (MW) | Thermal | 1.9349 | 1.5397 | 1.6321 | 1.3868 | 1.069 | 0.74555 | 0.16504 | -0.40708 | -1.1019 | -1.7912 | -2.4583 | -3.1926 | -3.9042 | -4.6067 | -5.3058 | -5.9938 | -9.1173 | -11.9757 | -14.146
Axminster | Woodcote 33kV | Bridport | Primary | 11 | 50.7369 | -2.7616 | WPD Best View | Headroom (MW) | Thermal | 1.9641 | 1.6199 | 1.739 | 1.6386 | 1.5035 | 1.4249 | 1.3114 | 1.172 | 1.0085 | 0.81162 | 0.60133 | 0.35791 | 0.11824 | -0.1255 | -0.35766 | -0.58919 | -1.6307 | -2.4762 | -3.5229
Axminster | Woodcote 33kV | Chard | Primary | 11 | 50.8726 | -2.9582 | Consumer Transformation | Headroom (MW) | Thermal | 4.621 | 4.0762 | 3.8069 | 3.3824 | 2.9144 | 2.2144 | 1.3074 | 0.41254 | -0.49183 | -1.4572 | -2.5674 | -3.62 | -4.6612 | -5.6886 | -6.7242 | -8.7833 | -14.3857 | -20.0232 | -25.85
Axminster | Woodcote 33kV | Chard | Primary | 11 | 50.8726 | -2.9582 | Leading the Way | Headroom (MW) | Thermal | 4.6795 | 4.187 | 4.0649 | 3.8362 | 3.5704 | 3.2826 | 2.8692 | 2.4578 | 1.9808 | 1.5161 | 1.0743 | 0.64194 | 0.20894 | -0.21796 | -0.67832 | -1.1511 | -3.3038 | -5.4117 | -7.0444
Axminster | Woodcote 33kV | Chard | Primary | 11 | 50.8726 | -2.9582 | Steady Progression | Headroom (MW) | Thermal | 4.6962 | 4.2883 | 4.2325 | 4.0838 | 3.9689 | 3.8402 | 3.7087 | 3.5695 | 3.4169 | 3.2261 | 2.8965 | 2.5956 | 2.3878 | 2.1958 | 1.9963 | 1.8049 | 0.96573 | 0.21953 | -0.60043
Axminster | Woodcote 33kV | Chard | Primary | 11 | 50.8726 | -2.9582 | System Transformation | Headroom (MW) | Thermal | 4.6747 | 4.2368 | 4.1127 | 3.8828 | 3.6417 | 3.3545 | 2.9353 | 2.5228 | 2.0409 | 1.5222 | 1.0107 | 0.51611 | 0.018748 | -0.47579 | -0.95436 | -1.4418 | -3.5969 | -5.5486 | -7.081
Axminster | Woodcote 33kV | Chard | Primary | 11 | 50.8726 | -2.9582 | WPD Best View | Headroom (MW) | Thermal | 4.6747 | 4.2368 | 4.1127 | 3.8828 | 3.6417 | 3.3545 | 2.9353 | 2.5228 | 2.0409 | 1.5222 | 1.0107 | 0.51611 | 0.018748 | -0.47579 | -0.95436 | -1.4418 | -3.5969 | -5.5486 | -7.081
Axminster | Woodcote 33kV | Colyford | Primary | 11 | 50.729 | -3.0565 | Consumer Transformation | Headroom (MW) | Thermal | 10.4341 | 9.9888 | 9.6906 | 9.2594 | 8.8119 | 8.0973 | 7.1461 | 6.2099 | 5.2984 | 4.3208 | 3.22 | 2.1823 | 1.1507 | 0.13681 | -0.90751 | -2.1242 | -7.8153 | -13.4909 | -18.4695
Axminster | Woodcote 33kV | Colyford | Primary | 11 | 50.729 | -3.0565 | Leading the Way | Headroom (MW) | Thermal | 10.4877 | 10.1613 | 10.0299 | 9.8365 | 9.6315 | 9.3881 | 8.9727 | 8.5891 | 8.1544 | 7.7529 | 7.393 | 7.001 | 6.614 | 6.2201 | 5.7815 | 5.3375 | 3.1244 | -0.36045 | -1.998
Axminster | Woodcote 33kV | Colyford | Primary | 11 | 50.729 | -3.0565 | Steady Progression | Headroom (MW) | N/A | 10.5159 | 10.2188 | 10.148 | 10.0403 | 9.9238 | 9.8166 | 9.6964 | 9.551 | 9.39 | 9.208 | 9.0258 | 8.8429 | 8.6566 | 8.4923 | 8.3226 | 8.1775 | 7.4848 | 6.9027 | 6.1684
Axminster | Woodcote 33kV | Colyford | Primary | 11 | 50.729 | -3.0565 | System Transformation | Headroom (MW) | Thermal | 10.4911 | 10.1523 | 10.0117 | 9.797 | 9.5479 | 9.2623 | 8.7862 | 8.3147 | 7.7638 | 7.2171 | 6.7048 | 6.1906 | 5.694 | 5.1996 | 4.7218 | 4.2627 | 2.2005 | 0.27891 | -1.2281
Axminster | Woodcote 33kV | Colyford | Primary | 11 | 50.729 | -3.0565 | WPD Best View | Headroom (MW) | Thermal | 10.4907 | 10.152 | 10.0111 | 9.7961 | 9.5466 | 9.2605 | 8.7831 | 8.3101 | 7.7579 | 7.2092 | 6.6941 | 6.1758 | 5.6749 | 5.1747 | 4.6897 | 4.2239 | 2.1384 | 0.2597 | -1.2233
Axminster | Woodcote 33kV | Crewkerne | Primary | 11 | 50.8817 | -2.7851 | Consumer Transformation | Headroom (MW) | Thermal | 5.9159 | 5.5815 | 5.3963 | 5.116 | 4.8061 | 4.3279 | 3.7175 | 3.115 | 2.4654 | 1.7749 | 0.10673 | -0.67186 | -2.8139 | -3.6017 | -5.1783 | -7.8287 | -14.2018 | -22.8375 | -31.0552
Axminster | Woodcote 33kV | Crewkerne | Primary | 11 | 50.8817 | -2.7851 | Leading the Way | Headroom (MW) | Thermal | 5.9542 | 5.6981 | 5.6143 | 5.4884 | 5.3278 | 5.1312 | 4.8886 | 4.6269 | 4.2431 | 1.167 | 0.79406 | -0.94549 | -1.3255 | -3.9227 | -4.2382 | -8.1937 | -13.6306 | -18.9303 | -22.5975
Axminster | Woodcote 33kV | Crewkerne | Primary | 11 | 50.8817 | -2.7851 | Steady Progression | Headroom (MW) | Thermal | 5.9604 | 5.7257 | 5.6864 | 5.603 | -2.6754 | -2.752 | -4.8655 | -6.9984 | -9.1451 | -11.3159 | -12.9946 | -14.5111 | -16.6794 | -17.8326 | -18.6847 | -18.7947 | -22.1377 | -24.5571 | -26.4883
Axminster | Woodcote 33kV | Crewkerne | Primary | 11 | 50.8817 | -2.7851 | System Transformation | Headroom (MW) | Thermal | 5.9506 | 5.6905 | 5.6012 | 5.4556 | 5.29 | 5.102 | 4.8413 | 4.5669 | 4.2092 | 3.863 | 3.5252 | 3.1856 | 1.4778 | 1.15 | 0.83304 | -1.2932 | -4.8881 | -8.9161 | -12.738
Axminster | Woodcote 33kV | Crewkerne | Primary | 11 | 50.8817 | -2.7851 | WPD Best View | Headroom (MW) | Thermal | 5.9502 | 5.6902 | 5.6006 | 5.4548 | 5.2886 | 5.1001 | 3.8128 | 2.5116 | 1.1274 | -0.24614 | -1.4387 | -2.5388 | -5.2764 | -6.6372 | -7.3639 | -9.4986 | -14.6181 | -19.2889 | -23.0842
Axminster | Woodcote 33kV | Dowlish Ford | Primary | 11 | 50.915 | -2.9148 | Consumer Transformation | Headroom (MW) | Thermal | 9.4436 | 9.1373 | 9.0175 | 8.8051 | 8.5623 | 8.105 | 7.4728 | 6.8307 | 6.196 | 5.5444 | 4.7918 | 4.076 | 3.362 | 2.6635 | 1.9688 | 1.1774 | -2.4713 | -6.1046 | -9.2946
Axminster | Woodcote 33kV | Dowlish Ford | Primary | 11 | 50.915 | -2.9148 | Leading the Way | Headroom (MW) | N/A | 9.4795 | 8.9942 | 8.9955 | 8.9471 | 8.8573 | 8.6935 | 8.3736 | 8.0507 | 7.6481 | 7.3118 | 6.9977 | 6.6971 | 6.4147 | 6.133 | 5.8361 | 5.542 | 4.0217 | 2.6523 | 1.5884
Axminster | Woodcote 33kV | Dowlish Ford | Primary | 11 | 50.915 | -2.9148 | Steady Progression | Headroom (MW) | N/A | 9.4968 | 9.2879 | 9.2865 | 9.2553 | 9.2207 | 9.1732 | 9.0922 | 9.0059 | 8.9105 | 8.7996 | 8.6752 | 8.5594 | 8.4391 | 8.3211 | 8.202 | 8.0965 | 7.6223 | 7.2282 | 6.7313
Axminster | Woodcote 33kV | Dowlish Ford | Primary | 11 | 50.915 | -2.9148 | System Transformation | Headroom (MW) | N/A | 9.4776 | 9.2441 | 9.2205 | 9.1421 | 9.0366 | 8.8838 | 8.591 | 8.3012 | 7.9637 | 7.6231 | 7.2938 | 6.9654 | 6.6414 | 6.3251 | 6.0139 | 5.7134 | 4.3769 | 3.121 | 2.1269
Axminster | Woodcote 33kV | Dowlish Ford | Primary | 11 | 50.915 | -2.9148 | WPD Best View | Headroom (MW) | N/A | 9.4776 | 9.2441 | 9.2205 | 9.1421 | 9.0366 | 8.8838 | 8.591 | 8.3012 | 7.9637 | 7.6231 | 7.2938 | 6.9654 | 6.6414 | 6.3251 | 6.0139 | 5.7134 | 4.3769 | 3.121 | 2.1269
Axminster | Woodcote 33kV | Penn Cross | Primary | 11 | 50.7451 | -2.9271 | Consumer Transformation | Headroom (MW) | Thermal | 6.3785 | 6.134 | 5.9594 | 5.6995 | 5.4204 | 4.9756 | 4.3835 | 3.798 | 3.2325 | 2.625 | 1.9545 | 1.347 | 0.74389 | -2.0986 | -2.7233 | -3.4549 | -7.1727 | -13.2993 | -19.0656
Axminster | Woodcote 33kV | Penn Cross | Primary | 11 | 50.7451 | -2.9271 | Leading the Way | Headroom (MW) | Thermal | 6.4156 | 6.2549 | 6.1629 | 6.0563 | 5.9308 | 5.7984 | 5.5461 | 5.3245 | 5.0676 | 4.8383 | 3.2486 | 3.0755 | 2.9012 | 2.6933 | 0.64512 | 0.38264 | -3.3375 | -6.2928 | -9.9028
Axminster | Woodcote 33kV | Penn Cross | Primary | 11 | 50.7451 | -2.9271 | Steady Progression | Headroom (MW) | N/A | 6.4311 | 6.2851 | 6.2469 | 6.1755 | 6.1099 | 6.0533 | 5.9956 | 5.9176 | 5.8262 | 5.7428 | 5.6374 | 5.558 | 5.4974 | 5.4165 | 5.343 | 5.2787 | 5.0096 | 3.3942 | 2.909
Axminster | Woodcote 33kV | Penn Cross | Primary | 11 | 50.7451 | -2.9271 | System Transformation | Headroom (MW) | Thermal | 6.4134 | 6.2459 | 6.147 | 6.0218 | 5.871 | 5.7181 | 5.4239 | 5.1437 | 4.8177 | 4.4933 | 4.1758 | 3.9069 | 3.6491 | 2.0171 | 1.7559 | 1.4996 | 0.38159 | -2.1754 | -4.6208
Axminster | Woodcote 33kV | Penn Cross | Primary | 11 | 50.7451 | -2.9271 | WPD Best View | Headroom (MW) | Thermal | 6.4301 | 6.282 | 6.2316 | 6.1647 | 6.0842 | 6.0199 | 5.937 | 5.836 | 5.7279 | 5.6213 | 5.4866 | 5.3918 | 5.3136 | 3.8546 | 3.7778 | 3.6954 | 3.3813 | 1.6117 | -0.33872
Axminster | Woodcote 33kV | Waterlake Primary | Primary | 11 | 50.8472 | -2.9508 | Consumer Transformation | Headroom (MW) | Thermal | 5.4119 | 5.268 | 5.1983 | 5.0761 | 4.9669 | 4.7785 | 4.5224 | 4.2893 | 4.078 | 3.8462 | 3.5814 | 3.3671 | 3.1645 | 2.9557 | 2.7468 | 2.4646 | -1.2911 | -4.57 | -6.4195
Axminster | Woodcote 33kV | Waterlake Primary | Primary | 11 | 50.8472 | -2.9508 | Leading the Way | Headroom (MW) | Thermal | 5.4249 | 5.3257 | 5.2918 | 5.2567 | 5.2022 | 5.1653 | 5.0835 | 4.9933 | 4.9374 | 4.8913 | 4.8563 | 4.8226 | 3.4322 | 3.4054 | 1.5339 | 1.452 | 0.80048 | -2.9098 | -4.7653
Axminster | Woodcote 33kV | Waterlake Primary | Primary | 11 | 50.8472 | -2.9508 | Steady Progression | Headroom (MW) | N/A | 5.4276 | 5.335 | 5.315 | 5.2863 | 5.2524 | 5.2203 | 5.1953 | 5.1698 | 5.1171 | 5.0931 | 5.0527 | 5.019 | 5.0129 | 4.9855 | 4.9943 | 4.9856 | 5.0723 | 5.1038 | 4.7886
Axminster | Woodcote 33kV | Waterlake Primary | Primary | 11 | 50.8472 | -2.9508 | System Transformation | Headroom (MW) | Thermal | 5.422 | 5.3149 | 5.2714 | 5.2226 | 5.1439 | 5.0792 | 4.9583 | 4.817 | 4.6912 | 4.565 | 4.4428 | 4.3355 | 4.251 | 4.1806 | 4.1104 | 4.054 | 2.5017 | 0.62472 | -0.024896
Axminster | Woodcote 33kV | Waterlake Primary | Primary | 11 | 50.8472 | -2.9508 | WPD Best View | Headroom (MW) | N/A | 5.4228 | 5.3164 | 5.2836 | 5.2374 | 5.1615 | 5.1007 | 4.9972 | 4.8812 | 4.7636 | 4.6528 | 4.5534 | 4.4482 | 4.3817 | 4.3073 | 4.2429 | 4.1922 | 2.6602 | 0.91291 | 0.34941
Axminster | YEOVIL 33kV | YEOVIL 33kV | Bulk Supply Point | 33 | 50.9384 | -2.6033 | Consumer Transformation | Headroom (MW) | Thermal | 5.9062 | 5.5922 | 5.3753 | 5.0374 | 4.7279 | 4.1135 | 3.3367 | 2.5358 | 1.7317 | 0.83832 | -0.23202 | -2.6084 | -3.649 | -6.9092 | -9.647 | -11.5684 | -21.8386 | -33.2087 | -44.6513
Axminster | YEOVIL 33kV | YEOVIL 33kV | Bulk Supply Point | 33 | 50.9384 | -2.6033 | Leading the Way | Headroom (MW) | Thermal | 5.9505 | 5.7765 | 5.7213 | 5.6035 | 5.5501 | 5.3252 | 5.0172 | 4.6897 | 2.8963 | 2.4311 | 0.53854 | -1.3779 | -3.3109 | -6.6252 | -8.8138 | -11.0192 | -22.0635 | -29.5126 | -38.1658
Axminster | YEOVIL 33kV | YEOVIL 33kV | Bulk Supply Point | 33 | 50.9384 | -2.6033 | Steady Progression | Headroom (MW) | Thermal | 5.9777 | 5.7531 | 5.7338 | 5.6599 | 5.6334 | 5.5535 | 5.4754 | 5.3786 | 5.2687 | 5.1289 | 4.9938 | 4.8656 | 4.7419 | 4.6254 | 4.515 | 2.6167 | 2.3531 | -0.56091 | -1.3708
Axminster | YEOVIL 33kV | YEOVIL 33kV | Bulk Supply Point | 33 | 50.9384 | -2.6033 | System Transformation | Headroom (MW) | Thermal | 5.9457 | 5.7306 | 5.6449 | 5.4881 | 5.3676 | 5.1204 | 4.7602 | 4.39 | 3.9439 | 3.5106 | 3.0741 | 1.3074 | 0.89683 | -0.86502 | -3.0345 | -3.3677 | -8.8576 | -14.5856 | -21.6894
Axminster | YEOVIL 33kV | YEOVIL 33kV | Bulk Supply Point | 33 | 50.9384 | -2.6033 | WPD Best View | Headroom (MW) | Thermal | 5.9454 | 5.731 | 5.6456 | 5.4896 | 5.3691 | 5.1321 | 4.7737 | 4.4045 | 3.9595 | 3.5161 | 3.0761 | 1.3022 | 0.88175 | -0.88664 | -3.0706 | -3.42 | -8.9565 | -14.5575 | -20.2133
Axminster | YEOVIL 33kV | Coker | Primary | 11 | 50.914 | -2.6651 | Consumer Transformation | Headroom (MW) | Thermal | 5.3485 | 5.2794 | 5.2326 | 5.1562 | 5.0812 | 4.9538 | 4.7841 | 4.6177 | 4.4526 | 4.2516 | 3.9866 | 2.3832 | 2.1199 | 1.0117 | -1.0107 | -1.2363 | -5.1359 | -9.9582 | -16.0861
Axminster | YEOVIL 33kV | Coker | Primary | 11 | 50.914 | -2.6651 | Leading the Way | Headroom (MW) | Thermal | 5.3578 | 5.3063 | 5.2947 | 5.2633 | 5.2327 | 5.1851 | 5.0993 | 5.0206 | 3.5448 | 3.4065 | 3.2494 | 1.7066 | 0.16904 | -1.3806 | -3.2632 | -3.335 | -10.268 | -13.6102 | -19.1878
Axminster | YEOVIL 33kV | Coker | Primary | 11 | 50.914 | -2.6651 | Steady Progression | Headroom (MW) | N/A | 5.369 | 5.3102 | 5.3023 | 5.2861 | 5.2731 | 5.2611 | 5.2374 | 5.2214 | 5.2053 | 5.1784 | 5.1513 | 5.1332 | 5.107 | 5.0919 | 5.0716 | 3.2445 | 3.2729 | 1.9515 | 1.7778
Axminster | YEOVIL 33kV | Coker | Primary | 11 | 50.914 | -2.6651 | System Transformation | Headroom (MW) | Thermal | 5.3563 | 5.3011 | 5.2833 | 5.2427 | 5.2098 | 5.1625 | 5.0792 | 5.007 | 4.9163 | 4.8358 | 4.744 | 3.2976 | 3.2232 | 3.1429 | 1.2679 | 1.2122 | -1.7023 | -4.7238 | -9.1817
Axminster | YEOVIL 33kV | Coker | Primary | 11 | 50.914 | -2.6651 | WPD Best View | Headroom (MW) | Thermal | 5.3559 | 5.3008 | 5.2827 | 5.2419 | 5.2085 | 5.1606 | 5.0761 | 5.0024 | 4.9104 | 4.8279 | 4.7333 | 3.2829 | 3.2041 | 3.118 | 1.2357 | 1.1734 | -1.7644 | -4.743 | -7.8121
Axminster | YEOVIL 33kV | East Chinnock Primary | Primary | 11 | 50.9155 | -2.7258 | Consumer Transformation | Headroom (MW) | Thermal | 2.3296 | 2.2335 | 2.1812 | 2.1011 | 2.0151 | 1.8901 | 1.7314 | 1.5704 | 1.4099 | 1.2481 | 1.0402 | 0.86752 | 0.68592 | -0.85228 | -0.99913 | -1.2045 | -4.4757 | -7.1021 | -9.67
Axminster | YEOVIL 33kV | East Chinnock Primary | Primary | 11 | 50.9155 | -2.7258 | Leading the Way | Headroom (MW) | Thermal | 2.3387 | 2.2678 | 2.2492 | 2.2116 | 2.1798 | 2.1365 | 2.0721 | 2.0171 | 1.9516 | 1.889 | 0.45152 | 0.38083 | 0.31004 | -1.1288 | -1.1693 | -3.0348 | -4.903 | -7.7756 | -9.8424
Axminster | YEOVIL 33kV | East Chinnock Primary | Primary | 11 | 50.9155 | -2.7258 | Steady Progression | Headroom (MW) | N/A | 2.34 | 2.27 | 2.2627 | 2.2343 | 2.2171 | 2.2008 | 2.1744 | 2.1571 | 2.131 | 2.0967 | 2.0815 | 2.0609 | 2.0465 | 2.0332 | 2.029 | 2.0309 | 2.0991 | 0.78549 | 0.5736
Axminster | YEOVIL 33kV | East Chinnock Primary | Primary | 11 | 50.9155 | -2.7258 | System Transformation | Headroom (MW) | Thermal | 2.3369 | 2.2614 | 2.236 | 2.1933 | 2.1494 | 2.0929 | 2.011 | 1.9338 | 1.8401 | 1.76 | 1.6797 | 1.617 | 1.5519 | 0.12946 | 0.08462 | 0.057313 | -1.4225 | -3.1052 | -4.9003
Axminster | YEOVIL 33kV | East Chinnock Primary | Primary | 11 | 50.9155 | -2.7258 | WPD Best View | Headroom (MW) | Thermal | 2.337 | 2.2621 | 2.2372 | 2.1956 | 2.1523 | 2.1064 | 2.0276 | 1.9529 | 1.8616 | 1.7734 | 1.6924 | 1.6265 | 1.5559 | 0.13277 | 0.080679 | 0.04386 | -1.4593 | -3.0579 | -4.7939
Axminster | YEOVIL 33kV | Montacute | Primary | 11 | 50.9547 | -2.6972 | Consumer Transformation | Headroom (MW) | Thermal | 5.183 | 5.0343 | 4.9166 | 4.7351 | 4.5866 | 4.2246 | 3.7762 | 3.3027 | 2.8243 | 2.2936 | 1.6962 | 1.0958 | 0.50026 | -0.11356 | -0.68218 | -2.1726 | -5.272 | -9.1935 | -11.9402
Axminster | YEOVIL 33kV | Montacute | Primary | 11 | 50.9547 | -2.6972 | Leading the Way | Headroom (MW) | Thermal | 5.209 | 5.1573 | 5.1324 | 5.0837 | 5.0925 | 4.9587 | 4.8008 | 4.6069 | 4.355 | 4.0906 | 3.7927 | 3.4897 | 3.1651 | 2.8392 | 2.5736 | 2.3055 | 0.062438 | -1.1717 | -2.1806
Axminster | YEOVIL 33kV | Montacute | Primary | 11 | 50.9547 | -2.6972 | Steady Progression | Headroom (MW) | N/A | 5.2238 | 5.1279 | 5.1238 | 5.0945 | 5.0982 | 5.0467 | 5.0186 | 4.9551 | 4.8874 | 4.8088 | 4.7161 | 4.6264 | 4.5434 | 4.4553 | 4.3693 | 4.2963 | 3.9361 | 3.6571 | 3.2328
Axminster | YEOVIL 33kV | Montacute | Primary | 11 | 50.9547 | -2.6972 | System Transformation | Headroom (MW) | Thermal | 5.2075 | 5.1231 | 5.0807 | 5.0071 | 4.9633 | 4.8201 | 4.6251 | 4.4042 | 4.1425 | 3.8698 | 3.6054 | 3.3478 | 3.0768 | 2.8176 | 2.568 | 2.3178 | 1.2222 | 0.19837 | -0.65239
Axminster | YEOVIL 33kV | Montacute | Primary | 11 | 50.9547 | -2.6972 | WPD Best View | Headroom (MW) | Thermal | 5.2075 | 5.1231 | 5.0807 | 5.0071 | 4.9633 | 4.8201 | 4.6251 | 4.4042 | 4.1425 | 3.8698 | 3.6054 | 3.3478 | 3.0768 | 2.8176 | 2.568 | 2.3178 | 1.2222 | 0.19837 | -0.65239
Bridgwater_Taunton | Bowhays Cross 33kV | Bowhays Cross 33kV | Bulk Supply Point | 33 | 51.159 | -3.34 | Consumer Transformation | Headroom (MW) | Thermal | 32.8686 | 32.0689 | 31.8132 | 31.2007 | 27.947 | 27.2363 | 26.1749 | 25.3196 | 23.5691 | 22.6806 | 19.7013 | 16.6911 | 11.5424 | 8.6112 | 1.7932 | -1.7666 | -21.4538 | -44.1049 | -65.2418
Bridgwater_Taunton | Bowhays Cross 33kV | Bowhays Cross 33kV | Bulk Supply Point | 33 | 51.159 | -3.34 | Leading the Way | Headroom (MW) | Thermal | 32.9308 | 32.0772 | 32.0013 | 31.7924 | 31.6111 | 31.2782 | 30.6125 | 28.1285 | 26.0029 | 23.3898 | 18.4476 | 14.0792 | 9.3336 | 4.6103 | -2.2973 | -7.3674 | -24.1555 | -43.8844 | -62.0805
Bridgwater_Taunton | Bowhays Cross 33kV | Bowhays Cross 33kV | Bulk Supply Point | 33 | 51.159 | -3.34 | Steady Progression | Headroom (MW) | N/A | 32.9428 | 32.2456 | 32.1982 | 24.8595 | 24.7154 | 24.5521 | 23.352 | 22.1263 | 20.8379 | 19.5156 | 18.5636 | 17.6958 | 16.4322 | 16.1706 | 13.8162 | 11.7835 | 8.477 | 5.2081 | 0.95928
Bridgwater_Taunton | Bowhays Cross 33kV | Bowhays Cross 33kV | Bulk Supply Point | 33 | 51.159 | -3.34 | System Transformation | Headroom (MW) | Thermal | 32.9229 | 32.204 | 32.0991 | 31.865 | 31.5622 | 31.1293 | 30.4281 | 29.7178 | 28.9276 | 28.1796 | 26.0715 | 23.9655 | 20.581 | 17.7135 | 13.4668 | 11.0786 | 0.49115 | -11.9314 | -25.2921
Bridgwater_Taunton | Bowhays Cross 33kV | Bowhays Cross 33kV | Bulk Supply Point | 33 | 51.159 | -3.34 | WPD Best View | Headroom (MW) | Thermal | 32.9226 | 32.2037 | 32.0985 | 31.8641 | 31.5609 | 31.1274 | 30.425 | 29.7132 | 28.9218 | 28.1716 | 26.0608 | 23.9507 | 20.5619 | 17.6885 | 13.4346 | 11.0398 | 0.42905 | -11.9506 | -25.2873
Bridgwater_Taunton | Bowhays Cross 33kV | Alcombe | Primary | 11 | 51.1996 | -3.4649 | Consumer Transformation | Headroom (MW) | Thermal | 12.636 | 12.3915 | 12.3667 | 12.0813 | 9.1966 | 9.1417 | 8.9153 | 8.8668 | 8.7734 | 8.7286 | 8.1893 | 7.4811 | 6.7751 | 6.0827 | 5.4179 | 4.6769 | 1.2981 | -2.0716 | -5.0854
Bridgwater_Taunton | Bowhays Cross 33kV | Alcombe | Primary | 11 | 51.1996 | -3.4649 | Leading the Way | Headroom (MW) | N/A | 12.6363 | 12.3781 | 12.374 | 12.2934 | 12.2467 | 12.1222 | 11.8109 | 11.4984 | 11.139 | 10.7535 | 10.379 | 9.9822 | 9.6257 | 9.2792 | 8.9686 | 8.6877 | 7.173 | 5.8593 | 4.7458
Bridgwater_Taunton | Bowhays Cross 33kV | Alcombe | Primary | 11 | 51.1996 | -3.4649 | Steady Progression | Headroom (MW) | Thermal | 12.6359 | 12.3906 | 12.3846 | 5.1476 | 5.0944 | 5.0386 | 3.9445 | 2.8494 | 1.6976 | 0.52536 | -0.29018 | -1.0334 | -2.1998 | -2.3402 | -2.7955 | -2.9307 | -3.4223 | -3.882 | -4.4607
Bridgwater_Taunton | Bowhays Cross 33kV | Alcombe | Primary | 11 | 51.1996 | -3.4649 | System Transformation | Headroom (MW) | N/A | 12.636 | 12.3953 | 12.3901 | 12.3308 | 12.2094 | 12.0204 | 11.7152 | 11.4106 | 11.0656 | 10.7187 | 10.3841 | 10.0405 | 9.7171 | 9.3907 | 9.073 | 8.7753 | 7.4709 | 6.2412 | 5.2083
Bridgwater_Taunton | Bowhays Cross 33kV | Alcombe | Primary | 11 | 51.1996 | -3.4649 | WPD Best View | Headroom (MW) | N/A | 12.636 | 12.3953 | 12.3901 | 12.3308 | 12.2094 | 12.0204 | 11.7152 | 11.4106 | 11.0656 | 10.7187 | 10.3841 | 10.0405 | 9.7171 | 9.3907 | 9.073 | 8.7753 | 7.4709 | 6.2412 | 5.2083
Bridgwater_Taunton | Bowhays Cross 33kV | Bowhays Cross | Primary | 11 | 51.1599 | -3.3396 | Consumer Transformation | Headroom (MW) | Thermal | 8.4835 | 8.2576 | 8.1466 | 7.9974 | 7.8223 | 7.4942 | 7.0719 | 6.6467 | 6.198 | 5.6886 | 5.0674 | 3.1327 | 2.5925 | 2.0673 | -0.26331 | -0.85134 | -6.0805 | -11.1562 | -15.955
Bridgwater_Taunton | Bowhays Cross 33kV | Bowhays Cross | Primary | 11 | 51.1599 | -3.3396 | Leading the Way | Headroom (MW) | Thermal | 8.5112 | 8.3246 | 8.2806 | 8.224 | 8.1517 | 8.0037 | 7.7698 | 7.5106 | 5.8168 | 5.4294 | 3.6345 | 3.2673 | 1.6125 | 0.0061143 | -2.0297 | -4.076 | -8.0224 | -11.6762 | -16.527
Bridgwater_Taunton | Bowhays Cross 33kV | Bowhays Cross | Primary | 11 | 51.1599 | -3.3396 | Steady Progression | Headroom (MW) | N/A | 8.5108 | 8.3368 | 8.3198 | 8.2888 | 8.2614 | 8.214 | 8.1663 | 8.1021 | 8.0451 | 7.9609 | 7.8808 | 7.7909 | 7.7084 | 7.6184 | 7.5334 | 5.6205 | 5.3424 | 3.7666 | 3.4222
Bridgwater_Taunton | Bowhays Cross 33kV | Bowhays Cross | Primary | 11 | 51.1599 | -3.3396 | System Transformation | Headroom (MW) | Thermal | 8.5047 | 8.318 | 8.2737 | 8.2152 | 8.1425 | 8.0253 | 7.8487 | 7.66 | 7.4512 | 7.2304 | 7.0187 | 5.4275 | 5.213 | 4.9944 | 2.9674 | 2.7519 | -0.8472 | -4.3615 | -7.7593
Bridgwater_Taunton | Bowhays Cross 33kV | Bowhays Cross | Primary | 11 | 51.1599 | -3.3396 | WPD Best View | Headroom (MW) | Thermal | 8.5047 | 8.318 | 8.2737 | 8.2152 | 8.1425 | 8.0253 | 7.8487 | 7.66 | 7.4512 | 7.2304 | 7.0187 | 5.4275 | 5.213 | 4.9944 | 2.9674 | 2.7519 | -0.8472 | -4.3615 | -7.7593
Bridgwater_Taunton | Bowhays Cross 33kV | Holford | Primary | 11 | 51.1688 | -3.1967 | Consumer Transformation | Headroom (MW) | Thermal | 1.6612 | 1.6343 | 1.6247 | 1.6166 | 1.6029 | 1.5916 | 1.5735 | 1.5533 | 1.5501 | 1.5529 | 1.5457 | 1.549 | 0.19892 | 0.21544 | -0.62341 | -0.61199 | -2.1701 | -4.8212 | -6.6856
Bridgwater_Taunton | Bowhays Cross 33kV | Holford | Primary | 11 | 51.1688 | -3.1967 | Leading the Way | Headroom (MW) | Thermal | 1.6629 | 1.6396 | 1.6435 | 1.6442 | 1.6394 | 1.6496 | 1.6634 | 1.6761 | 1.6853 | 1.7239 | 0.38384 | 0.43688 | -0.89626 | -0.85912 | -2.6312 | -2.6106 | -4.9409 | -8.0006 | -9.7909
Bridgwater_Taunton | Bowhays Cross 33kV | Holford | Primary | 11 | 51.1688 | -3.1967 | Steady Progression | Headroom (MW) | N/A | 1.6623 | 1.6367 | 1.6371 | 1.6322 | 1.6285 | 1.6263 | 1.6246 | 1.6242 | 1.617 | 1.6203 | 1.6263 | 1.6397 | 1.6523 | 1.6614 | 1.6812 | 1.7097 | 0.49457 | 0.60963 | 0.51712
Bridgwater_Taunton | Bowhays Cross 33kV | Holford | Primary | 11 | 51.1688 | -3.1967 | System Transformation | Headroom (MW) | Thermal | 1.6619 | 1.6356 | 1.6349 | 1.628 | 1.6133 | 1.6084 | 1.6003 | 1.5859 | 1.5746 | 1.5767 | 1.5748 | 1.5858 | 0.22265 | 0.24369 | 0.27622 | 0.30625 | -0.89355 | -2.2869 | -3.8449
Bridgwater_Taunton | Bowhays Cross 33kV | Holford | Primary | 11 | 51.1688 | -3.1967 | WPD Best View | Headroom (MW) | Thermal | 1.6615 | 1.6353 | 1.6343 | 1.6271 | 1.6119 | 1.6066 | 1.5972 | 1.5813 | 1.5687 | 1.5688 | 1.5641 | 1.571 | 0.20356 | 0.21876 | 0.24408 | 0.26743 | -0.95565 | -2.3061 | -3.8401
Bridgwater_Taunton | Bowhays Cross 33kV | Luckwell Bridge | Primary | 11 | 51.1374 | -3.5634 | Consumer Transformation | Headroom (MW) | Thermal | 1.061 | 0.99657 | 0.96722 | 0.92273 | 0.87322 | 0.79483 | 0.7031 | 0.61237 | 0.52703 | 0.44774 | 0.34852 | 0.27088 | 0.19678 | 0.12187 | 0.051383 | -0.053378 | -0.65783 | -1.4521 | -2.2248
Bridgwater_Taunton | Bowhays Cross 33kV | Luckwell Bridge | Primary | 11 | 51.1374 | -3.5634 | Leading the Way | Headroom (MW) | Thermal | 1.0742 | 1.0165 | 1.0103 | 0.99172 | 0.9779 | 0.97087 | 0.94502 | 0.9248 | 0.91655 | 0.90889 | 0.90881 | 0.9135 | 0.90412 | 0.90176 | 0.89501 | 0.86962 | 0.61551 | 0.21414 | -0.23554
Bridgwater_Taunton | Bowhays Cross 33kV | Luckwell Bridge | Primary | 11 | 51.1374 | -3.5634 | Steady Progression | Headroom (MW) | N/A | 1.0743 | 1.0246 | 1.0126 | 0.99983 | 0.97977 | 0.9701 | 0.95542 | 0.94881 | 0.93057 | 0.91592 | 0.90486 | 0.89516 | 0.88657 | 0.88393 | 0.88664 | 0.89145 | 0.94962 | 1.0039 | 0.85993
Bridgwater_Taunton | Bowhays Cross 33kV | Luckwell Bridge | Primary | 11 | 51.1374 | -3.5634 | System Transformation | Headroom (MW) | Thermal | 1.0734 | 1.0122 | 0.99626 | 0.97484 | 0.94798 | 0.92361 | 0.86521 | 0.81316 | 0.75813 | 0.71179 | 0.66469 | 0.62728 | 0.58741 | 0.56254 | 0.54101 | 0.52454 | 0.46484 | 0.26698 | -0.037491
Bridgwater_Taunton | Bowhays Cross 33kV | Luckwell Bridge | Primary | 11 | 51.1374 | -3.5634 | WPD Best View | Headroom (MW) | Thermal | 1.0734 | 1.0122 | 0.99626 | 0.97484 | 0.94798 | 0.92361 | 0.86521 | 0.81316 | 0.75813 | 0.71179 | 0.66469 | 0.62728 | 0.58741 | 0.56254 | 0.54101 | 0.52454 | 0.46484 | 0.26698 | -0.037491
Bridgwater_Taunton | Bowhays Cross 33kV | Periton | Primary | 11 | 51.2006 | -3.4968 | Consumer Transformation | Headroom (MW) | N/A | 7.4371 | 7.3402 | 7.3111 | 7.262 | 7.216 | 7.1352 | 7.0376 | 6.9506 | 6.8664 | 6.7766 | 6.6776 | 6.5977 | 6.5241 | 6.4503 | 6.3743 | 6.2756 | 5.6776 | 4.9108 | 4.1554
Bridgwater_Taunton | Bowhays Cross 33kV | Periton | Primary | 11 | 51.2006 | -3.4968 | Leading the Way | Headroom (MW) | N/A | 7.4496 | 7.36 | 7.3495 | 7.3234 | 7.3018 | 7.2839 | 7.2535 | 7.2261 | 7.2008 | 7.1866 | 7.1679 | 7.1514 | 7.1368 | 7.125 | 7.1108 | 7.0907 | 6.822 | 6.3999 | 5.948
Bridgwater_Taunton | Bowhays Cross 33kV | Periton | Primary | 11 | 51.2006 | -3.4968 | Steady Progression | Headroom (MW) | N/A | 7.4496 | 7.3585 | 7.3552 | 7.3346 | 7.3067 | 7.2897 | 7.2721 | 7.2463 | 7.2254 | 7.2018 | 7.1848 | 7.1781 | 7.1634 | 7.1521 | 7.1483 | 7.1443 | 7.1693 | 7.1501 | 7.0245
Bridgwater_Taunton | Bowhays Cross 33kV | Periton | Primary | 11 | 51.2006 | -3.4968 | System Transformation | Headroom (MW) | N/A | 7.449 | 7.3557 | 7.3401 | 7.3057 | 7.2723 | 7.2384 | 7.1903 | 7.1349 | 7.0739 | 7.0332 | 6.982 | 6.9376 | 6.8987 | 6.8695 | 6.8419 | 6.8298 | 6.759 | 6.5345 | 6.2275
Bridgwater_Taunton | Bowhays Cross 33kV | Periton | Primary | 11 | 51.2006 | -3.4968 | WPD Best View | Headroom (MW) | N/A | 7.449 | 7.3557 | 7.3401 | 7.3057 | 7.2723 | 7.2384 | 7.1903 | 7.1349 | 7.0739 | 7.0332 | 6.982 | 6.9376 | 6.8987 | 6.8695 | 6.8419 | 6.8298 | 6.759 | 6.5345 | 6.2275
Bridgwater_Taunton | Bowhays Cross 33kV | Wiveliscombe | Primary | 11 | 51.0357 | -3.3087 | Consumer Transformation | Headroom (MW) | Thermal | 5.6655 | 5.5243 | 5.4724 | 5.3962 | 5.3116 | 5.1544 | 4.9491 | 4.7654 | 3.7297 | 3.5617 | 1.9483 | 1.7354 | -0.66951 | -2.2509 | -5.0881 | -7.1269 | -15.4456 | -25.4391 | -35.3709
Bridgwater_Taunton | Bowhays Cross 33kV | Wiveliscombe | Primary | 11 | 51.0357 | -3.3087 | Leading the Way | Headroom (MW) | Thermal | 5.6722 | 5.434 | 5.419 | 5.3912 | 5.3691 | 5.3234 | 5.2454 | 3.3681 | 3.32 | 1.463 | 0.049154 | -3.5966 | -4.9736 | -7.7671 | -10.5353 | -13.2534 | -21.7271 | -32.6053 | -42.1453
Bridgwater_Taunton | Bowhays Cross 33kV | Wiveliscombe | Primary | 11 | 51.0357 | -3.3087 | Steady Progression | Headroom (MW) | Thermal | 5.6854 | 5.5737 | 5.5645 | 5.532 | 5.5202 | 5.489 | 5.4647 | 5.4311 | 5.3977 | 5.3668 | 5.3325 | 5.3008 | 5.2969 | 5.2706 | 3.4378 | 3.4237 | 2.0189 | 0.6354 | -2.3282
Bridgwater_Taunton | Bowhays Cross 33kV | Wiveliscombe | Primary | 11 | 51.0357 | -3.3087 | System Transformation | Headroom (MW) | Thermal | 5.6734 | 5.5629 | 5.5396 | 5.486 | 5.4524 | 5.3887 | 5.284 | 5.1889 | 5.0799 | 4.9844 | 3.5228 | 3.4224 | 2.0177 | -0.27177 | -2.1572 | -4.0336 | -8.3872 | -14.2501 | -21.0106
Bridgwater_Taunton | Bowhays Cross 33kV | Wiveliscombe | Primary | 11 | 51.0357 | -3.3087 | WPD Best View | Headroom (MW) | Thermal | 5.6734 | 5.5629 | 5.5396 | 5.486 | 5.4524 | 5.3887 | 5.284 | 5.1889 | 5.0799 | 4.9844 | 3.5228 | 3.4224 | 2.0177 | -0.27177 | -2.1572 | -4.0336 | -8.3872 | -14.2501 | -21.0106
Bridgwater_Taunton | Bridgwater 33kV | Bridgwater 33kV | Bulk Supply Point | 33 | 51.1186 | -2.9654 | Consumer Transformation | Headroom (MW) | Thermal | -21.5646 | -25.4551 | -27.0337 | -30.0777 | -33.2881 | -38.0119 | -44.2127 | -50.4003 | -56.5298 | -63.1569 | -73.4513 | -84.2701 | -94.8606 | -110.8283 | -126.5472 | -144.223 | -201.1386 | -259.0853 | -308.804
Bridgwater_Taunton | Bridgwater 33kV | Bridgwater 33kV | Bulk Supply Point | 33 | 51.1186 | -2.9654 | Leading the Way | Headroom (MW) | Thermal | -21.2863 | -24.4126 | -24.8904 | -26.5448 | -28.3532 | -30.2018 | -33.1692 | -52.5806 | -61.4913 | -70.4082 | -83.3269 | -94.8828 | -104.8295 | -118.7191 | -133.4146 | -143.2711 | -174.1523 | -224.8574 | -270.4327
Bridgwater_Taunton | Bridgwater 33kV | Bridgwater 33kV | Bulk Supply Point | 33 | 51.1186 | -2.9654 | Steady Progression | Headroom (MW) | Thermal | -21.1505 | -24.1792 | -24.4637 | -25.34 | -26.298 | -27.2022 | -29.2199 | -31.3793 | -33.6209 | -34.9984 | -38.4597 | -41.7181 | -43.2128 | -44.7031 | -46.0924 | -56.4364 | -64.487 | -82.8636 | -96.9933
Bridgwater_Taunton | Bridgwater 33kV | Bridgwater 33kV | Bulk Supply Point | 33 | 51.1186 | -2.9654 | System Transformation | Headroom (MW) | Thermal | -21.2812 | -24.4908 | -25.1023 | -26.791 | -28.7195 | -30.7148 | -33.8219 | -36.9202 | -40.4372 | -43.9945 | -50.2159 | -56.458 | -62.6191 | -74.1216 | -84.533 | -96.6067 | -126.2852 | -156.1479 | -179.9332
Bridgwater_Taunton | Bridgwater 33kV | Bridgwater 33kV | Bulk Supply Point | 33 | 51.1186 | -2.9654 | WPD Best View | Headroom (MW) | Thermal | -21.1827 | -24.3178 | -24.6347 | -25.7378 | -26.9763 | -28.1987 | -30.8225 | -33.5494 | -36.4475 | -38.4547 | -41.4572 | -45.6995 | -49.0586 | -51.0038 | -54.6262 | -67.2086 | -78.5406 | -88.9029 | -108.511
Bridgwater_Taunton | Bridgwater 33kV | Bath Road Primary | Primary | 11 | 51.1418 | -2.9815 | Consumer Transformation | Headroom (MW) | Thermal | 3.0279 | 2.0051 | 1.7512 | 1.2271 | 0.64627 | -0.19811 | -1.3326 | -2.4485 | -3.5011 | -4.7516 | -7.5498 | -7.6868 | -9.0391 | -11.7297 | -14.7944 | -17.0188 | -27.5371 | -37.9636 | -47.2501
Bridgwater_Taunton | Bridgwater 33kV | Bath Road Primary | Primary | 11 | 51.1418 | -2.9815 | Leading the Way | Headroom (MW) | Thermal | 3.1036 | 2.194 | 2.1291 | 1.8446 | 1.5065 | 1.1184 | 0.50574 | -0.095202 | -2.0503 | -2.8038 | -4.9782 | -5.8737 | -7.9288 | -11.3215 | -13.6976 | -16.0664 | -17.3557 | -25.5227 | -30.6068
Bridgwater_Taunton | Bridgwater 33kV | Bath Road Primary | Primary | 11 | 51.1418 | -2.9815 | Steady Progression | Headroom (MW) | Thermal | 3.1072 | 2.2199 | 2.2016 | 1.9931 | 1.7866 | 1.5745 | 0.31944 | -0.95734 | -2.1955 | -2.4866 | -3.2825 | -4.0169 | -4.3398 | -4.6689 | -4.9509 | -7.0522 | -8.3294 | -10.7887 | -12.0189
Bridgwater_Taunton | Bridgwater 33kV | Bath Road Primary | Primary | 11 | 51.1418 | -2.9815 | System Transformation | Headroom (MW) | Thermal | 3.0928 | 2.1805 | 2.1034 | 1.8133 | 1.4778 | 1.1046 | 0.53777 | -0.0057745 | -0.54523 | -1.1903 | -3.2243 | -2.6187 | -3.28 | -5.3027 | -7.7101 | -8.3011 | -15.0874 | -21.6447 | -26.4059
Bridgwater_Taunton | Bridgwater 33kV | Bath Road Primary | Primary | 11 | 51.1418 | -2.9815 | WPD Best View | Headroom (MW) | Thermal | 3.1072 | 2.2199 | 2.2016 | 1.9931 | 1.7866 | 1.5745 | 0.31944 | -0.95734 | -2.1955 | -2.4866 | -3.2825 | -4.0169 | -4.3398 | -4.6689 | -4.9509 | -7.0522 | -8.3294 | -10.7887 | -12.0189
Bridgwater_Taunton | Bridgwater 33kV | Bridgwater Local | Primary | 11 | 51.1292 | -3.0082 | Consumer Transformation | Headroom (MW) | Thermal | 10.087 | 9.8128 | 9.6058 | 9.2698 | 8.9003 | 8.3436 | 7.5919 | 6.8326 | 6.0774 | 5.269 | 4.3598 | 3.4951 | 2.6338 | 0.4147 | -0.4188 | -1.3743 | -5.739 | -11.3443 | -16.4438
Bridgwater_Taunton | Bridgwater 33kV | Bridgwater Local | Primary | 11 | 51.1292 | -3.0082 | Leading the Way | Headroom (MW) | Thermal | 10.0898 | 9.8905 | 9.854 | 9.6771 | 9.4583 | 9.2186 | 8.8377 | 8.4453 | 7.981 | 7.5388 | 5.7501 | 5.3575 | 4.9776 | 4.6208 | 2.431 | 2.0808 | -1.1017 | -4.0121 | -6.5022
Bridgwater_Taunton | Bridgwater 33kV | Bridgwater Local | Primary | 11 | 51.1292 | -3.0082 | Steady Progression | Headroom (MW) | N/A | 10.085 | 9.8954 | 9.8976 | 9.8337 | 9.7344 | 9.6351 | 9.5173 | 9.3914 | 9.2483 | 9.0973 | 8.9333 | 8.7608 | 8.5963 | 8.4359 | 8.2758 | 8.1211 | 7.464 | 5.5545 | 4.9935
Bridgwater_Taunton | Bridgwater 33kV | Bridgwater Local | Primary | 11 | 51.1292 | -3.0082 | System Transformation | Headroom (MW) | Thermal | 10.0871 | 9.9032 | 9.8494 | 9.6769 | 9.4712 | 9.2486 | 8.8882 | 8.5291 | 8.1182 | 7.7015 | 7.286 | 6.884 | 6.4762 | 4.7189 | 4.3257 | 3.945 | 2.2397 | -0.60091 | -3.1143
Bridgwater_Taunton | Bridgwater 33kV | Bridgwater Local | Primary | 11 | 51.1292 | -3.0082 | WPD Best View | Headroom (MW) | N/A | 10.085 | 9.899 | 9.9012 | 9.8337 | 9.7344 | 9.6351 | 9.5173 | 9.3914 | 9.2483 | 9.0973 | 8.9333 | 8.7608 | 8.5963 | 8.4359 | 8.2758 | 8.1211 | 7.464 | 5.5545 | 4.9935
Bridgwater_Taunton | Bridgwater 33kV | Burnham | Primary | 11 | 51.2382 | -2.9881 | Consumer Transformation | Headroom (MW) | Thermal | 10.0571 | 9.5809 | 9.351 | 8.9859 | 8.598 | 8.0062 | 7.2084 | 6.4287 | 5.6661 | 4.836 | 3.8953 | 3.0091 | 2.1163 | -0.12828 | -1.8676 | -2.8989 | -9.1443 | -16.1601 | -20.3707
Bridgwater_Taunton | Bridgwater 33kV | Burnham | Primary | 11 | 51.2382 | -2.9881 | Leading the Way | Headroom (MW) | Thermal | 10.1045 | 9.7258 | 9.6448 | 9.4595 | 9.2648 | 9.0455 | 8.6916 | 8.3457 | 7.9557 | 7.5658 | 5.8311 | 5.4617 | 5.0752 | 3.3055 | 2.9162 | 2.5309 | -1.666 | -6.1504 | -8.8107
Bridgwater_Taunton | Bridgwater 33kV | Burnham | Primary | 11 | 51.2382 | -2.9881 | Steady Progression | Headroom (MW) | N/A | 10.1212 | 9.7591 | 9.7054 | 9.5895 | 9.4672 | 9.352 | 9.2201 | 9.0781 | 8.909 | 8.7304 | 8.5507 | 8.3639 | 8.1894 | 8.0204 | 7.8492 | 7.6951 | 6.9624 | 4.9993 | 4.3987
Bridgwater_Taunton | Bridgwater 33kV | Burnham | Primary | 11 | 51.2382 | -2.9881 | System Transformation | Headroom (MW) | Thermal | 10.0996 | 9.7096 | 9.6085 | 9.4033 | 9.1757 | 8.9194 | 8.5067 | 8.1017 | 7.6323 | 7.1571 | 6.7034 | 6.2533 | 5.8161 | 4.0141 | 3.5953 | 3.1862 | -0.04024 | -3.029 | -4.2741
Bridgwater_Taunton | Bridgwater 33kV | Burnham | Primary | 11 | 51.2382 | -2.9881 | WPD Best View | Headroom (MW) | N/A | 10.1212 | 9.7591 | 9.7054 | 9.5895 | 9.4672 | 9.352 | 9.2201 | 9.0781 | 8.909 | 8.7304 | 8.5507 | 8.3639 | 8.1894 | 8.0204 | 7.8492 | 7.6951 | 6.9624 | 4.9993 | 4.3987
Bridgwater_Taunton | Bridgwater 33kV | Colley Lane | Primary | 11 | 51.1194 | -2.9885 | Consumer Transformation | Headroom (MW) | Thermal | 21.6009 | 20.8762 | 20.5814 | 20.0698 | 19.5874 | 18.8635 | 17.9248 | 16.9938 | 16.0564 | 15.0592 | 13.9058 | 12.8222 | 10.3245 | 8.3345 | 7.2223 | 4.0958 | -3.5788 | -12.1926 | -21.4872
Bridgwater_Taunton | Bridgwater 33kV | Colley Lane | Primary | 11 | 51.1194 | -2.9885 | Leading the Way | Headroom (MW) | Thermal | 21.6693 | 21.0484 | 20.9183 | 20.6425 | 20.419 | 20.2042 | 19.8685 | 12.2706 | 11.8343 | 9.6449 | 9.2944 | 7.5433 | 7.0573 | 5.2063 | 4.707 | 2.3771 | -3.9678 | -9.2769 | -14.8494
Bridgwater_Taunton | Bridgwater 33kV | Colley Lane | Primary | 11 | 51.1194 | -2.9885 | Steady Progression | Headroom (MW) | N/A | 21.6783 | 21.1017 | 21.0425 | 20.8591 | 20.7238 | 20.6027 | 20.4855 | 20.347 | 20.17 | 19.9938 | 18.7715 | 17.6496 | 17.4321 | 17.2132 | 17.0108 | 16.8157 | 14.5404 | 10.9499 | 8.9998
Bridgwater_Taunton | Bridgwater 33kV | Colley Lane | Primary | 11 | 51.1194 | -2.9885 | System Transformation | Headroom (MW) | N/A | 21.6584 | 21.0561 | 20.9163 | 20.6317 | 20.3632 | 20.091 | 19.6758 | 19.2564 | 18.7081 | 18.2038 | 17.6971 | 17.2098 | 15.2989 | 14.7697 | 14.2502 | 11.9372 | 8.2241 | 4.6107 | 0.020066
Bridgwater_Taunton | Bridgwater 33kV | Colley Lane | Primary | 11 | 51.1194 | -2.9885 | WPD Best View | Headroom (MW) | N/A | 21.679 | 21.1023 | 21.0437 | 20.8608 | 20.7265 | 20.6064 | 20.4917 | 20.3562 | 20.1818 | 20.0097 | 19.4821 | 18.9842 | 18.7753 | 18.5682 | 18.3801 | 18.1984 | 15.9715 | 15.2201 | 12.8819
Bridgwater_Taunton | Bridgwater 33kV | Creech St Michael | Primary | 11 | 51.0156 | -3.0255 | Consumer Transformation | Headroom (MW) | Thermal | 4.3007 | 4.0833 | 3.9793 | 3.7799 | 3.5949 | 3.2824 | 2.8611 | 2.4097 | 1.9151 | 1.3674 | 0.71479 | 0.1229 | -0.40497 | -0.90813 | -1.4086 | -3.7838 | -7.087 | -11.0529 | -14.8044
Bridgwater_Taunton | Bridgwater 33kV | Creech St Michael | Primary | 11 | 51.0156 | -3.0255 | Leading the Way | Headroom (MW) | Thermal | 4.3302 | 4.1681 | 4.1343 | 4.0266 | 3.9537 | 3.8586 | 3.6533 | 3.3693 | 3.0214 | 2.6212 | 2.2226 | 0.49356 | 0.27775 | 0.11149 | -0.027488 | -1.9859 | -4.484 | -6.5611 | -7.6454
Bridgwater_Taunton | Bridgwater 33kV | Creech St Michael | Primary | 11 | 51.0156 | -3.0255 | Steady Progression | Headroom (MW) | N/A | 4.3313 | 4.1804 | 4.1712 | 4.1235 | 4.1068 | 4.0902 | 4.0607 | 3.9993 | 3.9403 | 3.8726 | 3.372 | 2.9092 | 2.8445 | 2.764 | 2.6953 | 2.6405 | 2.5761 | 2.5294 | 0.77896
Bridgwater_Taunton | Bridgwater 33kV | Creech St Michael | Primary | 11 | 51.0156 | -3.0255 | System Transformation | Headroom (MW) | Thermal | 4.3255 | 4.1587 | 4.1251 | 4.0292 | 3.9633 | 3.8848 | 3.7142 | 3.5107 | 3.2841 | 3.0496 | 2.8308 | 2.62 | 2.4057 | 2.2088 | 2.0259 | 0.045768 | -0.56856 | -2.7034 | -4.8909
Bridgwater_Taunton | Bridgwater 33kV | Creech St Michael | Primary | 11 | 51.0156 | -3.0255 | WPD Best View | Headroom (MW) | Thermal | 4.326 | 4.1595 | 4.1265 | 4.0319 | 3.9672 | 3.8907 | 3.7247 | 3.5337 | 3.3113 | 3.088 | 2.7255 | 2.3844 | 2.1756 | 1.9637 | 1.7836 | -0.20541 | -0.83325 | -1.5065 | -3.635
Bridgwater_Taunton | Bridgwater 33kV | Curry Mallet | Primary | 11 | 50.9867 | -2.9449 | Consumer Transformation | Headroom (MW) | Thermal | 1.919 | 1.7887 | 1.786 | 1.7218 | 1.678 | 1.5853 | 1.4755 | 1.3737 | 1.285 | 1.1973 | 1.0965 | 1.0112 | 0.94351 | 0.87272 | 0.81091 | 0.7011 | 0.043355 | -1.7487 | -2.6794
Bridgwater_Taunton | Bridgwater 33kV | Curry Mallet | Primary | 11 | 50.9867 | -2.9449 | Leading the Way | Headroom (MW) | Thermal | 1.8674 | 1.8175 | 1.8379 | 1.8192 | 1.7941 | 1.7899 | 1.7571 | 1.7412 | 1.7263 | 1.7224 | 1.7249 | 1.7439 | 1.761 | 1.7719 | 1.781 | 1.7785 | -0.6578 | -0.94709 | -1.2193
Bridgwater_Taunton | Bridgwater 33kV | Curry Mallet | Primary | 11 | 50.9867 | -2.9449 | Steady Progression | Headroom (MW) | N/A | 1.9259 | 1.873 | 1.8227 | 1.8091 | 1.798 | 1.7796 | 1.7704 | 1.7617 | 1.7353 | 1.729 | 1.7163 | 1.7198 | 1.7168 | 1.7305 | 1.7303 | 1.7574 | 1.9003 | 0.48247 | 0.32249
Bridgwater_Taunton | Bridgwater 33kV | Curry Mallet | Primary | 11 | 50.9867 | -2.9449 | System Transformation | Headroom (MW) | N/A | 1.9237 | 1.8097 | 1.8156 | 1.7841 | 1.7429 | 1.7184 | 1.6593 | 1.6042 | 1.5447 | 1.4941 | 1.4495 | 1.4168 | 1.3912 | 1.3689 | 1.3653 | 1.3723 | 1.4196 | 1.2118 | 0.86561
Bridgwater_Taunton | Bridgwater 33kV | Curry Mallet | Primary | 11 | 50.9867 | -2.9449 | WPD Best View | Headroom (MW) | N/A | 1.9237 | 1.8097 | 1.8156 | 1.7841 | 1.7429 | 1.7184 | 1.6593 | 1.6042 | 1.5447 | 1.4941 | 1.4495 | 1.4168 | 1.3912 | 1.3689 | 1.3653 | 1.3723 | 1.4196 | 1.2118 | 0.86561
Bridgwater_Taunton | Bridgwater 33kV | Martock | Primary | 11 | 50.9681 | -2.7732 | Consumer Transformation | Headroom (MW) | Thermal | 4.7999 | 4.4727 | 4.2991 | 4.0512 | 3.7596 | 3.288 | 2.6618 | 2.0307 | 1.4035 | 0.74875 | -0.0064179 | -0.70216 | -1.3988 | -2.0858 | -2.7751 | -3.5636 | -7.2458 | -10.9054 | -14.0689
Bridgwater_Taunton | Bridgwater 33kV | Martock | Primary | 11 | 50.9681 | -2.7732 | Leading the Way | Headroom (MW) | Thermal | 4.8392 | 4.588 | 4.5304 | 4.4364 | 4.2956 | 4.1207 | 3.8437 | 3.5325 | 3.1748 | 2.868 | 2.5736 | 2.3125 | 2.021 | 1.7515 | 1.4744 | 1.1929 | -0.24999 | -1.5561 | -2.4973
Bridgwater_Taunton | Bridgwater 33kV | Martock | Primary | 11 | 50.9681 | -2.7732 | Steady Progression | Headroom (MW) | N/A | 4.8472 | 4.6071 | 4.5724 | 4.5046 | 4.4259 | 4.3549 | 4.2775 | 4.1748 | 4.0554 | 3.9401 | 3.8092 | 3.6723 | 3.548 | 3.4284 | 3.3132 | 3.2025 | 2.7455 | 2.3869 | 1.9477
Bridgwater_Taunton | Bridgwater 33kV | Martock | Primary | 11 | 50.9681 | -2.7732 | System Transformation | Headroom (MW) | Thermal | 4.8362 | 4.5722 | 4.4896 | 4.369 | 4.2114 | 4.0257 | 3.7306 | 3.4219 | 3.072 | 2.7242 | 2.3755 | 2.0472 | 1.7099 | 1.3928 | 1.0863 | 0.78331 | -0.52888 | -1.7345 | -2.6795
Bridgwater_Taunton | Bridgwater 33kV | Martock | Primary | 11 | 50.9681 | -2.7732 | WPD Best View | Headroom (MW) | Thermal | 4.8362 | 4.5722 | 4.4896 | 4.369 | 4.2114 | 4.0257 | 3.7306 | 3.4219 | 3.072 | 2.7242 | 2.3755 | 2.0472 | 1.7099 | 1.3928 | 1.0863 | 0.78331 | -0.52888 | -1.7345 | -2.6795
Bridgwater_Taunton | Bridgwater 33kV | Nether Stowey | Primary | 11 | 51.1482 | -3.1256 | Consumer Transformation | Headroom (MW) | Thermal | 4.3108 | 4.1427 | 4.0764 | 3.9597 | 3.8413 | 3.6359 | 3.3883 | 3.1505 | 2.9195 | 2.6796 | 1.021 | 0.76253 | -0.84805 | -2.4743 | -5.3761 | -7.499 | -14.1015 | -22.3018 | -30.8726
Bridgwater_Taunton | Bridgwater 33kV | Nether Stowey | Primary | 11 | 51.1482 | -3.1256 | Leading the Way | Headroom (MW) | Thermal | 4.3244 | 4.1994 | 4.1784 | 4.1291 | 4.0713 | 4.004 | 3.9072 | 3.8238 | 2.3601 | 0.45609 | -0.99528 | -3.7885 | -5.2514 | -8.0509 | -10.8603 | -14.5936 | -21.6207 | -30.6884 | -39.2061
Bridgwater_Taunton | Bridgwater 33kV | Nether Stowey | Primary | 11 | 51.1482 | -3.1256 | Steady Progression | Headroom (MW) | Thermal | 4.3343 | 4.2001 | 4.1894 | 4.1439 | 4.1097 | 4.0684 | 4.0334 | 3.9879 | 3.9418 | 3.8944 | 3.8388 | 3.7972 | 3.7557 | 3.724 | 3.7006 | 1.863 | 0.43118 | -1.009 | -3.9978
Bridgwater_Taunton | Bridgwater 33kV | Nether Stowey | Primary | 11 | 51.1482 | -3.1256 | System Transformation | Headroom (MW) | Thermal | 4.3217 | 4.19 | 4.1573 | 4.0927 | 4.0152 | 3.9234 | 3.7952 | 3.671 | 3.5249 | 3.3846 | 1.8823 | 1.7632 | 0.27812 | -1.1905 | -3.1027 | -5.0055 | -9.4737 | -15.4463 | -22.8209
Bridgwater_Taunton | Bridgwater 33kV | Nether Stowey | Primary | 11 | 51.1482 | -3.1256 | WPD Best View | Headroom (MW) | Thermal | 4.3337 | 4.1981 | 4.1853 | 4.1363 | 4.0979 | 4.0418 | 3.9948 | 3.9388 | 3.8708 | 3.8129 | 3.7488 | 3.6936 | 2.2704 | 2.235 | 2.2002 | -1.46 | -2.9275 | -5.8484 | -10.2758
Bridgwater_Taunton | Bridgwater 33kV | North Street Langport | Primary | 11 | 51.0396 | -2.8284 | Consumer Transformation | Headroom (MW) | Thermal | 9.4417 | 9.2579 | 9.1719 | 8.8325 | 8.4648 | 8.0273 | 7.4917 | 6.941 | 6.3966 | 5.8666 | 5.3025 | 3.4228 | 2.0489 | 1.5335 | -0.79026 | -1.3335 | -6.3756 | -12.1065 | -18.4506
Bridgwater_Taunton | Bridgwater 33kV | North Street Langport | Primary | 11 | 51.0396 | -2.8284 | Leading the Way | Headroom (MW) | Thermal | 9.4583 | 9.3227 | 9.2987 | 9.0335 | 8.7511 | 8.4916 | 8.1312 | 7.7666 | 7.3775 | 5.2088 | 4.9374 | 3.2787 | 1.6263 | 1.3563 | -0.75256 | -2.8472 | -8.091 | -12.66 | -19.2904
Bridgwater_Taunton | Bridgwater 33kV | North Street Langport | Primary | 11 | 51.0396 | -2.8284 | Steady Progression | Headroom (MW) | N/A | 9.4684 | 9.3332 | 9.3137 | 9.2727 | 9.1691 | 9.0776 | 8.9641 | 8.8489 | 8.7321 | 8.5376 | 8.2978 | 8.0657 | 7.8324 | 7.6072 | 7.3937 | 5.3923 | 4.5965 | 3.9055 | 1.6296
Bridgwater_Taunton | Bridgwater 33kV | North Street Langport | Primary | 11 | 51.0396 | -2.8284 | System Transformation | Headroom (MW) | Thermal | 9.455 | 9.3117 | 9.2771 | 9.0662 | 8.7734 | 8.4884 | 8.1131 | 7.7498 | 7.3513 | 6.9632 | 6.6037 | 4.8801 | 4.5343 | 4.2084 | 2.0654 | 1.7784 | -0.78447 | -4.8688 | -9.7614
Bridgwater_Taunton | Bridgwater 33kV | North Street Langport | Primary | 11 | 51.0396 | -2.8284 | WPD Best View | Headroom (MW) | Thermal | 9.4542 | 9.3111 | 9.2759 | 9.2033 | 8.9822 | 8.7706 | 8.4684 | 8.18 | 7.8563 | 7.4743 | 7.1225 | 5.4055 | 5.0615 | 4.7417 | 2.5976 | 2.317 | -0.27033 | -4.235 | -9.0566
Bridgwater_Taunton | Bridgwater 33kV | Shapwick | Primary | 11 | 51.1292 | -2.8445 | Consumer Transformation | Headroom (MW) | Thermal | 2.6349 | 2.5115 | 2.4432 | 2.2626 | 2.0714 | 1.8163 | 1.4984 | 1.1967 | 0.88987 | 0.58604 | 0.25533 | -2.2741 | -2.5609 | -5.5769 | -5.8521 | -7.9992 | -13.4689 | -21.9442 | -29.8105
Bridgwater_Taunton | Bridgwater 33kV | Shapwick | Primary | 11 | 51.1292 | -2.8445 | Leading the Way | Headroom (MW) | Thermal | 2.648 | 2.5659 | 2.5506 | 2.4361 | 2.3113 | 2.1964 | 2.0371 | 1.8798 | 0.36195 | 0.23052 | -2.6337 | -4.1059 | -5.5888 | -7.0707 | -8.9944 | -13.5958 | -20.032 | -27.5863 | -35.1092
Bridgwater_Taunton | Bridgwater 33kV | Shapwick | Primary | 11 | 51.1292 | -2.8445 | Steady Progression | Headroom (MW) | Thermal | 2.6664 | 2.5644 | 2.5567 | 2.5239 | 2.4331 | 2.3349 | 2.2362 | 2.1365 | 2.0258 | 1.925 | 1.8246 | 1.7315 | 1.653 | 1.5626 | 1.4878 | -0.37401 | -0.58359 | -3.4948 | -5.325
Bridgwater_Taunton | Bridgwater 33kV | Shapwick | Primary | 11 | 51.1292 | -2.8445 | System Transformation | Headroom (MW) | Thermal | 2.6448 | 2.5548 | 2.5261 | 2.3949 | 2.2503 | 2.1098 | 1.9164 | 1.7185 | 1.5007 | 1.299 | 1.1113 | -0.42571 | -0.5838 | -3.4697 | -3.6029 | -5.5257 | -8.7305 | -15.7564 | -20.639
Bridgwater_Taunton | Bridgwater 33kV | Shapwick | Primary | 11 | 51.1292 | -2.8445 | WPD Best View | Headroom (MW) | Thermal | 2.6668 | 2.5647 | 2.5573 | 2.4537 | 2.36 | 2.2581 | 2.1557 | 2.0513 | 1.9372 | 1.8332 | 1.7288 | 1.6322 | 1.5527 | 1.4591 | 1.3847 | -0.48058 | -0.67819 | -3.6496 | -5.5156
Bridgwater_Taunton | Bridgwater 33kV | Watchfield | Primary | 11 | 51.219 | -2.9325 | Consumer Transformation | Headroom (MW) | Thermal | 7.3477 | 7.1054 | 7.0135 | 6.8545 | 6.6623 | 6.43 | 6.1102 | 5.7831 | 5.4541 | 5.0772 | 4.6463 | 2.8396 | 2.4167 | 2.0118 | -0.20513 | -2.4565 | -5.8118 | -10.5257 | -15.0553
Bridgwater_Taunton | Bridgwater 33kV | Watchfield | Primary | 11 | 51.219 | -2.9325 | Leading the Way | Headroom (MW) | Thermal | 7.3715 | 7.1593 | 7.1256 | 7.043 | 6.9134 | 6.8426 | 6.6901 | 6.5311 | 4.9572 | 4.7303 | 3.1375 | 2.8855 | 1.3346 | -0.20856 | -2.2005 | -4.2042 | -7.9062 | -12.8767 | -17.6765
Bridgwater_Taunton | Bridgwater 33kV | Watchfield | Primary | 11 | 51.219 | -2.9325 | Steady Progression | Headroom (MW) | N/A | 7.3766 | 7.179 | 7.1554 | 7.0992 | 7.0398 | 7.0205 | 6.9878 | 6.9449 | 6.909 | 6.8603 | 6.801 | 6.7211 | 6.6512 | 6.5719 | 6.4943 | 4.5945 | 4.3019 | 2.7134 | 2.37
Bridgwater_Taunton | Bridgwater 33kV | Watchfield | Primary | 11 | 51.219 | -2.9325 | System Transformation | Headroom (MW) | Thermal | 7.3665 | 7.1551 | 7.1217 | 7.0402 | 6.9284 | 6.8636 | 6.7332 | 6.6148 | 6.4642 | 6.3111 | 6.1613 | 4.6044 | 4.4265 | 4.2521 | 2.2609 | 0.26976 | -1.8625 | -5.347 | -8.7224
Bridgwater_Taunton | Bridgwater 33kV | Watchfield | Primary | 11 | 51.219 | -2.9325 | WPD Best View | Headroom (MW) | N/A | 7.3766 | 7.179 | 7.1554 | 7.0992 | 7.0398 | 7.0205 | 6.9878 | 6.9449 | 6.909 | 6.8603 | 6.801 | 6.7211 | 6.6512 | 6.5719 | 6.4943 | 4.5945 | 4.3019 | 2.7134 | 2.37
Bridgwater_Taunton | Churchill 33kV | Churchill 33kV | Bulk Supply Point | 33 | 51.3559 | -2.7894 | Consumer Transformation | Headroom (MW) | Thermal | 43.3023 | 41.3877 | 40.4879 | 39.0277 | 37.4136 | 34.9298 | 31.7308 | 28.6726 | 25.7349 | 22.6767 | 16.8412 | 14.99 | 10.5302 | 6.1386 | -2.3128 | -10.4605 | -44.5548 | -79.9706 | -110.9745
Bridgwater_Taunton | Churchill 33kV | Churchill 33kV | Bulk Supply Point | 33 | 51.3559 | -2.7894 | Leading the Way | Headroom (MW) | Thermal | 43.5386 | 41.9579 | 41.66 | 41.0368 | 40.2222 | 39.4087 | 24.2065 | 23.0843 | 20.4564 | 17.5915 | 15.2889 | 8.9931 | 4.0422 | -4.5637 | -9.0187 | -20.8957 | -44.0724 | -69.5273 | -90.4359
Bridgwater_Taunton | Churchill 33kV | Churchill 33kV | Bulk Supply Point | 33 | 51.3559 | -2.7894 | Steady Progression | Headroom (MW) | Thermal | 43.5844 | 42.0881 | 41.9474 | 41.5521 | 41.1075 | 40.6606 | 38.1437 | 35.6009 | 32.988 | 30.3958 | 28.3451 | 26.5602 | 24.0364 | 22.6109 | 21.884 | 19.8175 | 18.085 | 8.525 | -1.0908
Bridgwater_Taunton | Churchill 33kV | Churchill 33kV | Bulk Supply Point | 33 | 51.3559 | -2.7894 | System Transformation | Headroom (MW) | Thermal | 43.4983 | 41.923 | 41.5585 | 40.8179 | 39.8939 | 38.9111 | 37.2941 | 35.7325 | 33.9001 | 32.1998 | 29.1788 | 28.9688 | 26.2077 | 23.5741 | 16.9401 | 12.2864 | -2.5502 | -21.7679 | -37.7437
Bridgwater_Taunton | Churchill 33kV | Churchill 33kV | Bulk Supply Point | 33 | 51.3559 | -2.7894 | WPD Best View | Headroom (MW) | Thermal | 43.5023 | 41.9128 | 41.5686 | 40.8439 | 39.9878 | 39.0006 | 36.4706 | 33.9794 | 31.2857 | 28.6911 | 24.9421 | 24.1003 | 20.3502 | 16.6987 | 9.7094 | 4.9042 | -11.1086 | -33.1979 | -48.0412
Bridgwater_Taunton | Churchill 33kV | Axbridge | Primary | 11 | 51.2859 | -2.8157 | Consumer Transformation | Headroom (MW) | Thermal | 6.0246 | 5.9 | 5.8398 | 5.7387 | 5.6285 | 5.4633 | 5.2483 | 5.0433 | 4.847 | 4.6414 | 4.4164 | 4.2006 | 3.9979 | 3.8025 | 3.6055 | 3.3787 | 0.85017 | -0.47145 | -3.074
Bridgwater_Taunton | Churchill 33kV | Axbridge | Primary | 11 | 51.2859 | -2.8157 | Leading the Way | Headroom (MW) | N/A | 6.0447 | 5.945 | 5.9151 | 5.8701 | 5.8085 | 5.758 | 5.653 | 5.5742 | 5.4806 | 5.4103 | 5.3494 | 5.3074 | 3.8841 | 3.8409 | 3.7879 | 3.7259 | 1.8765 | 1.2359 | 0.64027
Bridgwater_Taunton | Churchill 33kV | Axbridge | Primary | 11 | 51.2859 | -2.8157 | Steady Progression | Headroom (MW) | Thermal | 6.0401 | 5.9524 | 5.9418 | 5.909 | 5.8854 | 5.8539 | 3.7704 | 1.6859 | -0.40741 | -2.4911 | -3.976 | -5.3005 | -7.3852 | -8.4313 | -8.8309 | -8.849 | -9.5177 | -11.9931 | -12.1892
Bridgwater_Taunton | Churchill 33kV | Axbridge | Primary | 11 | 51.2859 | -2.8157 | System Transformation | Headroom (MW) | N/A | 6.0398 | 5.9399 | 5.9128 | 5.8676 | 5.8003 | 5.7387 | 5.6278 | 5.5295 | 5.4084 | 5.299 | 5.1878 | 5.0931 | 4.9973 | 4.9199 | 4.8394 | 4.7805 | 3.1594 | 2.7594 | 0.95457
Bridgwater_Taunton | Churchill 33kV | Axbridge | Primary | 11 | 51.2859 | -2.8157 | WPD Best View | Headroom (MW) | Thermal | 6.0405 | 5.9527 | 5.9423 | 5.9098 | 5.8867 | 5.8557 | 4.7988 | 3.7411 | 2.6744 | 1.618 | 0.78622 | 0.046816 | -1.0083 | -2.0485 | -2.4409 | -2.4524 | -3.0978 | -5.211 | -5.4477
Bridgwater_Taunton | Churchill 33kV | Blagdon 33/11kv S/S | Primary | 11 | 51.3375 | -2.7148 | Consumer Transformation | Headroom (MW) | Thermal | 2.5465 | 2.4497 | 2.4235 | 2.3821 | 2.3346 | 2.2725 | 2.1866 | 2.1232 | 2.0543 | 2.0069 | 1.9556 | 1.9275 | 1.8992 | 1.8855 | 0.058719 | 0.03043 | -1.2787 | -5.7173 | -6.636
Bridgwater_Taunton | Churchill 33kV | Blagdon 33/11kv S/S | Primary | 11 | 51.3375 | -2.7148 | Leading the Way | Headroom (MW) | Thermal | 2.5601 | 2.4631 | 2.4673 | 2.4459 | 2.4276 | 2.415 | 2.4003 | 2.3946 | 2.3969 | 2.4213 | 2.4525 | 1.148 | 1.2065 | 1.2753 | 1.3398 | -2.2705 | -2.4898 | -5.3058 | -7.4089
Bridgwater_Taunton | Churchill 33kV | Blagdon 33/11kv S/S | Primary | 11 | 51.3375 | -2.7148 | Steady Progression | Headroom (MW) | N/A | 2.5588 | 2.4584 | 2.4566 | 2.4355 | 2.4162 | 2.3905 | 2.375 | 2.3615 | 2.3429 | 2.3363 | 2.3251 | 2.3214 | 2.3344 | 2.343 | 2.362 | 2.3977 | 2.6123 | 2.3717 | 1.2393
Bridgwater_Taunton | Churchill 33kV | Blagdon 33/11kv S/S | Primary | 11 | 51.3375 | -2.7148 | System Transformation | Headroom (MW) | Thermal | 2.5585 | 2.4553 | 2.4504 | 2.4148 | 2.3797 | 2.3454 | 2.3018 | 2.2553 | 2.2107 | 2.1716 | 2.1457 | 2.1318 | 2.1268 | 2.1423 | 0.34899 | 0.38404 | 0.60029 | -2.2601 | -2.6506
Bridgwater_Taunton | Churchill 33kV | Blagdon 33/11kv S/S | Primary | 11 | 51.3375 | -2.7148 | WPD Best View | Headroom (MW) | Thermal | 2.5579 | 2.4557 | 2.4512 | 2.4164 | 2.382 | 2.3488 | 2.3054 | 2.2595 | 2.2171 | 2.1798 | 2.155 | 2.1411 | 2.1273 | 2.1362 | 0.33546 | 0.35842 | 0.45709 | -3.2649 | -3.6757
Bridgwater_Taunton | Churchill 33kV | Bristol International Airport | Primary | 11 | 51.3806 | -2.7064 | Consumer Transformation | Headroom (MW) | Thermal | 5.9107 | 5.7832 | 5.739 | 5.6593 | 5.5794 | 5.454 | 5.2926 | 5.1451 | 4.9986 | 4.849 | 3.8012 | 3.6377 | 2.0993 | 1.9286 | 1.7834 | -1.0572 | -4.3649 | -7.8469 | -11.2676
Bridgwater_Taunton | Churchill 33kV | Bristol International Airport | Primary | 11 | 51.3806 | -2.7064 | Leading the Way | Headroom (MW) | Thermal | 5.9151 | 5.8056 | 5.7923 | 5.7483 | 5.7052 | 5.6634 | 5.595 | 5.5367 | 5.4534 | 3.5707 | 3.509 | 2.0781 | 2.0122 | -0.27237 | -0.32774 | -2.2106 | -4.9661 | -8.3507 | -12.5586
Bridgwater_Taunton | Churchill 33kV | Bristol International Airport | Primary | 11 | 51.3806 | -2.7064 | Steady Progression | Headroom (MW) | N/A | 5.9249 | 5.814 | 5.7999 | 5.7731 | 5.7389 | 5.7056 | 5.6813 | 5.6479 | 5.6061 | 5.5769 | 5.5368 | 5.4996 | 5.47 | 5.4386 | 5.4146 | 5.4001 | 3.9475 | 3.8691 | 2.3173
Bridgwater_Taunton | Churchill 33kV | Bristol International Airport | Primary | 11 | 51.3806 | -2.7064 | System Transformation | Headroom (MW) | Thermal | 5.914 | 5.8013 | 5.7827 | 5.7317 | 5.6798 | 5.6269 | 5.5434 | 5.4627 | 5.3519 | 5.2645 | 5.1824 | 5.1049 | 3.6676 | 3.5936 | 3.5316 | 1.6571 | -0.81507 | -2.523 | -4.2391
Bridgwater_Taunton | Churchill 33kV | Bristol International Airport | Primary | 11 | 51.3806 | -2.7064 | WPD Best View | Headroom (MW) | Thermal | 5.914 | 5.8013 | 5.7827 | 5.7317 | 5.6798 | 5.6269 | 5.5434 | 5.4627 | 5.3519 | 5.2645 | 5.1824 | 5.1049 | 3.6676 | 3.5936 | 3.5316 | 1.6571 | -0.81507 | -2.523 | -4.2391
Bridgwater_Taunton | Churchill 33kV | Cheddar | Primary | 11 | 51.2749 | -2.7824 | Consumer Transformation | Headroom (MW) | Thermal | 3.0447 | 2.8706 | 2.7612 | 2.5948 | 2.4173 | 2.1471 | 1.7757 | 1.4219 | 1.0984 | 0.73671 | 0.32176 | -0.039341 | -0.39356 | -0.74582 | -1.119 | -1.5376 | -2.5833 | -4.9985 | -7.2188
Bridgwater_Taunton | Churchill 33kV | Cheddar | Primary | 11 | 51.2749 | -2.7824 | Leading the Way | Headroom (MW) | Thermal | 3.0694 | 2.9427 | 2.9117 | 2.8395 | 2.7675 | 2.6865 | 2.548 | 2.4267 | 2.3189 | 2.2035 | 2.0905 | 1.9952 | 1.8899 | 1.7891 | 1.6705 | 1.5433 | 0.61675 | 0.065211 | -0.4231
Bridgwater_Taunton | Churchill 33kV | Cheddar | Primary | 11 | 51.2749 | -2.7824 | Steady Progression | Headroom (MW) | N/A | 3.0897 | 2.9526 | 2.9335 | 2.8918 | 2.8526 | 2.8151 | 2.7572 | 2.7252 | 2.6781 | 2.6185 | 2.5605 | 2.5019 | 2.4562 | 2.4106 | 2.3812 | 2.3523 | 3.0432 | 2.0501 | 1.7108
Bridgwater_Taunton | Churchill 33kV | Cheddar | Primary | 11 | 51.2749 | -2.7824 | System Transformation | Headroom (MW) | Thermal | 3.066 | 2.9318 | 2.8886 | 2.7976 | 2.7012 | 2.5905 | 2.41 | 2.233 | 2.0468 | 1.86 | 1.6639 | 1.4922 | 1.3219 | 1.179 | 1.0318 | 0.91554 | 1.4703 | 0.67151 | -0.12756
Bridgwater_Taunton | Churchill 33kV | Cheddar | Primary | 11 | 51.2749 | -2.7824 | WPD Best View | Headroom (MW) | N/A | 3.0897 | 2.9526 | 2.9335 | 2.8918 | 2.8526 | 2.8151 | 2.7572 | 2.7252 | 2.6781 | 2.6185 | 2.5605 | 2.5019 | 2.4562 | 2.4106 | 2.3812 | 2.3523 | 3.0432 | 2.9185 | 2.5521
Bridgwater_Taunton | Churchill 33kV | Chew Stoke | Primary | 11 | 51.3724 | -2.6377 | Consumer Transformation | Headroom (MW) | Thermal | 2.1865 | 2.0946 | 2.0711 | 2.0108 | 1.9517 | 1.8629 | 1.7556 | 1.6434 | 1.5562 | 1.4641 | 1.3576 | 1.2781 | 1.2193 | 1.1693 | 1.1177 | 1.0007 | -1.8781 | -4.2467 | -6.1408
Bridgwater_Taunton | Churchill 33kV | Chew Stoke | Primary | 11 | 51.3724 | -2.6377 | Leading the Way | Headroom (MW) | Thermal | 2.2018 | 2.1308 | 2.1155 | 2.1109 | 2.0965 | 2.0783 | 2.0529 | 2.0407 | 2.0271 | 2.0368 | 2.0537 | 2.0873 | 2.1431 | 0.80836 | 0.84877 | -0.96442 | -1.2257 | -2.6844 | -4.7466
Bridgwater_Taunton | Churchill 33kV | Chew Stoke | Primary | 11 | 51.3724 | -2.6377 | Steady Progression | Headroom (MW) | N/A | 2.2011 | 2.1263 | 2.1243 | 2.0998 | 2.0775 | 2.0659 | 2.0555 | 2.0399 | 2.0363 | 2.0144 | 2.0049 | 2.0049 | 2.021 | 2.0266 | 2.0471 | 2.0766 | 2.2827 | 1.2105 | 0.046407
Bridgwater_Taunton | Churchill 33kV | Chew Stoke | Primary | 11 | 51.3724 | -2.6377 | System Transformation | Headroom (MW) | Thermal | 2.1994 | 2.1218 | 2.0963 | 2.0738 | 2.0409 | 2.0034 | 1.9465 | 1.8889 | 1.8182 | 1.7643 | 1.7174 | 1.6888 | 1.6865 | 1.6779 | 1.6872 | 1.703 | 0.4891 | -1.0738 | -1.4459
Bridgwater_Taunton | Churchill 33kV | Chew Stoke | Primary | 11 | 51.3724 | -2.6377 | WPD Best View | Headroom (MW) | Thermal | 2.1873 | 2.1053 | 2.0737 | 2.025 | 1.9758 | 1.8936 | 1.7999 | 1.6983 | 1.6151 | 1.5272 | 1.4378 | 1.3658 | 1.326 | 1.2758 | 1.2375 | 1.1466 | -0.56597 | -2.6154 | -3.3927
Bridgwater_Taunton | Churchill 33kV | Churchill Gate 33/11 | Primary | 11 | 51.3382 | -2.7937 | Consumer Transformation | Headroom (MW) | N/A | 7.9042 | 7.8252 | 7.7991 | 7.7571 | 7.7167 | 7.651 | 7.5668 | 7.4873 | 7.4171 | 7.354 | 7.2849 | 7.2384 | 7.187 | 7.1417 | 7.1055 | 7.0408 | 5.2937 | 4.6785 | 4.0542
Bridgwater_Taunton | Churchill 33kV | Churchill Gate 33/11 | Primary | 11 | 51.3382 | -2.7937 | Leading the Way | Headroom (MW) | N/A | 7.9116 | 7.7775 | 7.7624 | 7.7473 | 7.7249 | 7.7097 | 7.6818 | 7.6627 | 7.6454 | 7.6535 | 7.6658 | 7.693 | 6.3565 | 6.3921 | 6.4147 | 6.4193 | 5.3309 | 4.5168 | 4.0617
Bridgwater_Taunton | Churchill 33kV | Churchill Gate 33/11 | Primary | 11 | 51.3382 | -2.7937 | Steady Progression | Headroom (MW) | N/A | 7.9057 | 7.8454 | 7.8489 | 7.8334 | 7.81 | 7.7964 | 7.7837 | 7.7712 | 7.7519 | 7.7429 | 7.7302 | 7.7273 | 7.7217 | 7.7277 | 7.7286 | 7.7486 | 7.8746 | 7.3472 | 7.2211
Bridgwater_Taunton | Churchill 33kV | Churchill Gate 33/11 | Primary | 11 | 51.3382 | -2.7937 | System Transformation | Headroom (MW) | N/A | 7.9069 | 7.8456 | 7.8362 | 7.8147 | 7.7831 | 7.7512 | 7.7089 | 7.6694 | 7.6218 | 7.586 | 7.5492 | 7.5307 | 7.5117 | 7.5079 | 7.5071 | 7.5127 | 6.2357 | 6.106 | 5.8341
Bridgwater_Taunton | Churchill 33kV | Churchill Gate 33/11 | Primary | 11 | 51.3382 | -2.7937 | WPD Best View | Headroom (MW) | N/A | 7.9065 | 7.8453 | 7.8356 | 7.8139 | 7.7818 | 7.7493 | 7.7058 | 7.6648 | 7.6159 | 7.5781 | 7.5385 | 7.5159 | 7.4926 | 7.483 | 7.475 | 7.4739 | 6.1736 | 6.0868 | 5.8389
Bridgwater_Taunton | Churchill 33kV | Compton Martin 33/11kv S/S | Primary | 11 | 51.3247 | -2.6559 | Consumer Transformation | Headroom (MW) | Thermal | 1.7093 | 1.6291 | 1.5934 | 1.5345 | 1.4701 | 1.3532 | 1.2101 | 1.0721 | 0.95355 | 0.85825 | 0.70656 | 0.63177 | 0.55123 | 0.47459 | 0.41126 | -1.5408 | -4.627 | -8.1808 | -9.5188
Bridgwater_Taunton | Churchill 33kV | Compton Martin 33/11kv S/S | Primary | 11 | 51.3247 | -2.6559 | Leading the Way | Headroom (MW) | Thermal | 1.7196 | 1.6685 | 1.6609 | 1.6537 | 1.6397 | 1.6316 | 1.6025 | 1.6002 | 1.5923 | 1.607 | 1.6404 | 0.32682 | 0.37422 | -0.94399 | -0.89987 | -0.8803 | -2.5932 | -6.937 | -7.8173
Bridgwater_Taunton | Churchill 33kV | Compton Martin 33/11kv S/S | Primary | 11 | 51.3247 | -2.6559 | Steady Progression | Headroom (MW) | N/A | 1.7194 | 1.6641 | 1.6606 | 1.6464 | 1.6347 | 1.617 | 1.6081 | 1.6003 | 1.5852 | 1.5817 | 1.5765 | 1.5894 | 1.5875 | 1.6152 | 1.6433 | 1.6737 | 1.9728 | 2.1591 | 0.59994
Bridgwater_Taunton | Churchill 33kV | Compton Martin 33/11kv S/S | Primary | 11 | 51.3247 | -2.6559 | System Transformation | Headroom (MW) | Thermal | 1.7165 | 1.656 | 1.6344 | 1.6064 | 1.5681 | 1.5279 | 1.4519 | 1.3918 | 1.3105 | 1.2505 | 1.1997 | 1.166 | 1.1409 | 1.1441 | 1.1576 | -0.62824 | -1.828 | -3.4277 | -3.9078
Bridgwater_Taunton | Churchill 33kV | Compton Martin 33/11kv S/S | Primary | 11 | 51.3247 | -2.6559 | WPD Best View | Headroom (MW) | Thermal | 1.7089 | 1.6272 | 1.5893 | 1.5292 | 1.47 | 1.3616 | 1.2239 | 1.0861 | 0.95202 | 0.83671 | 0.68304 | 0.59049 | 0.46785 | 0.38614 | 0.30721 | -1.6228 | -4.4313 | -6.7358 | -7.8113
Bridgwater_Taunton | Churchill 33kV | Congresbury | Primary | 11 | 51.3759 | -2.8024 | Consumer Transformation | Headroom (MW) | Thermal | 6.3029 | 5.925 | 5.7448 | 5.4883 | 5.1536 | 4.6328 | 3.9666 | 3.3224 | 2.6847 | 1.9926 | -0.16757 | 0.35935 | -0.37164 | -2.4619 | -4.9956 | -5.8305 | -15.4947 | -22.0457 | -30.3066
Bridgwater_Taunton | Churchill 33kV | Congresbury | Primary | 11 | 51.3759 | -2.8024 | Leading the Way | Headroom (MW) | Thermal | 6.3458 | 6.0537 | 5.9908 | 5.9139 | 5.7285 | 5.5282 | 5.2257 | 4.9514 | 3.2679 | 2.9513 | 1.2919 | 0.92828 | -0.72573 | -3.7538 | -5.859 | -7.9699 | -14.491 | -22.2598 | -28.8333
Bridgwater_Taunton | Churchill 33kV | Congresbury | Primary | 11 | 51.3759 | -2.8024 | Steady Progression | Headroom (MW) | Thermal | 6.3537 | 6.0744 | 6.0414 | 5.9961 | 5.8987 | 5.8107 | 5.7097 | 5.594 | 5.4738 | 5.3358 | 5.1895 | 5.0733 | 4.932 | 4.8021 | 4.6791 | 2.7435 | 2.2268 | 0.46923 | -1.0215
Bridgwater_Taunton | Churchill 33kV | Congresbury | Primary | 11 | 51.3759 | -2.8024 | System Transformation | Headroom (MW) | Thermal | 6.3374 | 6.0389 | 5.9696 | 5.8673 | 5.6791 | 5.4761 | 5.1374 | 4.8151 | 4.4297 | 4.048 | 2.3134 | 3.2249 | 2.8712 | 1.1631 | -0.9816 | -1.2958 | -6.7789 | -11.6576 | -16.7802
Bridgwater_Taunton | Churchill 33kV | Congresbury | Primary | 11 | 51.3759 | -2.8024 | WPD Best View | Headroom (MW) | Thermal | 6.3374 | 6.0389 | 5.9696 | 5.8673 | 5.6791 | 5.4761 | 5.1374 | 4.8151 | 4.4297 | 4.048 | 2.3134 | 3.2249 | 2.8712 | 1.1631 | -0.9816 | -1.2958 | -6.7789 | -11.6576 | -16.7802
Bridgwater_Taunton | Churchill 33kV | Nailsea | Primary | 11 | 51.4269 | -2.7549 | Consumer Transformation | Headroom (MW) | Thermal | 10.1371 | 9.6394 | 9.354 | 8.903 | 8.4128 | 7.6527 | 6.6869 | 5.7516 | 4.8134 | 3.8161 | 2.6439 | 1.5731 | 0.48539 | -0.5656 | -3.444 | -4.6733 | -11.0175 | -17.6635 | -23.5286
Bridgwater_Taunton | Churchill 33kV | Nailsea | Primary | 11 | 51.4269 | -2.7549 | Leading the Way | Headroom (MW) | Thermal | 10.195 | 9.8132 | 9.7079 | 9.474 | 9.2034 | 8.903 | 8.4277 | 8.0035 | 7.52 | 7.0524 | 6.6232 | 4.8576 | 4.4161 | 4.0099 | 1.764 | 1.3477 | -2.1917 | -4.9277 | -7.6265
Bridgwater_Taunton | Churchill 33kV | Nailsea | Primary | 11 | 51.4269 | -2.7549 | Steady Progression | Headroom (MW) | N/A | 10.2136 | 9.8522 | 9.7992 | 9.6861 | 9.5695 | 9.4453 | 9.3053 | 9.1503 | 8.969 | 8.7775 | 8.5652 | 8.3579 | 8.1579 | 7.9749 | 7.7877 | 7.6106 | 6.8794 | 4.944 | 4.3339
Bridgwater_Taunton | Churchill 33kV | Nailsea | Primary | 11 | 51.4269 | -2.7549 | System Transformation | Headroom (MW) | Thermal | 10.1888 | 9.795 | 9.6848 | 9.4588 | 9.2044 | 8.9141 | 8.4295 | 7.9507 | 7.3956 | 6.8471 | 6.3089 | 5.7936 | 5.2696 | 4.7802 | 2.4715 | 2.0055 | -0.025745 | -3.159 | -5.8619
Bridgwater_Taunton | Churchill 33kV | Nailsea | Primary | 11 | 51.4269 | -2.7549 | WPD Best View | Headroom (MW) | Thermal | 10.1888 | 9.795 | 9.6848 | 9.4588 | 9.2044 | 8.9141 | 8.4295 | 7.9507 | 7.3956 | 6.8471 | 6.3089 | 5.7936 | 5.2696 | 4.7802 | 2.4715 | 2.0055 | -0.025745 | -3.159 | -5.8619
Bridgwater_Taunton | Churchill 33kV | Westwick | Primary | 11 | 51.3504 | -2.8958 | Consumer Transformation | Headroom (MW) | Thermal | 3.4726 | 3.3599 | 3.314 | 3.2364 | 3.1536 | 3.0322 | 2.8851 | 2.7339 | 2.5946 | 2.461 | 2.2816 | 2.1429 | 2.0087 | 1.8532 | 1.6985 | 1.5109 | 0.64631 | -1.7141 | -2.6335
Bridgwater_Taunton | Churchill 33kV | Westwick | Primary | 11 | 51.3504 | -2.8958 | Leading the Way | Headroom (MW) | Thermal | 3.4903 | 3.3853 | 3.3715 | 3.3394 | 3.2874 | 3.2492 | 3.1977 | 3.1407 | 3.0768 | 3.0553 | 3.0086 | 2.9853 | 2.9634 | 2.9112 | 2.8525 | 0.96527 | 0.58229 | 0.11097 | -0.30421
Bridgwater_Taunton | Churchill 33kV | Westwick | Primary | 11 | 51.3504 | -2.8958 | Steady Progression | Headroom (MW) | N/A | 3.4916 | 3.3886 | 3.3828 | 3.3636 | 3.337 | 3.3108 | 3.2862 | 3.2619 | 3.2264 | 3.2135 | 3.1749 | 3.1598 | 3.1399 | 3.1191 | 3.0943 | 3.0708 | 3.0404 | 3.0028 | 2.8332
Bridgwater_Taunton | Churchill 33kV | Westwick | Primary | 11 | 51.3504 | -2.8958 | System Transformation | Headroom (MW) | N/A | 3.4888 | 3.3822 | 3.3675 | 3.3279 | 3.2739 | 3.2294 | 3.1562 | 3.0763 | 2.984 | 2.9178 | 2.8332 | 2.7737 | 2.7182 | 2.6468 | 2.5816 | 2.5207 | 2.3095 | 0.60657 | 0.26554
Bridgwater_Taunton | Churchill 33kV | Westwick | Primary | 11 | 51.3504 | -2.8958 | WPD Best View | Headroom (MW) | N/A | 3.4888 | 3.3822 | 3.3675 | 3.3279 | 3.2739 | 3.2294 | 3.1562 | 3.0763 | 2.984 | 2.9178 | 2.8332 | 2.7737 | 2.7182 | 2.6468 | 2.5816 | 2.5207 | 2.3095 | 0.60657 | 0.26554
Bridgwater_Taunton | Churchill 33kV | Winscombe | Primary | 11 | 51.3192 | -2.8363 | Consumer Transformation | Headroom (MW) | Thermal | 8.1792 | 8.0269 | 7.9639 | 7.8385 | 7.7111 | 7.524 | 7.2722 | 7.0442 | 6.8329 | 6.6125 | 6.3552 | 6.1559 | 5.9632 | 5.7724 | 5.5811 | 5.3331 | 4.0151 | 2.3515 | -0.58825
Bridgwater_Taunton | Churchill 33kV | Winscombe | Primary | 11 | 51.3192 | -2.8363 | Leading the Way | Headroom (MW) | N/A | 8.2011 | 8.0884 | 8.0807 | 8.0095 | 7.9487 | 7.9017 | 7.8135 | 7.7445 | 7.6689 | 7.621 | 7.5955 | 7.5777 | 7.5136 | 7.3713 | 7.3815 | 7.3904 | 3.4703 | 3.0008 | 2.5722
Bridgwater_Taunton | Churchill 33kV | Winscombe | Primary | 11 | 51.3192 | -2.8363 | Steady Progression | Headroom (MW) | N/A | 8.2018 | 8.0756 | 8.0744 | 8.033 | 8.0029 | 7.9653 | 7.9272 | 7.8788 | 7.8417 | 7.8053 | 7.7733 | 7.7409 | 7.7167 | 7.7004 | 7.6929 | 7.7085 | 7.8389 | 7.2101 | 5.9337
Bridgwater_Taunton | Churchill 33kV | Winscombe | Primary | 11 | 51.3192 | -2.8363 | System Transformation | Headroom (MW) | N/A | 8.1981 | 8.0709 | 8.051 | 7.973 | 7.899 | 7.8233 | 7.6965 | 7.5756 | 7.4383 | 7.3068 | 7.1931 | 7.085 | 7.012 | 6.9351 | 6.8808 | 6.8472 | 6.749 | 6.3058 | 4.3308
Bridgwater_Taunton | Churchill 33kV | Winscombe | Primary | 11 | 51.3192 | -2.8363 | WPD Best View | Headroom (MW) | N/A | 8.1984 | 8.0724 | 8.0542 | 7.988 | 7.9174 | 7.8458 | 7.729 | 7.6155 | 7.4876 | 7.3712 | 7.2589 | 7.1569 | 7.0779 | 6.9876 | 6.9268 | 6.8765 | 6.7385 | 6.4727 | 4.6265
Bridgwater_Taunton | Street 33kV | Street 33kV | Bulk Supply Point | 33 | 51.1314 | -2.7526 | Consumer Transformation | Headroom (MW) | Thermal | 10.2354 | 9.0197 | 8.3095 | 7.2942 | 6.356 | 4.5399 | 2.1523 | -0.2855 | -2.6607 | -5.1703 | -8.0139 | -10.6382 | -16.7395 | -19.3444 | -27.3815 | -34.011 | -54.5863 | -77.1617 | -99.5097
Bridgwater_Taunton | Street 33kV | Street 33kV | Bulk Supply Point | 33 | 51.1314 | -2.7526 | Leading the Way | Headroom (MW) | Thermal | 10.4105 | 9.411 | 9.1469 | 8.7321 | 8.4784 | 7.8565 | 6.7644 | 5.7052 | 4.5247 | -0.20352 | -1.2028 | -9.0178 | -9.8458 | -13.5902 | -20.0572 | -24.7469 | -39.6567 | -54.6442 | -68.935
Bridgwater_Taunton | Street 33kV | Street 33kV | Bulk Supply Point | 33 | 51.1314 | -2.7526 | Steady Progression | Headroom (MW) | Thermal | 10.4306 | 9.5407 | 9.4135 | 9.1414 | 8.9909 | 8.6955 | 8.3737 | 7.995 | 7.6087 | 7.1661 | 6.6924 | 6.2487 | 5.9033 | 5.4865 | 5.1348 | 4.8051 | 0.78683 | -2.9927 | -8.9304
Bridgwater_Taunton | Street 33kV | Street 33kV | Bulk Supply Point | 33 | 51.1314 | -2.7526 | System Transformation | Headroom (MW) | Thermal | 10.39 | 9.4198 | 9.1043 | 8.5878 | 8.1628 | 7.4427 | 6.26 | 5.0813 | 3.7544 | 2.4166 | 1.144 | -0.094293 | -3.8874 | -5.0558 | -11.5973 | -16.2651 | -23.4759 | -35.0064 | -48.1723
Bridgwater_Taunton | Street 33kV | Street 33kV | Bulk Supply Point | 33 | 51.1314 | -2.7526 | WPD Best View | Headroom (MW) | Thermal | 10.4249 | 9.517 | 9.3612 | 9.0543 | 8.8382 | 8.4627 | 7.9822 | 7.4726 | 6.9115 | 6.3046 | 5.6915 | 5.1063 | 4.629 | 4.0802 | 1.7947 | 1.355 | -3.2097 | -9.0508 | -14.9276
Bridgwater_Taunton | Street 33kV | Edgarley | Primary | 11 | 51.1395 | -2.6873 | Consumer Transformation | Headroom (MW) | Thermal | 6.6842 | 6.5697 | 6.4954 | 6.3858 | 6.2741 | 6.1038 | 5.8617 | 5.6315 | 5.4016 | 5.1648 | 4.8903 | 4.6363 | 3.0077 | 2.7649 | 2.5197 | 0.41428 | -3.2627 | -6.1376 | -10.2356
Bridgwater_Taunton | Street 33kV | Edgarley | Primary | 11 | 51.1395 | -2.6873 | Leading the Way | Headroom (MW) | Thermal | 6.7026 | 6.6151 | 6.584 | 6.5369 | 6.4792 | 6.4288 | 6.3181 | 6.2238 | 6.1219 | 4.2056 | 4.1128 | 2.6608 | 2.5631 | 1.1053 | 0.99656 | -0.92474 | -4.2574 | -7.6206 | -10.3823
Bridgwater_Taunton | Street 33kV | Edgarley | Primary | 11 | 51.1395 | -2.6873 | Steady Progression | Headroom (MW) | N/A | 6.7043 | 6.6184 | 6.6124 | 6.5794 | 6.5473 | 6.5163 | 6.4831 | 6.4484 | 6.4033 | 6.3656 | 6.3184 | 6.2762 | 6.2342 | 6.1881 | 6.1539 | 6.1219 | 4.6265 | 4.5178 | 2.9592
Bridgwater_Taunton | Street 33kV | Edgarley | Primary | 11 | 51.1395 | -2.6873 | System Transformation | Headroom (MW) | Thermal | 6.7012 | 6.6112 | 6.577 | 6.5207 | 6.4513 | 6.3873 | 6.2598 | 6.1433 | 6.0076 | 5.8747 | 5.7499 | 5.6299 | 4.1485 | 4.0369 | 3.9232 | 2.0023 | 0.18353 | -1.6569 | -4.8152
Bridgwater_Taunton | Street 33kV | Edgarley | Primary | 11 | 51.1395 | -2.6873 | WPD Best View | Headroom (MW) | N/A | 6.7043 | 6.6184 | 6.6124 | 6.5794 | 6.5473 | 6.5163 | 6.4831 | 6.4484 | 6.4033 | 6.3656 | 6.3184 | 6.2762 | 6.2342 | 6.1881 | 6.1539 | 6.1219 | 4.6265 | 4.5178 | 2.9592
Bridgwater_Taunton | Street 33kV | Millfield | Primary | 11 | 51.1122 | -2.7297 | Consumer Transformation | Headroom (MW) | Thermal | 2.4172 | 1.946 | 1.6896 | 1.3213 | 0.91097 | 0.25844 | -0.57552 | -1.4186 | -2.2505 | -3.1329 | -4.1325 | -5.0503 | -5.8515 | -6.7793 | -9.5153 | -10.5885 | -16.5437 | -23.1862 | -29.2716
Bridgwater_Taunton | Street 33kV | Millfield | Primary | 11 | 51.1122 | -2.7297 | Leading the Way | Headroom (MW) | Thermal | 2.4732 | 2.1144 | 2.019 | 1.8542 | 1.6517 | 1.431 | 1.086 | 0.72964 | 0.35117 | -0.032534 | -0.3878 | -2.1131 | -2.3104 | -2.6796 | -4.8612 | -5.2455 | -8.5602 | -11.4679 | -14.475
Bridgwater_Taunton | Street 33kV | Millfield | Primary | 11 | 51.1122 | -2.7297 | Steady Progression | Headroom (MW) | Thermal | 2.488 | 2.1285 | 2.0782 | 1.9597 | 1.8386 | 1.7205 | 1.6015 | 1.4438 | 1.2879 | 1.1118 | 0.92682 | 0.75079 | 0.65851 | 0.49565 | 0.35339 | 0.21797 | -0.32217 | -2.1597 | -2.8246
Bridgwater_Taunton | Street 33kV | Millfield | Primary | 11 | 51.1122 | -2.7297 | System Transformation | Headroom (MW) | Thermal | 2.467 | 2.0868 | 1.9731 | 1.7767 | 1.5264 | 1.2576 | 0.84642 | 0.41957 | -0.06167 | -0.55565 | -1.0264 | -1.4835 | -1.808 | -2.233 | -4.4592 | -4.8597 | -6.5401 | -9.6254 | -12.4631
Bridgwater_Taunton | Street 33kV | Millfield | Primary | 11 | 51.1122 | -2.7297 | WPD Best View | Headroom (MW) | Thermal | 2.4875 | 2.1277 | 2.077 | 1.9573 | 1.8263 | 1.7066 | 1.5836 | 1.423 | 1.2642 | 1.0776 | 0.89362 | 0.71212 | 0.62611 | 0.47244 | 0.34151 | 0.21115 | -0.30046 | -2.2419 | -2.9912
Bridgwater_Taunton | Street 33kV | Somerton | Primary | 11 | 51.0581 | -2.7412 | Consumer Transformation | Headroom (MW) | Thermal | 5.3364 | 5.1067 | 4.9779 | 4.8385 | 4.6229 | 4.2873 | 3.8435 | 3.4 | 2.9497 | 2.4996 | 1.9788 | 1.5 | 0.17629 | -0.28558 | -2.5486 | -3.0656 | -6.5931 | -11.6459 | -15.0778
Bridgwater_Taunton | Street 33kV | Somerton | Primary | 11 | 51.0581 | -2.7412 | Leading the Way | Headroom (MW) | Thermal | 5.3659 | 5.1827 | 5.1422 | 5.1099 | 5.01 | 4.8789 | 4.674 | 4.4548 | 4.1899 | 3.9754 | 3.7973 | 2.2648 | 2.1116 | 1.9412 | 1.7889 | -0.2018 | -2.1924 | -4.7893 | -8.0847
Bridgwater_Taunton | Street 33kV | Somerton | Primary | 11 | 51.0581 | -2.7412 | Steady Progression | Headroom (MW) | N/A | 5.3671 | 5.194 | 5.1698 | 5.1461 | 5.0964 | 5.0435 | 4.9829 | 4.9143 | 4.8428 | 4.7668 | 4.6841 | 4.608 | 4.5412 | 4.4636 | 4.3988 | 4.3418 | 4.1612 | 4.0038 | 2.2593
Bridgwater_Taunton | Street 33kV | Somerton | Primary | 11 | 51.0581 | -2.7412 | System Transformation | Headroom (MW) | Thermal | 5.3619 | 5.1705 | 5.1176 | 5.0504 | 4.9444 | 4.8119 | 4.6021 | 4.3943 | 4.1484 | 3.9111 | 3.6887 | 3.4694 | 3.2676 | 3.058 | 1.0564 | 0.88623 | 0.15043 | -2.0684 | -3.7258
Bridgwater_Taunton | Street 33kV | Somerton | Primary | 11 | 51.0581 | -2.7412 | WPD Best View | Headroom (MW) | Thermal | 5.3619 | 5.1711 | 5.1187 | 5.0613 | 4.9561 | 4.8246 | 4.6093 | 4.4126 | 4.1693 | 3.9395 | 3.7164 | 3.5042 | 3.2993 | 3.0804 | 1.0705 | 0.89856 | 0.14299 | -1.972 | -3.5712
Bridgwater_Taunton | Street 33kV | Wedmore | Primary | 11 | 51.2296 | -2.8069 | Consumer Transformation | Headroom (MW) | Thermal | 2.3253 | 2.2488 | 2.2085 | 2.1399 | 2.0719 | 1.9646 | 1.825 | 1.6225 | 1.4376 | 1.248 | 1.0499 | 0.87556 | 0.70292 | 0.53602 | -1.4537 | -1.6393 | -3.3626 | -5.7536 | -8.0908
Bridgwater_Taunton | Street 33kV | Wedmore | Primary | 11 | 51.2296 | -2.8069 | Leading the Way | Headroom (MW) | Thermal | 2.3423 | 2.2792 | 2.2679 | 2.2457 | 2.2249 | 2.1971 | 2.0872 | 1.9843 | 1.8837 | 1.79 | 1.7293 | 0.29885 | 0.23635 | 0.17661 | -1.7011 | -1.7625 | -3.6351 | -5.5212 | -6.9205
Bridgwater_Taunton | Street 33kV | Wedmore | Primary | 11 | 51.2296 | -2.8069 | Steady Progression | Headroom (MW) | N/A | 2.3415 | 2.2769 | 2.2728 | 2.258 | 2.2353 | 2.2233 | 2.2016 | 2.1801 | 2.1684 | 2.1485 | 2.1217 | 2.108 | 2.0992 | 2.0972 | 2.0985 | 2.1065 | 2.1855 | 0.88867 | 0.74735
Bridgwater_Taunton | Street 33kV | Wedmore | Primary | 11 | 51.2296 | -2.8069 | System Transformation | Headroom (MW) | Thermal | 2.3396 | 2.2717 | 2.2519 | 2.218 | 2.1823 | 2.1358 | 2.0617 | 1.9909 | 1.9149 | 1.8353 | 1.7739 | 1.7117 | 1.6688 | 1.6246 | -0.21961 | -0.23596 | -0.29591 | -1.9084 | -3.6122
Bridgwater_Taunton | Street 33kV | Wedmore | Primary | 11 | 51.2296 | -2.8069 | WPD Best View | Headroom (MW) | N/A | 2.3415 | 2.2769 | 2.2728 | 2.258 | 2.2353 | 2.2233 | 2.2016 | 2.1801 | 2.1684 | 2.1485 | 2.1217 | 2.108 | 2.0992 | 2.0972 | 2.0985 | 2.1065 | 2.1855 | 0.88867 | 0.74735
Bridgwater_Taunton | Street 33kV | Wells | Primary | 11 | 51.2073 | -2.6494 | Consumer Transformation | Headroom (MW) | Thermal | 7.3143 | 6.9906 | 6.7802 | 6.4507 | 6.3181 | 5.7678 | 5.0397 | 4.321 | 3.6429 | 2.8922 | 2.0417 | 1.2422 | -0.93284 | -1.7384 | -2.5415 | -5.2898 | -10.9822 | -16.5964 | -22.9919
Bridgwater_Taunton | Street 33kV | Wells | Primary | 11 | 51.2073 | -2.6494 | Leading the Way | Headroom (MW) | Thermal | 7.3685 | 7.0615 | 6.9758 | 6.8275 | 6.9545 | 6.7627 | 6.4412 | 6.1548 | 5.82 | 3.7001 | 3.3876 | 1.7129 | 1.3956 | -0.29178 | -2.4384 | -2.7704 | -7.1695 | -11.4031 | -15.2305
Bridgwater_Taunton | Street 33kV | Wells | Primary | 11 | 51.2073 | -2.6494 | Steady Progression | Headroom (MW) | N/A | 7.3718 | 7.165 | 7.1223 | 7.0402 | 7.1153 | 7.0339 | 6.9466 | 6.8505 | 6.7483 | 6.6154 | 6.4834 | 6.3477 | 6.2122 | 6.0839 | 5.9722 | 5.8589 | 3.9778 | 3.5987 | 1.7703
Bridgwater_Taunton | Street 33kV | Wells | Primary | 11 | 51.2073 | -2.6494 | System Transformation | Headroom (MW) | Thermal | 7.3623 | 7.1217 | 7.0266 | 6.8639 | 6.9004 | 6.6922 | 6.3321 | 5.9752 | 5.5873 | 5.1931 | 4.7999 | 4.4203 | 2.6777 | 2.2996 | 1.9439 | -0.21601 | -3.1318 | -5.9054 | -9.714
Bridgwater_Taunton | Street 33kV | Wells | Primary | 11 | 51.2073 | -2.6494 | WPD Best View | Headroom (MW) | N/A | 7.3718 | 7.165 | 7.1223 | 7.0402 | 7.1153 | 7.0339 | 6.9466 | 6.8505 | 6.7483 | 6.6154 | 6.4834 | 6.3477 | 6.2122 | 6.0839 | 5.9722 | 5.8589 | 3.9778 | 3.5987 | 1.7703
Bridgwater_Taunton | Taunton 33kV | Taunton 33kV | Bulk Supply Point | 33 | 51.017 | -3.1528 | Consumer Transformation | Headroom (MW) | Thermal | -13.6846 | -15.7222 | -16.4462 | -17.7634 | -19.2958 | -21.9253 | -25.3652 | -28.7266 | -32.0224 | -35.4799 | -43.8529 | -49.6351 | -55.8914 | -63.5091 | -72.3993 | -85.4178 | -121.9017 | -165.3634 | -204.0093
Bridgwater_Taunton | Taunton 33kV | Taunton 33kV | Bulk Supply Point | 33 | 51.017 | -3.1528 | Leading the Way | Headroom (MW) | Thermal | -13.4817 | -15.2421 | -15.5094 | -16.3337 | -17.0773 | -17.8113 | -19.4839 | -20.7244 | -24.9328 | -29.9433 | -38.0809 | -47.512 | -54.1383 | -64.3795 | -75.4982 | -86.7785 | -114.1471 | -126.9812 | -160.0209
Bridgwater_Taunton | Taunton 33kV | Taunton 33kV | Bulk Supply Point | 33 | 51.017 | -3.1528 | Steady Progression | Headroom (MW) | Thermal | -13.4604 | -15.1751 | -15.3122 | -15.7902 | -16.2197 | -16.6499 | -17.3037 | -17.818 | -18.4006 | -18.9571 | -19.5876 | -20.1579 | -20.6985 | -21.2636 | -25.4701 | -25.9804 | -36.8773 | -50.7607 | -63.8085
Bridgwater_Taunton | Taunton 33kV | Taunton 33kV | Bulk Supply Point | 33 | 51.017 | -3.1528 | System Transformation | Headroom (MW) | Thermal | -13.5101 | -15.287 | -15.5923 | -16.319 | -17.11 | -17.9884 | -19.4521 | -21.113 | -23.0205 | -24.8756 | -29.3722 | -32.4607 | -36.8246 | -42.4761 | -49.3824 | -58.0626 | -79.2569 | -103.3286 | -124.9916
Bridgwater_Taunton | Taunton 33kV | Taunton 33kV | Bulk Supply Point | 33 | 51.017 | -3.1528 | WPD Best View | Headroom (MW) | Thermal | 14.9111 | 13.1338 | 12.828 | 12.1095 | 11.3169 | 10.4369 | 8.9712 | 7.2974 | 5.3951 | 3.5336 | -0.97279 | -4.0751 | -8.4467 | -14.1199 | -21.0518 | -29.7487 | -51.0322 | -74.9688 | -96.5376
Bridgwater_Taunton | Taunton 33kV | Culmhead | Primary | 11 | 50.939 | -3.1109 | Consumer Transformation | Headroom (MW) | Thermal | 0.85768 | 0.81124 | 0.80276 | 0.79219 | 0.77969 | 0.74865 | 0.73093 | 0.71831 | 0.73466 | 0.75505 | 0.76881 | 0.83659 | 0.90399 | 0.97491 | 1.0382 | 1.0884 | 1.021 | 0.48739 | -0.16659
Bridgwater_Taunton | Taunton 33kV | Culmhead | Primary | 11 | 50.939 | -3.1109 | Leading the Way | Headroom (MW) | N/A | 0.86086 | 0.82071 | 0.83111 | 0.83716 | 0.84121 | 0.86677 | 0.88585 | 0.92343 | 0.98133 | 1.0578 | 1.1553 | 1.2679 | 1.3916 | 1.5058 | 1.6141 | 1.6801 | 1.6589 | 1.1762 | 0.4823
Bridgwater_Taunton | Taunton 33kV | Culmhead | Primary | 11 | 50.939 | -3.1109 | Steady Progression | Headroom (MW) | N/A | 0.85859 | 0.81356 | 0.8153 | 0.80804 | 0.80326 | 0.8016 | 0.80152 | 0.8043 | 0.80352 | 0.81586 | 0.8339 | 0.85871 | 0.88472 | 0.92791 | 0.97937 | 1.03 | 1.396 | 1.6866 | 1.5431
Bridgwater_Taunton | Taunton 33kV | Culmhead | Primary | 11 | 50.939 | -3.1109 | System Transformation | Headroom (MW) | N/A | 0.85876 | 0.81198 | 0.81211 | 0.80225 | 0.78608 | 0.781 | 0.76185 | 0.75 | 0.74098 | 0.74102 | 0.75395 | 0.78307 | 0.83678 | 0.89353 | 0.96525 | 1.0495 | 1.4896 | 1.4798 | 1.1338
Bridgwater_Taunton | Taunton 33kV | Culmhead | Primary | 11 | 50.939 | -3.1109 | WPD Best View | Headroom (MW) | N/A | 0.85876 | 0.81198 | 0.81211 | 0.80225 | 0.78608 | 0.781 | 0.76185 | 0.75 | 0.74098 | 0.74102 | 0.75395 | 0.78307 | 0.83678 | 0.89353 | 0.96525 | 1.0495 | 1.4896 | 1.4798 | 1.1338
Bridgwater_Taunton | Taunton 33kV | Exebridge | Primary | 11 | 51.0145 | -3.5289 | Consumer Transformation | Headroom (MW) | Thermal | 4.8053 | 4.697 | 4.6655 | 4.5836 | 4.5256 | 4.4245 | 4.2755 | 4.1463 | 4.0222 | 3.916 | 1.5328 | 0.56232 | -2.2933 | -3.7907 | -5.6963 | -10.3264 | -18.8197 | -30.0223 | -42.631
Bridgwater_Taunton | Taunton 33kV | Exebridge | Primary | 11 | 51.0145 | -3.5289 | Leading the Way | Headroom (MW) | Thermal | 4.8258 | 4.7227 | 4.7155 | 4.6888 | 4.6752 | 4.6556 | 4.628 | 4.6034 | 3.2377 | 1.4196 | -1.3232 | -5.4261 | -6.8023 | -10.9328 | -15.4212 | -20.8558 | -29.7545 | -42.0846 | -54.5292
Bridgwater_Taunton | Taunton 33kV | Exebridge | Primary | 11 | 51.0145 | -3.5289 | Steady Progression | Headroom (MW) | Thermal | 4.8292 | 4.7313 | 4.7166 | 4.6955 | 4.6681 | 4.6524 | 4.6289 | 4.6067 | 4.5865 | 4.5823 | 4.5503 | 4.5448 | 4.5259 | 4.533 | 2.7187 | 2.7346 | 0.10132 | -2.5596 | -5.5692
Bridgwater_Taunton | Taunton 33kV | Exebridge | Primary | 11 | 51.0145 | -3.5289 | System Transformation | Headroom (MW) | Thermal | 4.8272 | 4.7148 | 4.6984 | 4.6527 | 4.6173 | 4.5646 | 4.5018 | 4.422 | 4.3536 | 4.28 | 2.8536 | 2.8124 | 0.053094 | -1.3483 | -3.171 | -6.815 | -13.1387 | -21.1613 | -29.8694
Bridgwater_Taunton | Taunton 33kV | Exebridge | Primary | 11 | 51.0145 | -3.5289 | WPD Best View | Headroom (MW) | Thermal | 4.8272 | 4.7148 | 4.6984 | 4.6527 | 4.6173 | 4.5646 | 4.5018 | 4.422 | 4.3536 | 4.28 | 2.8536 | 2.8124 | 0.053094 | -1.3483 | -3.171 | -6.815 | -13.1387 | -21.1613 | -29.8694
Bridgwater_Taunton | Taunton 33kV | Lydeard St Lawrence Primary | Primary | 11 | 51.0798 | -3.2386 | Consumer Transformation | Headroom (MW) | Thermal | 1.9683 | 1.8779 | 1.8508 | 1.7942 | 1.7407 | 1.6498 | 1.5333 | 1.4365 | 1.333 | 1.2398 | -1.1055 | -1.21 | -1.3144 | -2.782 | -4.6815 | -7.4598 | -11.983 | -18.9729 | -25.1064
Bridgwater_Taunton | Taunton 33kV | Lydeard St Lawrence Primary | Primary | 11 | 51.0798 | -3.2386 | Leading the Way | Headroom (MW) | Thermal | 1.9741 | 1.9041 | 1.8928 | 1.8691 | 1.8505 | 1.839 | 1.8093 | 1.8045 | 0.41116 | 0.41374 | -0.95861 | -3.7044 | -5.0822 | -7.3091 | -9.1293 | -11.8852 | -17.2722 | -24.2141 | -31.2132
Bridgwater_Taunton | Taunton 33kV | Lydeard St Lawrence Primary | Primary | 11 | 51.0798 | -3.2386 | Steady Progression | Headroom (MW) | Thermal | 1.9746 | 1.9032 | 1.8992 | 1.8715 | 1.8553 | 1.8411 | 1.8174 | 1.8026 | 1.7801 | 1.7676 | 1.7472 | 1.7268 | 1.7139 | 1.7167 | -0.10668 | -0.10341 | -1.4323 | -2.7629 | -4.298
Bridgwater_Taunton | Taunton 33kV | Lydeard St Lawrence Primary | Primary | 11 | 51.0798 | -3.2386 | System Transformation | Headroom (MW) | Thermal | 1.9727 | 1.8987 | 1.8801 | 1.8446 | 1.8098 | 1.7741 | 1.7142 | 1.667 | 1.5998 | 1.5464 | 0.13346 | 0.08116 | 0.038328 | -1.3512 | -3.1907 | -5.0324 | -8.6781 | -13.0117 | -17.4257
Bridgwater_Taunton | Taunton 33kV | Lydeard St Lawrence Primary | Primary | 11 | 51.0798 | -3.2386 | WPD Best View | Headroom (MW) | Thermal | 1.9723 | 1.8984 | 1.8795 | 1.8438 | 1.8085 | 1.7723 | 1.7111 | 1.6624 | 1.5939 | 1.5384 | 0.12277 | 0.066382 | 0.019246 | -1.3761 | -3.2228 | -5.0713 | -8.7402 | -13.0309 | -17.4209
Bridgwater_Taunton | Taunton 33kV | Priorswood | Primary | 11 | 51.0258 | -3.0916 | Consumer Transformation | Headroom (MW) | Thermal | 6.9289 | 6.6922 | 6.5748 | 6.3776 | 6.1623 | 5.8527 | 5.4259 | 5.0161 | 4.5994 | 4.1582 | 3.6849 | 3.2569 | 2.8473 | 2.4262 | 2.0104 | 1.5252 | -2.2626 | -5.8189 | -8.3045
Bridgwater_Taunton | Taunton 33kV | Priorswood | Primary | 11 | 51.0258 | -3.0916 | Leading the Way | Headroom (MW) | Thermal | 6.9598 | 6.795 | 6.7568 | 6.6447 | 6.5274 | 6.4307 | 6.2457 | 6.0503 | 5.8198 | 5.6051 | 5.4474 | 5.3272 | 3.8217 | 3.7112 | 3.5875 | 3.4391 | 2.4684 | -0.0049748 | -2.4358
Bridgwater_Taunton | Taunton 33kV | Priorswood | Primary | 11 | 51.0258 | -3.0916 | Steady Progression | Headroom (MW) | N/A | 6.9573 | 6.7569 | 6.7359 | 6.6602 | 6.5956 | 6.5362 | 6.4664 | 6.3834 | 6.3023 | 6.2163 | 6.1335 | 6.0545 | 5.9784 | 5.9098 | 5.8398 | 5.7832 | 5.6462 | 5.4865 | 5.0383
Bridgwater_Taunton | Taunton 33kV | Priorswood | Primary | 11 | 51.0258 | -3.0916 | System Transformation | Headroom (MW) | N/A | 6.9537 | 6.7565 | 6.7093 | 6.5949 | 6.4725 | 6.3487 | 6.1559 | 5.9533 | 5.7276 | 5.5039 | 5.3006 | 5.0947 | 4.8925 | 4.7211 | 4.5526 | 4.3918 | 2.3761 | 1.5385 | 0.70066
Bridgwater_Taunton | Taunton 33kV | Priorswood | Primary | 11 | 51.0258 | -3.0916 | WPD Best View | Headroom (MW) | N/A | 6.954 | 6.7563 | 6.7089 | 6.6029 | 6.4795 | 6.3546 | 6.161 | 5.947 | 5.7278 | 5.4997 | 5.2894 | 5.0738 | 4.8682 | 4.681 | 4.494 | 4.3232 | 2.2415 | 1.4961 | 0.72858
Bridgwater_Taunton | Taunton 33kV | Staplegrove | Primary | 11 | 51.0254 | -3.1204 | Consumer Transformation | Headroom (MW) | Thermal | 7.8023 | 7.4382 | 7.2715 | 7.0101 | 6.707 | 6.2171 | 5.6039 | 4.9874 | 4.3553 | 3.722 | 3.0189 | 2.3515 | 1.6781 | 1.0203 | -1.4488 | -2.1745 | -5.5013 | -10.153 | -14.4035
Bridgwater_Taunton | Taunton 33kV | Staplegrove | Primary | 11 | 51.0254 | -3.1204 | Leading the Way | Headroom (MW) | Thermal | 7.8434 | 7.5081 | 7.4318 | 7.3042 | 7.1253 | 6.9068 | 6.5925 | 6.2466 | 5.8191 | 5.5072 | 3.8853 | 3.654 | 3.4313 | 3.2043 | 1.138 | 0.88666 | -2.1456 | -4.3883 | -5.3777
Bridgwater_Taunton | Taunton 33kV | Staplegrove | Primary | 11 | 51.0254 | -3.1204 | Steady Progression | Headroom (MW) | Thermal | 7.8502 | 7.5634 | 7.5419 | 7.4761 | 7.4165 | 7.3412 | 7.2385 | 7.1331 | 7.0168 | 6.8967 | 6.7631 | 6.627 | 6.5034 | 6.376 | 6.2493 | 6.1259 | 1.8635 | -3.606 | -8.1887
Bridgwater_Taunton | Taunton 33kV | Staplegrove | Primary | 11 | 51.0254 | -3.1204 | System Transformation | Headroom (MW) | Thermal | 7.8351 | 7.5399 | 7.4726 | 7.3668 | 7.2263 | 7.0457 | 6.7611 | 6.4772 | 6.1419 | 5.8183 | 5.5031 | 5.1821 | 4.8725 | 4.5717 | 2.4566 | 2.1677 | 0.94159 | -1.5616 | -3.8575
Bridgwater_Taunton | Taunton 33kV | Staplegrove | Primary | 11 | 51.0254 | -3.1204 | WPD Best View | Headroom (MW) | Thermal | 7.8351 | 7.5399 | 7.4726 | 7.3668 | 7.2263 | 7.0457 | 6.7611 | 6.4772 | 6.1419 | 5.8183 | 5.5031 | 5.1821 | 4.8725 | 4.5717 | 2.4566 | 2.1677 | 0.94159 | -1.5616 | -3.8575
Bridgwater_Taunton | Taunton 33kV | Taunton Local | Primary | 11 | 51.0174 | -3.1007 | Consumer Transformation | Headroom (MW) | Thermal | 11.0436 | 10.7335 | 10.727 | 10.6488 | 10.424 | 9.8446 | 9.0761 | 8.3165 | 7.5963 | 6.8269 | 5.9811 | 5.161 | 4.3479 | 3.5225 | 2.6873 | 1.7464 | -2.9214 | -7.6657 | -11.917
Bridgwater_Taunton | Taunton 33kV | Taunton Local | Primary | 11 | 51.0174 | -3.1007 | Leading the Way | Headroom (MW) | N/A | 11.0445 | 10.7239 | 10.7189 | 10.5052 | 10.4425 | 10.3769 | 9.8746 | 9.8089 | 9.6927 | 9.4984 | 9.1924 | 8.8664 | 8.4968 | 8.1235 | 7.7322 | 7.3398 | 5.3913 | 3.5804 | 2.059
Bridgwater_Taunton | Taunton 33kV | Taunton Local | Primary | 11 | 51.0174 | -3.1007 | Steady Progression | Headroom (MW) | N/A | 11.043 | 10.7322 | 10.7247 | 10.6492 | 10.5799 | 10.5095 | 10.3097 | 10.24 | 10.1669 | 10.0985 | 10.0241 | 9.9579 | 9.8932 | 9.7399 | 9.5813 | 9.4224 | 8.6721 | 8.0479 | 7.2632
Bridgwater_Taunton | Taunton 33kV | Taunton Local | Primary | 11 | 51.0174 | -3.1007 | System Transformation | Headroom (MW) | N/A | 11.0436 | 10.7368 | 10.7303 | 10.6558 | 10.5891 | 10.5207 | 10.3464 | 9.9543 | 9.5186 | 9.0876 | 8.6565 | 8.2387 | 7.8175 | 7.4154 | 7.0211 | 6.6249 | 4.8288 | 3.14 | 1.7427
Bridgwater_Taunton | Taunton 33kV | Taunton Local | Primary | 11 | 51.0174 | -3.1007 | WPD Best View | Headroom (MW) | N/A | 11.0436 | 10.7368 | 10.7303 | 10.6558 | 10.5891 | 10.5207 | 10.3464 | 9.9543 | 9.5186 | 9.0876 | 8.6565 | 8.2387 | 7.8175 | 7.4154 | 7.0211 | 6.6249 | 4.8288 | 3.14 | 1.7427
Bridgwater_Taunton | Taunton 33kV | Trull | Primary | 11 | 51.0013 | -3.1217 | Consumer Transformation | Headroom (MW) | Thermal | 8.9825 | 8.554 | 8.3816 | 8.0808 | 7.7609 | 7.2766 | 6.6419 | 6.0151 | 5.3798 | 4.6748 | 3.8295 | 3.0658 | 2.3416 | 1.6268 | 0.91901 | 0.10023 | -4.7082 | -8.142 | -11.1036
Bridgwater_Taunton | Taunton 33kV | Trull | Primary | 11 | 51.0013 | -3.1217 | Leading the Way | Headroom (MW) | Thermal | 9.0262 | 8.6731 | 8.608 | 8.442 | 8.2738 | 8.1031 | 7.7899 | 7.4774 | 7.1063 | 6.695 | 6.2712 | 5.8559 | 5.5616 | 3.9076 | 3.6498 | 3.3965 | 2.0187 | -0.53202 | -1.5277
Bridgwater_Taunton | Taunton 33kV | Trull | Primary | 11 | 51.0013 | -3.1217 | Steady Progression | Headroom (MW) | N/A | 9.0323 | 8.6927 | 8.6572 | 8.5565 | 8.4681 | 8.3726 | 8.2639 | 8.1501 | 8.0239 | 7.8861 | 7.7359 | 7.5904 | 7.4528 | 7.3135 | 7.1749 | 7.0457 | 6.6417 | 6.272 | 5.7498
Bridgwater_Taunton | Taunton 33kV | Trull | Primary | 11 | 51.0013 | -3.1217 | System Transformation | Headroom (MW) | Thermal | 9.0214 | 8.6573 | 8.5941 | 8.4284 | 8.2523 | 8.055 | 7.745 | 7.4288 | 7.0697 | 6.7049 | 6.357 | 6.002 | 5.6682 | 5.3318 | 5.013 | 4.7019 | 2.1217 | 0.9407 | -0.0055633
Bridgwater_Taunton | Taunton 33kV | Trull | Primary | 11 | 51.0013 | -3.1217 | WPD Best View | Headroom (MW) | Thermal | 9.0214 | 8.6573 | 8.5941 | 8.4284 | 8.2523 | 8.055 | 7.745 | 7.4288 | 7.0697 | 6.7049 | 6.357 | 6.002 | 5.6682 | 5.3318 | 5.013 | 4.7019 | 2.1217 | 0.9407 | -0.0055633
Bridgwater_Taunton | Taunton 33kV | Wellington Primary | Primary | 11 | 50.9915 | -3.2478 | Consumer Transformation | Headroom (MW) | Thermal | 3.3025 | 3.1998 | 3.1647 | 3.1054 | 3.0306 | 2.922 | 2.7839 | 2.6269 | 2.4924 | 2.3605 | 2.2024 | 2.0748 | 1.9437 | 0.43654 | 0.3159 | 0.1341 | -1.9661 | -4.1558 | -6.306
Bridgwater_Taunton | Taunton 33kV | Wellington Primary | Primary | 11 | 50.9915 | -3.2478 | Leading the Way | Headroom (MW) | Thermal | 3.3168 | 3.2241 | 3.214 | 3.1851 | 3.1361 | 3.1023 | 3.0356 | 2.9279 | 2.8351 | 2.7728 | 1.3618 | 1.3277 | -0.06302 | -0.097591 | -0.13064 | -1.9976 | -3.685 | -5.4469 | -8.5813
Bridgwater_Taunton | Taunton 33kV | Wellington Primary | Primary | 11 | 50.9915 | -3.2478 | Steady Progression | Headroom (MW) | Thermal | 3.3179 | 3.2244 | 3.2213 | 3.1994 | 3.1725 | 3.1541 | 3.1259 | 3.1062 | 3.0772 | 3.0483 | 3.0195 | 2.9956 | 2.9724 | 2.9497 | 2.9292 | 2.9142 | 2.8852 | -0.37435 | -0.52513
Bridgwater_Taunton | Taunton 33kV | Wellington Primary | Primary | 11 | 50.9915 | -3.2478 | System Transformation | Headroom (MW) | Thermal | 3.3158 | 3.2198 | 3.2034 | 3.1651 | 3.1266 | 3.0864 | 3.0129 | 2.9484 | 2.8709 | 2.7996 | 2.7304 | 2.667 | 2.6063 | 1.1852 | 1.1362 | 1.0945 | -0.45262 | -2.0801 | -3.7408
Bridgwater_Taunton | Taunton 33kV | Wellington Primary | Primary | 11 | 50.9915 | -3.2478 | WPD Best View | Headroom (MW) | Thermal | 3.3158 | 3.2198 | 3.2034 | 3.1651 | 3.1266 | 3.0864 | 3.0129 | 2.9484 | 2.8709 | 2.7996 | 2.7304 | 2.667 | 2.6063 | 1.1852 | 1.1362 | 1.0945 | -0.45262 | -2.0801 | -3.7408
Bridgwater_Taunton | Taunton 33kV | Wellington Town | Primary | 11 | 50.9792 | -3.2216 | Consumer Transformation | Headroom (MW) | Thermal | 9.8492 | 9.499 | 9.34 | 9.0688 | 8.7983 | 8.3636 | 7.7882 | 7.2353 | 6.6893 | 6.0918 | 5.4591 | 3.4909 | 2.8785 | 2.2812 | 1.6815 | -0.8265 | -5.5354 | -11.6954 | -14.8458
Bridgwater_Taunton | Taunton 33kV | Wellington Town | Primary | 11 | 50.9792 | -3.2216 | Leading the Way | Headroom (MW) | Thermal | 9.8919 | 9.6112 | 9.5465 | 9.4149 | 9.2755 | 9.1324 | 8.8796 | 8.6581 | 8.3891 | 6.312 | 6.1124 | 4.5442 | 4.3311 | 2.7325 | 0.68623 | 0.44279 | -3.6022 | -6.3479 | -10.1784
Bridgwater_Taunton | Taunton 33kV | Wellington Town | Primary | 11 | 50.9792 | -3.2216 | Steady Progression | Headroom (MW) | N/A | 9.9015 | 9.6323 | 9.6005 | 9.5182 | 9.4458 | 9.3664 | 9.2689 | 9.1805 | 9.067 | 8.9563 | 8.8297 | 8.7114 | 8.6017 | 8.4947 | 8.3891 | 8.2919 | 6.5738 | 6.274 | 4.4032
Bridgwater_Taunton | Taunton 33kV | Wellington Town | Primary | 11 | 50.9792 | -3.2216 | System Transformation | Headroom (MW) | Thermal | 9.8865 | 9.6021 | 9.5323 | 9.3953 | 9.2348 | 9.0603 | 8.7736 | 8.5109 | 8.1814 | 7.8676 | 7.564 | 5.903 | 5.615 | 5.3295 | 5.0594 | 2.9794 | 0.4796 | -3.388 | -4.4448
Bridgwater_Taunton | Taunton 33kV | Wellington Town | Primary | 11 | 50.9792 | -3.2216 | WPD Best View | Headroom (MW) | Thermal | 9.8865 | 9.6021 | 9.5323 | 9.3953 | 9.2348 | 9.0603 | 8.7736 | 8.5109 | 8.1814 | 7.8676 | 7.564 | 5.903 | 5.615 | 5.3295 | 5.0594 | 2.9794 | 0.4796 | -3.388 | -4.4448
Iron Acton | Bradley Stoke 33kV | Bradley Stoke 33kV | Bulk Supply Point | 33 | 51.5475 | -2.56 | Consumer Transformation | Headroom (MW) | Thermal | 43.3095 | 42.5124 | 42.2739 | 41.9177 | 41.5119 | 40.9731 | 39.8527 | 39.0731 | 38.3731 | 37.6433 | 36.7983 | 34.6478 | 33.9335 | 31.8624 | 31.2042 | 28.7018 | 18.7447 | 8.7541 | -3.4891
Iron Acton | Bradley Stoke 33kV | Bradley Stoke 33kV | Bulk Supply Point | 33 | 51.5475 | -2.56 | Leading the Way | Headroom (MW) | Thermal | 43.3785 | 42.6828 | 42.6169 | 42.4633 | 42.281 | 42.1162 | 41.2485 | 40.956 | 35.7038 | 35.5191 | 33.8996 | 32.275 | 30.7114 | 29.0935 | 25.5003 | 21.8436 | 13.4866 | -1.1885 | -13.2494
Iron Acton | Bradley Stoke 33kV | Bradley Stoke 33kV | Bulk Supply Point | 33 | 51.5475 | -2.56 | Steady Progression | Headroom (MW) | N/A | 43.3549 | 42.6359 | 42.5489 | 42.3792 | 32.965 | 32.8184 | 31.5859 | 30.3635 | 29.163 | 27.9543 | 26.8847 | 25.9299 | 24.7205 | 23.5545 | 23.0441 | 21.1483 | 19.7327 | 16.2171 | 12.3157
Iron Acton | Bradley Stoke 33kV | Bradley Stoke 33kV | Bulk Supply Point | 33 | 51.5475 | -2.56 | System Transformation | Headroom (MW) | N/A | 43.343 | 42.617 | 42.4774 | 42.2392 | 41.9485 | 41.6471 | 41.1274 | 40.6502 | 40.1762 | 39.7197 | 39.233 | 37.4335 | 37.0765 | 35.3762 | 35.1102 | 33.0791 | 28.5386 | 22.3906 | 14.5646
Iron Acton | Bradley Stoke 33kV | Bradley Stoke 33kV | Bulk Supply Point | 33 | 51.5475 | -2.56 | WPD Best View | Headroom (MW) | N/A | 43.3616 | 42.6451 | 42.5517 | 42.3707 | 42.1538 | 41.9579 | 41.6434 | 41.3441 | 41.0748 | 40.8024 | 40.4724 | 38.8269 | 38.5847 | 37.0126 | 36.8498 | 34.9216 | 30.8832 | 26.9714 | 19.8187
Iron Acton | Bradley Stoke 33kV | Almondsbury | Primary | 11 | 51.5498 | -2.5695 | Consumer Transformation | Headroom (MW) | Thermal | 12.196 | 11.9388 | 11.9442 | 11.8801 | 11.8682 | 11.8364 | 11.7603 | 11.6815 | 11.6226 | 11.5723 | 11.5128 | 10.1026 | 10.0857 | 8.6875 | 8.6729 | 6.8121 | 3.0209 | -0.30921 | -4.5673
Iron Acton | Bradley Stoke 33kV | Almondsbury | Primary | 11 | 51.5498 | -2.5695 | Leading the Way | Headroom (MW) | Thermal | 12.2001 | 11.949 | 11.9809 | 11.9242 | 11.9528 | 11.9904 | 11.9491 | 11.9149 | 6.9073 | 6.9024 | 5.5372 | 4.1502 | 2.7973 | 1.405 | -0.43862 | -2.297 | -5.3772 | -12.29 | -17.1105
Iron Acton | Bradley Stoke 33kV | Almondsbury | Primary | 11 | 51.5498 | -2.5695 | Steady Progression | Headroom (MW) | Thermal | 12.1979 | 11.9427 | 11.9515 | 11.8908 | 2.6458 | 2.637 | 1.5473 | 0.47183 | -0.59083 | -1.6552 | -2.5245 | -3.3173 | -4.3619 | -5.4112 | -5.8197 | -7.6578 | -9.0615 | -12.5662 | -14.2468
Iron Acton | Bradley Stoke 33kV | Almondsbury | Primary | 11 | 51.5498 | -2.5695 | System Transformation | Headroom (MW) | Thermal | 12.1975 | 11.9417 | 11.9547 | 11.8895 | 11.8836 | 11.8781 | 11.8057 | 11.7386 | 11.689 | 11.6385 | 11.5937 | 10.1874 | 10.1713 | 8.7826 | 8.7696 | 6.9487 | 4.3601 | 1.3697 | -1.8042
Iron Acton | Bradley Stoke 33kV | Almondsbury | Primary | 11 | 51.5498 | -2.5695 | WPD Best View | Headroom (MW) | Thermal | 12.1975 | 11.9417 | 11.9547 | 11.8895 | 11.8836 | 11.8781 | 11.8057 | 11.7386 | 11.689 | 11.6385 | 11.5937 | 10.1874 | 10.1713 | 8.7826 | 8.7696 | 6.9487 | 4.3601 | 1.3697 | -1.8042
Iron Acton | Bradley Stoke 33kV | Bradley Stoke | Primary | 11 | 51.5473 | -2.5595 | Consumer Transformation | Headroom (MW) | N/A | 11.1232 | 10.8804 | 10.8726 | 10.8104 | 10.7512 | 10.6972 | 10.4975 | 10.4427 | 10.377 | 10.3818 | 10.32 | 10.2667 | 10.2157 | 10.171 | 10.1415 | 10.11 | 9.8823 | 9.4936 | 7.4402
Iron Acton | Bradley Stoke 33kV | Bradley Stoke | Primary | 11 | 51.5473 | -2.5595 | Leading the Way | Headroom (MW) | N/A | 11.1232 | 10.8723 | 10.8646 | 10.7931 | 10.7341 | 10.682 | 10.3839 | 10.3298 | 10.2604 | 10.2893 | 10.2331 | 10.1488 | 10.0597 | 9.9661 | 9.9353 | 9.9032 | 8.9002 | 8.2207 | 7.4015
Iron Acton | Bradley Stoke 33kV | Bradley Stoke | Primary | 11 | 51.5473 | -2.5595 | Steady Progression | Headroom (MW) | N/A | 11.123 | 10.8801 | 10.872 | 10.8112 | 10.7516 | 10.6959 | 10.6307 | 10.5743 | 10.5174 | 10.4965 | 10.443 | 10.3939 | 10.3461 | 10.2978 | 10.2535 | 10.2097 | 10.0021 | 9.7967 | 9.4973
Iron Acton | Bradley Stoke 33kV | Bradley Stoke | Primary | 11 | 51.5473 | -2.5595 | System Transformation | Headroom (MW) | N/A | 11.1231 | 10.8823 | 10.8742 | 10.8135 | 10.754 | 10.6995 | 10.6404 | 10.5843 | 10.5294 | 10.5312 | 10.4828 | 10.4347 | 10.3874 | 10.3445 | 10.3083 | 10.2714 | 10.1138 | 9.9195 | 8.1568
Iron Acton | Bradley Stoke 33kV | Bradley Stoke | Primary | 11 | 51.5473 | -2.5595 | WPD Best View | Headroom (MW) | N/A | 11.1231 | 10.8823 | 10.8742 | 10.8135 | 10.754 | 10.6995 | 10.6421 | 10.586 | 10.531 | 10.5329 | 10.4845 | 10.4364 | 10.3891 | 10.3473 | 10.3111 | 10.2743 | 10.1178 | 9.9301 | 8.1568
Iron Acton | Bradley Stoke 33kV | Cribbs Causeway | Primary | 11 | 51.529 | -2.5949 | Consumer Transformation | Headroom (MW) | N/A | 11.6819 | 11.5203 | 11.5415 | 11.5787 | 11.5276 | 11.4828 | 11.2717 | 11.2472 | 11.2569 | 11.2205 | 11.1831 | 11.1392 | 11.1043 | 11.0709 | 11.0393 | 11.0059 | 10.7652 | 11.3137 | 10.9432
Iron Acton | Bradley Stoke 33kV | Cribbs Causeway | Primary | 11 | 51.529 | -2.5949 | Leading the Way | Headroom (MW) | N/A | 11.6965 | 11.55 | 11.5815 | 11.6491 | 11.6004 | 11.5518 | 11.2698 | 11.2434 | 11.2719 | 11.2335 | 11.1878 | 11.1305 | 11.0559 | 10.9807 | 10.939 | 10.897 | 10.4205 | 10.0945 | 9.5702
Iron Acton | Bradley Stoke 33kV | Cribbs Causeway | Primary | 11 | 51.529 | -2.5949 | Steady Progression | Headroom (MW) | N/A | 11.6709 | 11.4964 | 11.5093 | 11.5245 | 11.4778 | 11.4336 | 11.4026 | 11.3694 | 11.359 | 11.3223 | 11.2866 | 11.2528 | 11.2163 | 11.1809 | 11.1437 | 11.1071 | 10.9108 | 10.7547 | 10.5345
Iron Acton | Bradley Stoke 33kV | Cribbs Causeway | Primary | 11 | 51.529 | -2.5949 | System Transformation | Headroom (MW) | N/A | 11.6819 | 11.5204 | 11.5415 | 11.5788 | 11.5275 | 11.4825 | 11.4528 | 11.4277 | 11.4388 | 11.4011 | 11.3663 | 11.3309 | 11.2963 | 11.263 | 11.2284 | 11.1926 | 11.0027 | 11.6196 | 11.4211
Iron Acton | Bradley Stoke 33kV | Cribbs Causeway | Primary | 11 | 51.529 | -2.5949 | WPD Best View | Headroom (MW) | N/A | 11.6819 | 11.5204 | 11.5415 | 11.5788 | 11.5275 | 11.4825 | 11.453 | 11.4279 | 11.439 | 11.4012 | 11.3665 | 11.3311 | 11.2965 | 11.2635 | 11.2288 | 11.193 | 11.0035 | 11.6226 | 11.4245
Iron Acton | Bradley Stoke 33kV/Lockleaze 33kV K Bar | Abbeywood Primary | Primary | 11 | 51.505 | -2.5614 | Consumer Transformation | Headroom (MW) | N/A | 11.0489 | 10.9184 | 10.9141 | 10.8813 | 10.8493 | 10.8181 | 10.787 | 10.7577 | 10.7291 | 10.7025 | 10.6768 | 10.6537 | 10.6324 | 10.6131 | 10.5956 | 10.5789 | 10.4821 | 10.3617 | 10.2077
Iron Acton | Bradley Stoke 33kV/Lockleaze 33kV K Bar | Abbeywood Primary | Primary | 11 | 51.505 | -2.5614 | Leading the Way | Headroom (MW) | N/A | 11.0489 | 10.918 | 10.9137 | 10.8806 | 10.8486 | 10.8176 | 10.7845 | 10.7557 | 10.7276 | 10.7024 | 10.6785 | 10.655 | 10.6326 | 10.6106 | 10.5961 | 10.5814 | 10.4234 | 10.2715 | 10.1152
Iron Acton | Bradley Stoke 33kV/Lockleaze 33kV K Bar | Abbeywood Primary | Primary | 11 | 51.505 | -2.5614 | Steady Progression | Headroom (MW) | N/A | 11.0489 | 10.9182 | 10.9138 | 10.8808 | 10.8484 | 10.8167 | 10.7851 | 10.7546 | 10.7246 | 10.6954 | 10.6667 | 10.6388 | 10.6118 | 10.5855 | 10.5601 | 10.5357 | 10.4302 | 10.3366 | 10.2173
Iron Acton | Bradley Stoke 33kV/Lockleaze 33kV K Bar | Abbeywood Primary | Primary | 11 | 51.505 | -2.5614 | System Transformation | Headroom (MW) | N/A | 11.0489 | 10.9183 | 10.9139 | 10.881 | 10.8487 | 10.817 | 10.7859 | 10.7556 | 10.726 | 10.6972 | 10.6693 | 10.6425 | 10.6168 | 10.5927 | 10.5702 | 10.5495 | 10.4633 | 10.3673 | 10.2611
Iron Acton | Bradley Stoke 33kV/Lockleaze 33kV K Bar | Abbeywood Primary | Primary | 11 | 51.505 | -2.5614 | WPD Best View | Headroom (MW) | N/A | 11.0489 | 10.9183 | 10.9139 | 10.881 | 10.8487 | 10.817 | 10.786 | 10.7557 | 10.7261 | 10.6973 | 10.6694 | 10.6425 | 10.6169 | 10.5928 | 10.5703 | 10.5496 | 10.4636 | 10.3683 | 10.2624
Iron Acton | Feeder Road 33kV 'J' Bar | Feeder Road 33kV 'J' Bar | Bulk Supply Point | 33 | 51.4501 | -2.5671 | Consumer Transformation | Headroom (MW) | N/A | 51.6305 | 49.4169 | 49.4296 | 48.5151 | 48.1821 | 47.7423 | 45.3051 | 44.9559 | 43.742 | 43.3825 | 42.0749 | 40.5504 | 39.7515 | 39.0873 | 38.8645 | 38.5703 | 33.79 | 26.8495 | 19.1039
Iron Acton | Feeder Road 33kV 'J' Bar | Feeder Road 33kV 'J' Bar | Bulk Supply Point | 33 | 51.4501 | -2.5671 | Leading the Way | Headroom (MW) | N/A | 51.6394 | 49.1206 | 48.1317 | 46.9605 | 45.6612 | 44.2519 | 40.3425 | 40.004 | 38.9794 | 38.6694 | 37.6317 | 36.4447 | 35.3302 | 34.0724 | 33.89 | 31.7501 | 27.0098 | 21.0482 | 16.5224
Iron Acton | Feeder Road 33kV 'J' Bar | Feeder Road 33kV 'J' Bar | Bulk Supply Point | 33 | 51.4501 | -2.5671 | Steady Progression | Headroom (MW) | N/A | 51.6229 | 49.9334 | 49.9263 | 49.6448 | 49.304 | 48.9088 | 47.5855 | 47.2177 | 46.1112 | 44.7254 | 43.5627 | 42.9082 | 42.278 | 41.9277 | 41.6101 | 41.3037 | 39.8676 | 38.3408 | 35.8991
Iron Acton | Feeder Road 33kV 'J' Bar | Feeder Road 33kV 'J' Bar | Bulk Supply Point | 33 | 51.4501 | -2.5671 | System Transformation | Headroom (MW) | N/A | 51.63 | 49.9656 | 49.9767 | 49.4412 | 49.1266 | 48.7277 | 47.7554 | 47.3763 | 46.6884 | 46.3236 | 45.657 | 45.3107 | 45.0304 | 44.7338 | 44.4797 | 44.2455 | 42.6314 | 40.7817 | 35.3715
Iron Acton | Feeder Road 33kV 'J' Bar | Feeder Road 33kV 'J' Bar | Bulk Supply Point | 33 | 51.4501 | -2.5671 | WPD Best View | Headroom (MW) | N/A | 51.6357 | 49.9802 | 50.0123 | 49.7898 | 49.49 | 49.0484 | 48.6087 | 48.2174 | 47.8448 | 47.4826 | 47.1304 | 46.8289 | 46.5862 | 46.3423 | 46.0945 | 45.7487 | 42.751 | 37.1044 | 29.3271
Iron Acton | Feeder Road 33kV 'J' Bar | Bedminster | Primary | 11 | 51.4418 | -2.5963 | Consumer Transformation | Headroom (MW) | N/A | 14.0168 | 13.6485 | 13.6389 | 13.0974 | 13.0142 | 12.9337 | 11.7908 | 11.7144 | 11.1318 | 11.061 | 10.4416 | 10.1554 | 9.7842 | 9.5076 | 9.4591 | 9.4125 | 9.0774 | 8.635 | 7.8757
Iron Acton | Feeder Road 33kV 'J' Bar | Bedminster | Primary | 11 | 51.4418 | -2.5963 | Leading the Way | Headroom (MW) | N/A | 13.9082 | 13.4805 | 12.446 | 11.7282 | 10.6202 | 9.5146 | 7.9261 | 7.8502 | 7.3989 | 7.3318 | 6.8877 | 6.4819 | 6.1568 | 5.7315 | 5.6928 | 5.6535 | 4.1863 | 3.5863 | 2.9951
Iron Acton | Feeder Road 33kV 'J' Bar | Bedminster | Primary | 11 | 51.4418 | -2.5963 | Steady Progression | Headroom (MW) | N/A | 11.006 | 10.9984 | 10.991 | 10.9889 | 10.9824 | 10.9818 | 10.9741 | 10.9652 | 10.9501 | 10.939 | 10.7076 | 10.426 | 10.1461 | 10.076 | 10.0093 | 9.945 | 9.6563 | 9.3689 | 8.9432
Iron Acton | Feeder Road 33kV 'J' Bar | Bedminster | Primary | 11 | 51.4418 | -2.5963 | System Transformation | Headroom (MW) | N/A | 13.3945 | 13.3772 | 13.3639 | 13.3429 | 13.3209 | 13.2969 | 13.0995 | 13.021 | 12.735 | 12.6597 | 12.3774 | 12.3069 | 12.2394 | 12.1744 | 12.1154 | 12.0603 | 11.8432 | 11.588 | 10.9718
Iron Acton | Feeder Road 33kV 'J' Bar | Bedminster | Primary | 11 | 51.4418 | -2.5963 | WPD Best View | Headroom (MW) | N/A | 13.1257 | 13.1106 | 13.1003 | 13.0846 | 13.0701 | 13.0553 | 13.0215 | 12.993 | 12.9557 | 12.9015 | 12.8296 | 12.7321 | 12.6143 | 12.4727 | 12.3224 | 12.1739 | 11.6155 | 10.9919 | 9.4981
Iron Acton | Feeder Road 33kV 'J' Bar | Bishopsworth | Primary | 11 | 51.4149 | -2.6077 | Consumer Transformation | Headroom (MW) | N/A | 12.8197 | 12.59 | 12.6326 | 12.5758 | 12.5219 | 12.4691 | 12.3985 | 12.3503 | 12.284 | 12.238 | 12.1672 | 12.1091 | 12.0551 | 12.0045 | 11.9709 | 11.8814 | 11.4819 | 10.684 | 9.7662
Iron Acton | Feeder Road 33kV 'J' Bar | Bishopsworth | Primary | 11 | 51.4149 | -2.6077 | Leading the Way | Headroom (MW) | N/A | 12.8215 | 12.5835 | 12.644 | 12.5761 | 12.5228 | 12.4723 | 12.2195 | 12.1747 | 12.0994 | 12.053 | 11.9802 | 11.8705 | 11.7525 | 11.6265 | 11.5974 | 11.5683 | 10.8136 | 10.3423 | 9.894
Iron Acton | Feeder Road 33kV 'J' Bar | Bishopsworth | Primary | 11 | 51.4149 | -2.6077 | Steady Progression | Headroom (MW) | N/A | 12.8182 | 12.5875 | 12.6164 | 12.5609 | 12.5061 | 12.4546 | 12.3938 | 12.3429 | 12.2898 | 12.2399 | 12.1868 | 12.1389 | 12.0922 | 12.0447 | 12.0006 | 11.9574 | 11.7856 | 11.5717 | 11.229
Iron Acton | Feeder Road 33kV 'J' Bar | Bishopsworth | Primary | 11 | 51.4149 | -2.6077 | System Transformation | Headroom (MW) | N/A | 12.8196 | 12.5922 | 12.6346 | 12.5798 | 12.5255 | 12.4722 | 12.421 | 12.3715 | 12.3215 | 12.2726 | 12.2237 | 12.1763 | 12.1313 | 12.0875 | 12.0472 | 12.0096 | 11.8919 | 11.708 | 11.1666
Iron Acton | Feeder Road 33kV 'J' Bar | Bishopsworth | Primary | 11 | 51.4149 | -2.6077 | WPD Best View | Headroom (MW) | N/A | 12.8215 | 12.5954 | 12.6558 | 12.6019 | 12.5484 | 12.4976 | 12.4473 | 12.4019 | 12.3514 | 12.3036 | 12.2596 | 12.2196 | 12.1832 | 12.1492 | 12.1172 | 12.0858 | 11.82 | 11.0309 | 10.0664
Iron Acton | Feeder Road 33kV 'J' Bar | Bower Ashton | Primary | 11 | 51.4406 | -2.6269 | Consumer Transformation | Headroom (MW) | N/A | 12.1375 | 11.8782 | 11.8763 | 11.8101 | 11.8437 | 11.7833 | 11.5732 | 11.5176 | 11.4436 | 11.4023 | 11.3149 | 10.4445 | 10.3777 | 10.3168 | 10.294 | 10.2727 | 8.0029 | 7.221 | 5.1706
Iron Acton | Feeder Road 33kV 'J' Bar | Bower Ashton | Primary | 11 | 51.4406 | -2.6269 | Leading the Way | Headroom (MW) | N/A | 12.1377 | 11.8632 | 11.8637 | 11.7801 | 11.8491 | 11.7889 | 11.3675 | 11.3164 | 11.2371 | 11.2055 | 11.119 | 10.989 | 10.8123 | 10.702 | 10.6855 | 9.8654 | 10.033 | 7.2742 | 5.9794
Iron Acton | Feeder Road 33kV 'J' Bar | Bower Ashton | Primary | 11 | 51.4406 | -2.6269 | Steady Progression | Headroom (MW) | N/A | 12.1373 | 11.8773 | 11.8732 | 11.8094 | 11.816 | 11.7548 | 11.6804 | 11.6266 | 11.5704 | 11.5188 | 11.4605 | 11.4101 | 11.3612 | 11.3032 | 11.2581 | 11.2152 | 10.9921 | 10.7531 | 10.3598
Iron Acton | Feeder Road 33kV 'J' Bar | Bower Ashton | Primary | 11 | 51.4406 | -2.6269 | System Transformation | Headroom (MW) | N/A | 12.1374 | 11.8815 | 11.8793 | 11.8158 | 11.8487 | 11.7871 | 11.7241 | 11.6656 | 11.6181 | 11.5705 | 11.5215 | 11.4748 | 11.428 | 11.3833 | 11.3465 | 11.3139 | 10.5271 | 11.2626 | 9.7004
Iron Acton | Feeder Road 33kV 'J' Bar | Bower Ashton | Primary | 11 | 51.4406 | -2.6269 | WPD Best View | Headroom (MW) | N/A | 12.1376 | 11.8818 | 11.8798 | 11.8167 | 11.8845 | 11.8231 | 11.7639 | 11.7101 | 11.6619 | 11.6251 | 11.5782 | 11.5364 | 11.4996 | 11.4677 | 11.4391 | 11.4107 | 10.4355 | 10.8618 | 9.0475
Iron Acton | Feeder Road 33kV 'J' Bar | Keynsham West | Primary | 11 | 51.414 | -2.5063 | Consumer Transformation | Headroom (MW) | N/A | 10.9439 | 10.8285 | 10.825 | 10.7915 | 10.7421 | 10.6651 | 10.5458 | 10.5244 | 10.4749 | 10.4179 | 10.3649 | 10.3462 | 10.3489 | 10.3397 | 10.3301 | 10.3011 | 10.081 | 8.1018 | 7.3674
Iron Acton | Feeder Road 33kV 'J' Bar | Keynsham West | Primary | 11 | 51.414 | -2.5063 | Leading the Way | Headroom (MW) | N/A | 10.9439 | 10.8231 | 10.8198 | 10.7842 | 10.7569 | 10.7306 | 10.4418 | 10.4286 | 10.3966 | 10.3791 | 10.3518 | 10.3098 | 10.2834 | 10.2392 | 10.2387 | 9.0863 | 8.8861 | 8.2766 | 7.5212
Iron Acton | Feeder Road 33kV 'J' Bar | Keynsham West | Primary | 11 | 51.414 | -2.5063 | Steady Progression | Headroom (MW) | N/A | 10.9436 | 10.828 | 10.8241 | 10.7953 | 10.7671 | 10.7395 | 10.7072 | 10.6852 | 10.6585 | 10.6337 | 10.6074 | 10.5841 | 10.5694 | 10.5476 | 10.5279 | 10.5095 | 10.456 | 10.382 | 10.2109
Iron Acton | Feeder Road 33kV 'J' Bar | Keynsham West | Primary | 11 | 51.414 | -2.5063 | System Transformation | Headroom (MW) | N/A | 10.9439 | 10.8297 | 10.826 | 10.7973 | 10.7693 | 10.7376 | 10.6754 | 10.6347 | 10.582 | 10.5423 | 10.5057 | 10.4777 | 10.4917 | 10.4912 | 10.5017 | 10.5169 | 10.5539 | 9.1846 | 8.7313
Iron Acton | Feeder Road 33kV 'J' Bar | Keynsham West | Primary | 11 | 51.414 | -2.5063 | WPD Best View | Headroom (MW) | N/A | 10.9439 | 10.8298 | 10.8263 | 10.789 | 10.7383 | 10.6599 | 10.5794 | 10.5154 | 10.4633 | 10.4035 | 10.348 | 10.3244 | 10.3233 | 10.3104 | 10.299 | 10.2659 | 10.0635 | 8.1057 | 7.3531
Iron Acton | Feeder Road 33kV 'J' Bar | Woodland Way | Primary | 11 | 51.4708 | -2.5169 | Consumer Transformation | Headroom (MW) | N/A | 20.6168 | 19.7017 | 19.6867 | 19.4703 | 19.2902 | 19.121 | 18.2268 | 18.0792 | 17.6377 | 17.4933 | 17.0163 | 16.7252 | 16.4155 | 16.1487 | 16.0405 | 15.9327 | 14.3768 | 11.4377 | 8.154
Iron Acton | Feeder Road 33kV 'J' Bar | Woodland Way | Primary | 11 | 51.4708 | -2.5169 | Leading the Way | Headroom (MW) | N/A | 20.6231 | 19.6004 | 19.5883 | 19.3218 | 19.1423 | 18.9756 | 17.6176 | 17.4641 | 17.0774 | 16.9299 | 16.523 | 16.0235 | 15.5553 | 15.0032 | 14.9055 | 14.8066 | 12.3208 | 10.7988 | 9.3627
Iron Acton | Feeder Road 33kV 'J' Bar | Woodland Way | Primary | 11 | 51.4708 | -2.5169 | Steady Progression | Headroom (MW) | N/A | 20.6118 | 19.8627 | 19.8448 | 19.7964 | 19.6154 | 19.4425 | 18.9679 | 18.806 | 18.4076 | 18.2493 | 17.8305 | 17.5792 | 17.3389 | 17.1861 | 17.0442 | 16.9068 | 16.2077 | 15.4951 | 14.3863
Iron Acton | Feeder Road 33kV 'J' Bar | Woodland Way | Primary | 11 | 51.4708 | -2.5169 | System Transformation | Headroom (MW) | N/A | 20.6166 | 19.8792 | 19.8637 | 19.7692 | 19.5878 | 19.4168 | 19.0655 | 18.9135 | 18.6618 | 18.5084 | 18.2587 | 18.105 | 17.9699 | 17.8274 | 17.6989 | 17.5748 | 17.0453 | 16.2685 | 14.0314
Iron Acton | Feeder Road 33kV 'J' Bar | Woodland Way | Primary | 11 | 51.4708 | -2.5169 | WPD Best View | Headroom (MW) | N/A | 20.6195 | 19.8857 | 19.872 | 19.8881 | 19.7075 | 19.5371 | 19.365 | 19.2135 | 19.0646 | 18.9153 | 18.7714 | 18.6308 | 18.5117 | 18.3913 | 18.2774 | 18.1649 | 17.3376 | 15.2939 | 12.5921
Iron Acton | Feeder Road 33kV 'K' Bar | Feeder Road 33kV 'K' Bar | Bulk Supply Point | 33 | 51.4498 | -2.5665 | Consumer Transformation | Headroom (MW) | N/A | 66.8694 | 64.6338 | 64.6688 | 56.1447 | 55.3877 | 54.9204 | 52.7142 | 52.2315 | 50.952 | 50.5507 | 49.1777 | 47.5649 | 46.7387 | 46.1286 | 45.8661 | 43.7405 | 38.9956 | 35.0279 | 27.5974
Iron Acton | Feeder Road 33kV 'K' Bar | Feeder Road 33kV 'K' Bar | Bulk Supply Point | 33 | 51.4498 | -2.5665 | Leading the Way | Headroom (MW) | N/A | 66.8925 | 64.391 | 63.472 | 54.6973 | 53.3547 | 51.6189 | 48.631 | 48.2636 | 47.2869 | 47.0084 | 46.0734 | 43.7673 | 42.9941 | 41.299 | 41.0396 | 40.7524 | 33.3003 | 28.3337 | 23.62
Iron Acton | Feeder Road 33kV 'K' Bar | Feeder Road 33kV 'K' Bar | Bulk Supply Point | 33 | 51.4498 | -2.5665 | Steady Progression | Headroom (MW) | N/A | 66.8672 | 65.2203 | 65.2649 | 64.895 | 64.5423 | 64.1903 | 46.4382 | 42.9981 | 38.7777 | 35.3547 | 31.9117 | 22.7023 | 18.9888 | 16.7046 | 15.6961 | 15.4549 | 13.0576 | 7.7492 | 4.1863
Iron Acton | Feeder Road 33kV 'K' Bar | Feeder Road 33kV 'K' Bar | Bulk Supply Point | 33 | 51.4498 | -2.5665 | System Transformation | Headroom (MW) | N/A | 66.874 | 65.2401 | 65.3096 | 64.598 | 64.2551 | 63.8891 | 62.9201 | 62.5152 | 61.7793 | 61.4089 | 60.7107 | 60.3675 | 60.0934 | 59.911 | 59.6146 | 57.5252 | 56.6156 | 53.3628 | 48.4436
Iron Acton | Feeder Road 33kV 'K' Bar | Feeder Road 33kV 'K' Bar | Bulk Supply Point | 33 | 51.4498 | -2.5665 | WPD Best View | Headroom (MW) | N/A | 66.8904 | 65.2679 | 65.3697 | 65.0058 | 64.6713 | 63.94 | 63.5673 | 63.1647 | 62.814 | 62.4943 | 62.1765 | 61.0101 | 60.6202 | 60.2414 | 59.732 | 57.3838 | 52.7871 | 46.1709 | 38.4611
Iron Acton | Feeder Road 33kV 'K' Bar | Broadweir Primary | Primary | 11 | 51.4592 | -2.5834 | Consumer Transformation | Headroom (MW) | N/A | 11.3491 | 11.2096 | 11.2052 | 11.1703 | 11.1362 | 11.1029 | 11.0698 | 11.0386 | 11.008 | 10.9797 | 10.9523 | 10.9277 | 10.9052 | 10.8849 | 10.8672 | 10.8504 | 10.7478 | 10.6093 | 10.2444
Iron Acton | Feeder Road 33kV 'K' Bar | Broadweir Primary | Primary | 11 | 51.4592 | -2.5834 | Leading the Way | Headroom (MW) | N/A | 11.3491 | 11.2093 | 11.205 | 11.1698 | 11.1358 | 11.1027 | 10.9881 | 10.9574 | 10.9276 | 10.9009 | 10.8754 | 10.8483 | 10.8201 | 10.7899 | 10.7765 | 10.7628 | 10.5165 | 10.3127 | 10.1023
Iron Acton | Feeder Road 33kV 'K' Bar | Broadweir Primary | Primary | 11 | 51.4592 | -2.5834 | Steady Progression | Headroom (MW) | N/A | 11.3491 | 11.2093 | 11.2045 | 11.1693 | 11.1346 | 11.1007 | 11.067 | 11.0344 | 11.0023 | 10.971 | 10.9404 | 10.9107 | 10.8818 | 10.8537 | 10.8267 | 10.8008 | 10.6901 | 10.5912 | 10.4512
Iron Acton | Feeder Road 33kV 'K' Bar | Broadweir Primary | Primary | 11 | 51.4592 | -2.5834 | System Transformation | Headroom (MW) | N/A | 11.3491 | 11.2096 | 11.205 | 11.17 | 11.1356 | 11.1018 | 11.0687 | 11.0364 | 11.0048 | 10.9742 | 10.9445 | 10.916 | 10.8888 | 10.8634 | 10.8401 | 10.8186 | 10.7321 | 10.6328 | 10.5214
Iron Acton | Feeder Road 33kV 'K' Bar | Broadweir Primary | Primary | 11 | 51.4592 | -2.5834 | WPD Best View | Headroom (MW) | N/A | 11.3491 | 11.2097 | 11.2053 | 11.1706 | 11.1366 | 11.1035 | 11.0715 | 11.0408 | 11.0119 | 10.9853 | 10.9619 | 10.9418 | 10.9248 | 10.91 | 10.8966 | 10.8829 | 10.789 | 10.6691 | 10.1974
Iron Acton | Feeder Road 33kV 'K' Bar | Feeder Rd 11kv | Primary | 11 | 51.4501 | -2.5671 | Consumer Transformation | Headroom (MW) | N/A | 37.5226 | 36.4487 | 36.4364 | 28.4423 | 27.9374 | 27.801 | 26.6185 | 26.4531 | 25.7812 | 25.632 | 24.9188 | 24.5419 | 24.0854 | 23.7201 | 23.6038 | 23.4914 | 22.6423 | 21.6144 | 19.9188
Iron Acton | Feeder Road 33kV 'K' Bar | Feeder Rd 11kv | Primary | 11 | 51.4501 | -2.5671 | Leading the Way | Headroom (MW) | N/A | 37.5281 | 36.278 | 35.2439 | 27.0645 | 25.9196 | 24.4038 | 22.6949 | 22.5347 | 21.978 | 21.8372 | 21.2894 | 20.7061 | 20.1855 | 19.5597 | 19.4536 | 19.3463 | 16.778 | 15.4617 | 14.2204
Iron Acton | Feeder Road 33kV 'K' Bar | Feeder Rd 11kv | Primary | 11 | 51.4501 | -2.5671 | Steady Progression | Headroom (MW) | Thermal | 37.5184 | 36.7845 | 36.7691 | 36.5902 | 36.4413 | 36.2928 | 19.1522 | 15.9095 | 12.2004 | 8.9651 | 6.0619 | -2.8493 | -6.2737 | -8.4766 | -9.3715 | -9.5108 | -11.4923 | -16.2805 | -17.2532
Iron Acton | Feeder Road 33kV 'K' Bar | Feeder Rd 11kv | Primary | 11 | 51.4501 | -2.5671 | System Transformation | Headroom (MW) | N/A | 37.5225 | 36.797 | 36.7843 | 36.4098 | 36.2733 | 36.1357 | 35.649 | 35.4805 | 35.1209 | 34.9649 | 34.6151 | 34.4676 | 34.3219 | 34.1765 | 33.9814 | 33.8 | 33.1233 | 31.6905 | 29.6591
Iron Acton | Feeder Road 33kV 'K' Bar | Feeder Rd 11kv | Primary | 11 | 51.4501 | -2.5671 | WPD Best View | Headroom (MW) | N/A | 37.5281 | 36.806 | 36.7972 | 36.6233 | 36.5035 | 36.0127 | 35.8894 | 35.7285 | 35.5737 | 35.431 | 35.2957 | 35.1631 | 34.8941 | 34.5878 | 34.2421 | 33.8833 | 32.1722 | 28.3153 | 25.4926
Iron Acton | Feeder Road 33kV 'K' Bar | Feeder Road B | Primary | 11 | 51.45 | -2.5672 | Consumer Transformation | Headroom (MW) | N/A | 12.9291 | 12.4486 | 12.4906 | 12.1749 | 12.116 | 12.0584 | 11.3085 | 11.2624 | 10.8851 | 10.8377 | 10.436 | 10.2488 | 10.0047 | 9.8233 | 9.7839 | 9.7447 | 9.5476 | 9.2997 | 8.9827
Iron Acton | Feeder Road 33kV 'K' Bar | Feeder Road B | Primary | 11 | 51.45 | -2.5672 | Leading the Way | Headroom (MW) | N/A | 12.9291 | 12.3376 | 12.3977 | 11.9858 | 11.9265 | 11.8702 | 10.8438 | 10.7993 | 10.5092 | 10.4578 | 10.1648 | 9.9113 | 9.7163 | 9.4588 | 9.4191 | 9.3797 | 8.8939 | 8.5874 | 8.2869
Iron Acton | Feeder Road 33kV 'K' Bar | Feeder Road B | Primary | 11 | 51.45 | -2.5672 | Steady Progression | Headroom (MW) | N/A | 12.9289 | 12.6899 | 12.718 | 12.6925 | 12.6337 | 12.5785 | 12.1302 | 12.0792 | 11.6999 | 11.649 | 11.2468 | 11.0587 | 10.8715 | 10.8246 | 10.7788 | 10.7336 | 10.5441 | 10.3562 | 10.1187
Iron Acton | Feeder Road 33kV 'K' Bar | Feeder Road B | Primary | 11 | 51.45 | -2.5672 | System Transformation | Headroom (MW) | N/A | 12.929 | 12.6904 | 12.7323 | 12.5804 | 12.5214 | 12.4634 | 12.1696 | 12.1226 | 11.9346 | 11.8854 | 11.6964 | 11.6464 | 11.5987 | 11.5535 | 11.5097 | 11.4671 | 11.2908 | 11.086 | 10.8817
Iron Acton | Feeder Road 33kV 'K' Bar | Feeder Road B | Primary | 11 | 51.45 | -2.5672 | WPD Best View | Headroom (MW) | N/A | 12.9291 | 12.6905 | 12.7507 | 12.7554 | 12.696 | 12.6397 | 12.588 | 12.5434 | 12.4969 | 12.4456 | 12.3974 | 12.3524 | 12.3103 | 12.2698 | 12.23 | 12.1906 | 11.9804 | 11.761 | 11.5152
Iron Acton | Feeder Road 33kV 'K' Bar | Whitchurch | Primary | 11 | 51.4115 | -2.5602 | Consumer Transformation | Headroom (MW) | Thermal | 13.3036 | 12.7619 | 12.7716 | 12.5923 | 12.4331 | 12.1932 | 11.9523 | 11.7124 | 11.5126 | 11.3362 | 11.1056 | 10.0816 | 9.9784 | 9.9352 | 9.8463 | 7.889 | 4.2929 | 1.7395 | -3.3135
Iron Acton | Feeder Road 33kV 'K' Bar | Whitchurch | Primary | 11 | 51.4115 | -2.5602 | Leading the Way | Headroom (MW) | Thermal | 13.3211 | 12.8012 | 12.8604 | 12.7122 | 12.6078 | 12.4772 | 12.3391 | 12.2072 | 12.1072 | 12.0474 | 11.9788 | 10.5365 | 10.5071 | 9.7256 | 9.6254 | 9.4986 | 5.3469 | 2.2068 | -0.75447
Iron Acton | Feeder Road 33kV 'K' Bar | Whitchurch | Primary | 11 | 51.4115 | -2.5602 | Steady Progression | Headroom (MW) | N/A | 13.3057 | 12.7715 | 12.8083 | 12.678 | 12.5676 | 12.4534 | 12.3237 | 12.2101 | 12.1102 | 12.0046 | 11.8976 | 11.8172 | 11.7442 | 11.738 | 11.6971 | 11.6663 | 11.5506 | 11.3172 | 9.1045
Iron Acton | Feeder Road 33kV 'K' Bar | Whitchurch | Primary | 11 | 51.4115 | -2.5602 | System Transformation | Headroom (MW) | N/A | 13.3083 | 12.7782 | 12.823 | 12.6728 | 12.56 | 12.4232 | 12.2679 | 12.1107 | 11.9539 | 11.8194 | 11.6897 | 11.5725 | 11.519 | 11.5526 | 11.5184 | 9.6745 | 9.7043 | 8.1885 | 5.6164
Iron Acton | Feeder Road 33kV 'K' Bar | Whitchurch | Primary | 11 | 51.4115 | -2.5602 | WPD Best View | Headroom (MW) | Thermal | 13.3191 | 12.7967 | 12.8516 | 12.6916 | 12.5702 | 12.4192 | 12.2534 | 12.0871 | 11.9665 | 11.8674 | 11.7565 | 10.7878 | 10.726 | 10.7088 | 10.5982 | 8.6619 | 6.0805 | 3.6605 | -0.5091
Iron Acton | Lockleaze 33kV J Bar | Lockleaze 33kV J Bar | Bulk Supply Point | 33 | 51.4858 | -2.5704 | Consumer Transformation | Headroom (MW) | N/A | 37.1519 | 35.3392 | 33.5567 | 33.046 | 32.8546 | 32.5539 | 31.3532 | 30.8601 | 30.1302 | 29.6483 | 28.6889 | 31.6258 | 30.8881 | 30.2936 | 29.7154 | 29.0367 | 26.0704 | 22.371 | 17.5289
Iron Acton | Lockleaze 33kV J Bar | Lockleaze 33kV J Bar | Bulk Supply Point | 33 | 51.4858 | -2.5704 | Leading the Way | Headroom (MW) | N/A | 37.1808 | 35.2006 | 33.5926 | 32.9157 | 32.8739 | 32.7651 | 30.3886 | 30.0052 | 29.3565 | 28.9063 | 28.1988 | 30.8781 | 30.1604 | 29.2468 | 28.6307 | 27.9885 | 35.3325 | 30.5218 | 26.5086
Iron Acton | Lockleaze 33kV J Bar | Lockleaze 33kV J Bar | Bulk Supply Point | 33 | 51.4858 | -2.5704 | Steady Progression | Headroom (MW) | Thermal | 37.1487 | 35.4931 | 33.6528 | 25.1362 | 24.9378 | 21.6349 | 17.7949 | 14.3555 | 10.7038 | 7.2871 | 4.1763 | 1.6891 | -0.69771 | -3.0772 | -4.5437 | -5.8841 | -10.718 | -15.1079 | -16.9531
Iron Acton | Lockleaze 33kV J Bar | Lockleaze 33kV J Bar | Bulk Supply Point | 33 | 51.4858 | -2.5704 | System Transformation | Headroom (MW) | N/A | 37.1585 | 35.5267 | 33.7772 | 33.4775 | 33.3282 | 33.1198 | 32.5763 | 32.1837 | 31.7824 | 31.4076 | 30.9937 | 34.0486 | 33.6446 | 33.2398 | 32.88 | 32.5439 | 31.3393 | 29.1668 | 26.205
Iron Acton | Lockleaze 33kV J Bar | Lockleaze 33kV J Bar | Bulk Supply Point | 33 | 51.4858 | -2.5704 | WPD Best View | Headroom (MW) | N/A | 37.1634 | 35.5383 | 33.8675 | 33.5794 | 33.4604 | 33.2976 | 32.9596 | 32.6204 | 32.2729 | 31.9519 | 31.627 | 34.7616 | 34.4086 | 34.0332 | 33.6428 | 33.1402 | 42.5118 | 38.8386 | 33.9427
Iron Acton | Lockleaze 33kV J Bar | Clifton | Primary | 11 | 51.4555 | -2.6123 | Consumer Transformation | Headroom (MW) | N/A | 13.3872 | 12.7388 | 12.9027 | 12.5816 | 12.5022 | 12.4248 | 11.8447 | 11.7491 | 11.42 | 11.3322 | 10.9835 | 14.3696 | 14.1422 | 14.0535 | 13.9797 | 13.9089 | 13.4274 | 12.8406 | 11.4689
Iron Acton | Lockleaze 33kV J Bar | Clifton | Primary | 11 | 51.4555 | -2.6123 | Leading the Way | Headroom (MW) | N/A | 13.3874 | 12.6599 | 12.8892 | 12.4878 | 12.4223 | 12.3646 | 11.5661 | 11.4832 | 11.2055 | 11.1127 | 10.8453 | 14.0674 | 13.9308 | 13.6485 | 13.5772 | 13.505 | 12.5238 | 11.7879 | 11.0578
Iron Acton | Lockleaze 33kV J Bar | Clifton | Primary | 11 | 51.4555 | -2.6123 | Steady Progression | Headroom (MW) | N/A | 13.3871 | 12.9011 | 13.0155 | 12.8986 | 12.8084 | 12.7294 | 12.3519 | 12.2503 | 11.9269 | 11.8278 | 11.49 | 11.3936 | 11.2993 | 11.206 | 11.1163 | 11.0267 | 10.5914 | 10.2124 | 13.1527
Iron Acton | Lockleaze 33kV J Bar | Clifton | Primary | 11 | 51.4555 | -2.6123 | System Transformation | Headroom (MW) | N/A | 13.3871 | 12.903 | 13.0665 | 12.9507 | 12.8708 | 12.7924 | 12.5309 | 12.4329 | 12.3347 | 12.2418 | 12.1433 | 15.5323 | 15.4401 | 15.3502 | 15.2645 | 15.184 | 14.8073 | 14.4014 | 13.9081
Iron Acton | Lockleaze 33kV J Bar | Clifton | Primary | 11 | 51.4555 | -2.6123 | WPD Best View | Headroom (MW) | N/A | 13.3873 | 12.9039 | 13.1331 | 13.0191 | 12.9534 | 12.8954 | 12.7927 | 12.7092 | 12.6058 | 12.5116 | 12.422 | 15.8201 | 15.7391 | 15.6612 | 15.5871 | 15.5126 | 15.1102 | 14.1885 | 12.5442
Iron Acton | Lockleaze 33kV J Bar | Cotham Primary | Primary | 11 | 51.4603 | -2.6004 | Consumer Transformation | Headroom (MW) | Thermal | 0.79363 | 0.56032 | -1.4983 | -1.5572 | -1.6151 | -1.6719 | -1.7276 | -1.7822 | -1.8355 | -1.8876 | -1.9383 | -1.9874 | -2.0352 | -2.0816 | -2.1269 | -2.1711 | -2.3865 | -2.5959 | -2.8044
Iron Acton | Lockleaze 33kV J Bar | Cotham Primary | Primary | 11 | 51.4603 | -2.6004 | Leading the Way | Headroom (MW) | Thermal | 0.79363 | 0.56032 | -1.4983 | -1.5572 | -1.615 | -1.6718 | -1.7274 | -1.7818 | -1.8348 | -1.8864 | -1.9363 | -1.9846 | -2.0313 | -2.0767 | -2.121 | -2.1645 | 9.1448 | 8.9266 | 8.7182
Iron Acton | Lockleaze 33kV J Bar | Cotham Primary | Primary | 11 | 51.4603 | -2.6004 | Steady Progression | Headroom (MW) | Thermal | 0.7936 | 0.56026 | -1.4984 | -1.5575 | -1.6155 | -4.7484 | -6.855 | -8.9607 | -11.0653 | -13.169 | -14.8809 | -16.4148 | -17.4903 | -18.5647 | -19.3992 | -20.4716 | -24.2326 | -27.5054 | -30.7775
Iron Acton | Lockleaze 33kV J Bar | Cotham Primary | Primary | 11 | 51.4603 | -2.6004 | System Transformation | Headroom (MW) | Thermal | 0.79362 | 0.56028 | -1.4984 | -1.5574 | -1.6154 | -1.6724 | -1.7284 | -1.7833 | -1.8373 | -1.8902 | -1.942 | -1.9928 | -2.0424 | -2.0908 | -2.138 | -2.1838 | -2.3957 | -2.5953 | -2.787
Iron Acton | Lockleaze 33kV J Bar | Cotham Primary | Primary | 11 | 51.4603 | -2.6004 | WPD Best View | Headroom (MW) | Thermal | 0.79363 | 0.56032 | -1.4983 | -1.5572 | -1.615 | -1.6718 | -1.7274 | -1.7818 | -1.8348 | -1.8864 | -1.9363 | -1.9846 | -2.0313 | -2.0767 | -2.121 | -2.1645 | 9.1532 | 8.944 | 8.7477
Iron Acton | Lockleaze 33kV J Bar | Eastville | Primary | 11 | 51.4685 | -2.5506 | Consumer Transformation | Headroom (MW) | N/A | 12.9118 | 12.6745 | 12.6694 | 12.6081 | 12.5523 | 12.4956 | 12.1789 | 12.1254 | 12.0573 | 12.008 | 11.8149 | 11.7563 | 11.6481 | 11.5372 | 11.4344 | 11.2967 | 10.5503 | 9.4478 | 8.2033
Iron Acton | Lockleaze 33kV J Bar | Eastville | Primary | 11 | 51.4685 | -2.5506 | Leading the Way | Headroom (MW) | N/A | 12.9119 | 12.5446 | 12.5406 | 12.3253 | 12.2706 | 12.2142 | 11.7545 | 11.7019 | 11.6325 | 11.5862 | 11.5205 | 11.4235 | 11.3156 | 11.1959 | 11.1705 | 11.1443 | 10.3393 | 9.8329 | 8.9242
Iron Acton | Lockleaze 33kV J Bar | Eastville | Primary | 11 | 51.4685 | -2.5506 | Steady Progression | Headroom (MW) | Thermal | 12.9117 | 12.6736 | 12.6676 | 4.4055 | 4.3487 | 4.2913 | 3.0642 | 1.9837 | 0.90236 | -0.17594 | -1.097 | -1.8116 | -2.8862 | -3.9613 | -4.36 | -4.405 | -4.6145 | -4.8341 | -5.1822
Iron Acton | Lockleaze 33kV J Bar | Eastville | Primary | 11 | 51.4685 | -2.5506 | System Transformation | Headroom (MW) | N/A | 12.9117 | 12.6764 | 12.6712 | 12.6116 | 12.5555 | 12.4982 | 12.4404 | 12.3855 | 12.332 | 12.2796 | 12.1932 | 12.104 | 12.0274 | 11.9542 | 11.9038 | 11.8598 | 11.6954 | 11.1676 | 10.3308
Iron Acton | Lockleaze 33kV J Bar | Eastville | Primary | 11 | 51.4685 | -2.5506 | WPD Best View | Headroom (MW) | N/A | 12.9119 | 12.6775 | 12.6734 | 12.6142 | 12.5594 | 12.5031 | 12.4486 | 12.396 | 12.3457 | 12.2994 | 12.2581 | 12.2222 | 12.191 | 12.1634 | 12.12 | 11.9763 | 11.2848 | 10.205 | 8.9242
Iron Acton | Lockleaze 33kV J Bar | Filton Dc | Primary | 11 | 51.5099 | -2.5724 | Consumer Transformation | Headroom (MW) | N/A | 15.9193 | 15.4059 | 15.529 | 15.5052 | 15.551 | 15.4844 | 15.2827 | 15.0341 | 14.7978 | 14.543 | 14.2169 | 13.9122 | 13.5925 | 13.2761 | 12.9469 | 12.5472 | 11.1836 | 9.5743 | 7.8374
Iron Acton | Lockleaze 33kV J Bar | Filton Dc | Primary | 11 | 51.5099 | -2.5724 | Leading the Way | Headroom (MW) | N/A | 15.948 | 15.4781 | 15.7093 | 15.7558 | 15.9362 | 16.0411 | 15.0371 | 14.884 | 14.6788 | 14.4555 | 14.1701 | 13.8186 | 13.4399 | 13.0238 | 12.5721 | 12.0951 | 10.2503 | 7.1561 | 5.2439
Iron Acton | Lockleaze 33kV J Bar | Filton Dc | Primary | 11 | 51.5099 | -2.5724 | Steady Progression | Headroom (MW) | N/A | 15.9165 | 15.3989 | 15.515 | 15.4818 | 15.5331 | 15.5434 | 15.4596 | 15.3501 | 15.2498 | 15.1546 | 15.055 | 14.9516 | 14.8469 | 14.7474 | 14.6394 | 14.5406 | 14.2685 | 13.8949 | 12.9197
Iron Acton | Lockleaze 33kV J Bar | Filton Dc | Primary | 11 | 51.5099 | -2.5724 | System Transformation | Headroom (MW) | N/A | 15.9262 | 15.427 | 15.5837 | 15.5637 | 15.653 | 15.6807 | 15.5557 | 15.4128 | 15.2582 | 15.1216 | 14.9832 | 14.8268 | 14.6774 | 14.5186 | 14.3745 | 14.239 | 13.9174 | 13.0159 | 11.7205
Iron Acton | Lockleaze 33kV J Bar | Filton Dc | Primary | 11 | 51.5099 | -2.5724 | WPD Best View | Headroom (MW) | N/A | 15.9307 | 15.4365 | 15.6051 | 15.5944 | 15.6982 | 15.7501 | 15.6676 | 15.5608 | 15.4609 | 15.3719 | 15.2668 | 15.1253 | 14.9673 | 14.7769 | 14.5807 | 14.3701 | 13.6475 | 12.3201 | 10.6895
Iron Acton | Lockleaze 33kV J Bar | Patchway Primary | Primary | 11 | 51.5219 | -2.5616 | Consumer Transformation | Headroom (MW) | N/A | 9.8706 | 9.6904 | 9.6845 | 9.639 | 9.5949 | 9.5517 | 9.5052 | 9.4643 | 9.4212 | 9.3834 | 9.3424 | 9.3057 | 9.2713 | 9.2391 | 9.2119 | 9.1857 | 9.0262 | 8.8349 | 8.5544
Iron Acton | Lockleaze 33kV J Bar | Patchway Primary | Primary | 11 | 51.5219 | -2.5616 | Leading the Way | Headroom (MW) | N/A | 9.8706 | 9.6883 | 9.6825 | 9.6347 | 9.5906 | 9.5476 | 9.4889 | 9.4485 | 9.4052 | 9.3691 | 9.3299 | 9.2839 | 9.2362 | 9.186 | 9.1627 | 9.1393 | 8.805 | 8.549 | 8.2952
Iron Acton | Lockleaze 33kV J Bar | Patchway Primary | Primary | 11 | 51.5219 | -2.5616 | Steady Progression | Headroom (MW) | N/A | 9.8705 | 9.69 | 9.6839 | 9.6384 | 9.5937 | 9.5499 | 9.5049 | 9.4627 | 9.4208 | 9.3803 | 9.3398 | 9.3011 | 9.2633 | 9.2262 | 9.1905 | 9.156 | 8.9999 | 8.8549 | 8.665
Iron Acton | Lockleaze 33kV J Bar | Patchway Primary | Primary | 11 | 51.5219 | -2.5616 | System Transformation | Headroom (MW) | N/A | 9.8705 | 9.6908 | 9.6848 | 9.6395 | 9.5951 | 9.5515 | 9.5083 | 9.4664 | 9.4255 | 9.3855 | 9.3467 | 9.309 | 9.2728 | 9.2382 | 9.2059 | 9.1756 | 9.0456 | 8.9078 | 8.7634
Iron Acton | Lockleaze 33kV J Bar | Patchway Primary | Primary | 11 | 51.5219 | -2.5616 | WPD Best View | Headroom (MW) | N/A | 9.8705 | 9.6908 | 9.6848 | 9.6395 | 9.5951 | 9.5515 | 9.5088 | 9.4669 | 9.4259 | 9.386 | 9.3471 | 9.3095 | 9.2733 | 9.239 | 9.2067 | 9.1764 | 9.0467 | 8.9117 | 8.7679
Iron Acton | Lockleaze 33kV K Bar | Lockleaze 33kV K Bar | Bulk Supply Point | 33 | 51.4858 | -2.5704 | Consumer Transformation | Headroom (MW) | N/A | 38.2648 | 35.5101 | 35.684 | 35.3369 | 34.9543 | 34.5171 | 34.021 | 33.4927 | 32.941 | 32.3499 | 31.6392 | 31.2244 | 30.7814 | 30.3758 | 30.0359 | 29.5969 | 23.7091 | 20.5603 | 13.3016
Iron Acton | Lockleaze 33kV K Bar | Lockleaze 33kV K Bar | Bulk Supply Point | 33 | 51.4858 | -2.5704 | Leading the Way | Headroom (MW) | N/A | 38.4066 | 35.8062 | 36.1176 | 35.7935 | 35.5029 | 35.146 | 34.3493 | 33.9004 | 33.2572 | 32.656 | 32.032 | 31.7113 | 28.6373 | 27.4882 | 27.357 | 27.1727 | 21.8076 | 15.6216 | 8.7809
Iron Acton | Lockleaze 33kV K Bar | Lockleaze 33kV K Bar | Bulk Supply Point | 33 | 51.4858 | -2.5704 | Steady Progression | Headroom (MW) | N/A | 38.1939 | 35.3371 | 34.4639 | 34.2227 | 34.0163 | 33.8335 | 33.6247 | 33.4197 | 33.2198 | 33.0243 | 32.6515 | 32.5272 | 32.3395 | 32.1844 | 32.0301 | 31.8855 | 31.584 | 31.0112 | 29.2628
Iron Acton | Lockleaze 33kV K Bar | Lockleaze 33kV K Bar | Bulk Supply Point | 33 | 51.4858 | -2.5704 | System Transformation | Headroom (MW) | N/A | 38.2805 | 35.539 | 35.7624 | 35.4819 | 35.2165 | 34.9884 | 34.7096 | 34.4481 | 34.1728 | 33.8838 | 33.6346 | 33.4903 | 33.2886 | 33.1253 | 32.9909 | 32.8998 | 28.8256 | 27.535 | 22.1734
Iron Acton | Lockleaze 33kV K Bar | Lockleaze 33kV K Bar | Bulk Supply Point | 33 | 51.4858 | -2.5704 | WPD Best View | Headroom (MW) | N/A | 54.072 | 51.3329 | 51.5601 | 51.2839 | 51.0232 | 50.8018 | 50.5352 | 50.2858 | 50.0278 | 49.7623 | 49.5436 | 49.4349 | 49.2733 | 49.1492 | 49.045 | 48.962 | 43.3507 | 41.2156 | 35.3672
Iron Acton | Lockleaze 33kV K Bar | Emersons Green | Primary | 11 | 51.4981 | -2.4732 | Consumer Transformation | Headroom (MW) | N/A | 10.3451 | 8.4828 | 8.6453 | 8.6412 | 8.6388 | 8.6632 | 8.6811 | 8.6228 | 8.5421 | 8.4222 | 8.3034 | 8.2341 | 8.1544 | 8.0747 | 8.0102 | 7.9673 | 6.4855 | 6.178 | 3.5929
Iron Acton | Lockleaze 33kV K Bar | Emersons Green | Primary | 11 | 51.4981 | -2.4732 | Leading the Way | Headroom (MW) | N/A | 10.404 | 8.6263 | 8.8471 | 8.8358 | 8.8489 | 8.8619 | 8.816 | 8.7613 | 8.6007 | 8.4313 | 8.3028 | 8.2436 | 6.8599 | 6.854 | 6.8446 | 6.8308 | 5.203 | 4.8517 | 3.0847
Iron Acton | Lockleaze 33kV K Bar | Emersons Green | Primary | 11 | 51.4981 | -2.4732 | Steady Progression | Headroom (MW) | N/A | 10.3007 | 8.3702 | 8.4865 | 8.4902 | 8.5045 | 8.5272 | 8.5469 | 8.5619 | 8.5713 | 8.5835 | 8.5926 | 8.6014 | 8.6032 | 8.6038 | 8.5979 | 8.5902 | 8.5819 | 8.5113 | 8.3217
Iron Acton | Lockleaze 33kV K Bar | Emersons Green | Primary | 11 | 51.4981 | -2.4732 | System Transformation | Headroom (MW) | N/A | 10.345 | 8.4834 | 8.6457 | 8.6425 | 8.6398 | 8.6639 | 8.6948 | 8.7134 | 8.7251 | 8.7294 | 8.7355 | 8.7399 | 8.7441 | 8.7363 | 8.7276 | 8.7191 | 7.5225 | 7.3507 | 5.7236
Iron Acton | Lockleaze 33kV K Bar | Emersons Green | Primary | 11 | 51.4981 | -2.4732 | WPD Best View | Headroom (MW) | N/A | 10.345 | 8.4834 | 8.6457 | 8.6425 | 8.6398 | 8.6639 | 8.6957 | 8.7143 | 8.726 | 8.7303 | 8.7364 | 8.7408 | 8.745 | 8.7382 | 8.7295 | 8.721 | 7.5225 | 7.3507 | 5.7236
Iron Acton | Lockleaze 33kV K Bar | Hewlett Packard | Primary | 11 | 51.5014 | -2.5562 | Consumer Transformation | Headroom (MW) | N/A | 12.8381 | 12.7377 | 12.7894 | 12.706 | 12.597 | 12.4884 | 12.3622 | 12.2113 | 12.0479 | 11.8657 | 11.6426 | 11.581 | 11.4531 | 11.338 | 11.2506 | 11.1676 | 10.9013 | 10.4591 | 9.9168
Iron Acton | Lockleaze 33kV K Bar | Hewlett Packard | Primary | 11 | 51.5014 | -2.5562 | Leading the Way | Headroom (MW) | N/A | 12.8547 | 12.8204 | 12.8938 | 12.8077 | 12.7101 | 12.5811 | 12.4194 | 12.2174 | 11.9701 | 11.7109 | 11.4371 | 11.4445 | 11.394 | 11.3828 | 11.3853 | 11.3714 | 10.9452 | 9.0206 | 8.3733
Iron Acton | Lockleaze 33kV K Bar | Hewlett Packard | Primary | 11 | 51.5014 | -2.5562 | Steady Progression | Headroom (MW) | N/A | 12.8252 | 12.681 | 11.6998 | 11.639 | 11.589 | 11.5432 | 11.497 | 11.4472 | 11.3972 | 11.3484 | 11.1224 | 11.1295 | 11.0766 | 11.0326 | 10.9864 | 10.9389 | 10.9155 | 10.8587 | 10.5202
Iron Acton | Lockleaze 33kV K Bar | Hewlett Packard | Primary | 11 | 51.5014 | -2.5562 | System Transformation | Headroom (MW) | N/A | 12.8375 | 12.7431 | 12.8038 | 12.7384 | 12.6729 | 12.6227 | 12.5637 | 12.5078 | 12.4518 | 12.3898 | 12.3315 | 12.3648 | 12.3123 | 12.2707 | 12.24 | 12.2212 | 12.1869 | 11.9259 | 11.4829
Iron Acton | Lockleaze 33kV K Bar | Hewlett Packard | Primary | 11 | 51.5014 | -2.5562 | WPD Best View | Headroom (MW) | N/A | 12.8377 | 12.7441 | 12.8059 | 12.7424 | 12.679 | 12.6317 | 12.5765 | 12.5256 | 12.4766 | 12.4236 | 12.376 | 12.4208 | 12.3809 | 12.3498 | 12.3271 | 12.3068 | 12.203 | 11.8615 | 11.3657
Iron Acton | Lockleaze 33kV K Bar | Lockleaze | Primary | 11 | 51.4847 | -2.5692 | Consumer Transformation | Headroom (MW) | N/A | 12.2533 | 12.0271 | 12.0322 | 11.9733 | 11.9183 | 11.8648 | 11.7879 | 11.7387 | 11.6698 | 11.6247 | 11.5411 | 11.4639 | 11.3987 | 11.3427 | 11.2873 | 11.1646 | 10.6571 | 9.7806 | 8.7744
Iron Acton | Lockleaze 33kV K Bar | Lockleaze | Primary | 11 | 51.4847 | -2.5692 | Leading the Way | Headroom (MW) | N/A | 12.2585 | 12.0202 | 12.0296 | 11.956 | 11.9016 | 11.8481 | 11.5948 | 11.5463 | 11.4713 | 11.4283 | 11.3583 | 11.2498 | 11.1334 | 10.9683 | 10.9479 | 10.9268 | 9.9595 | 9.0312 | 7.9286
Iron Acton | Lockleaze 33kV K Bar | Lockleaze | Primary | 11 | 51.4847 | -2.5692 | Steady Progression | Headroom (MW) | N/A | 12.2492 | 12.0221 | 12.0236 | 11.9677 | 11.9126 | 11.8591 | 11.7952 | 11.7438 | 11.6902 | 11.6406 | 11.5869 | 11.5398 | 11.4936 | 11.4463 | 11.4028 | 11.3609 | 11.1641 | 10.9529 | 10.5995
Iron Acton | Lockleaze 33kV K Bar | Lockleaze | Primary | 11 | 51.4847 | -2.5692 | System Transformation | Headroom (MW) | N/A | 12.2532 | 12.0299 | 12.0348 | 11.9783 | 11.9228 | 11.8686 | 11.8141 | 11.763 | 11.7125 | 11.6634 | 11.616 | 11.5702 | 11.5267 | 11.4841 | 11.4468 | 11.4126 | 11.2824 | 11.1182 | 10.4497
Iron Acton | Lockleaze 33kV K Bar | Lockleaze | Primary | 11 | 51.4847 | -2.5692 | WPD Best View | Headroom (MW) | N/A | 12.2547 | 12.0323 | 12.0387 | 11.9826 | 11.9277 | 11.8743 | 11.8235 | 11.7746 | 11.7274 | 11.6838 | 11.6455 | 11.6122 | 11.5836 | 11.5583 | 11.5352 | 11.512 | 9.9857 | 9.138 | 8.0881
Iron Acton | Lockleaze 33kV K Bar | Mangotsfield | Primary | 11 | 51.4861 | -2.4943 | Consumer Transformation | Headroom (MW) | N/A | 9.0506 | 8.7461 | 8.7105 | 8.606 | 8.5035 | 8.3721 | 8.2213 | 8.0937 | 7.9848 | 7.8679 | 7.7421 | 7.6542 | 7.5957 | 7.5299 | 7.4676 | 7.3855 | 5.5235 | 4.5944 | 3.5178
Iron Acton | Lockleaze 33kV K Bar | Mangotsfield | Primary | 11 | 51.4861 | -2.4943 | Leading the Way | Headroom (MW) | N/A | 9.0653 | 8.7783 | 8.7806 | 8.699 | 8.6383 | 8.5914 | 8.3947 | 8.3456 | 8.2865 | 8.2467 | 8.1766 | 8.0634 | 7.9401 | 6.9949 | 6.9362 | 6.8563 | 6.3243 | 3.9931 | 2.8321
Iron Acton | Lockleaze 33kV K Bar | Mangotsfield | Primary | 11 | 51.4861 | -2.4943 | Steady Progression | Headroom (MW) | N/A | 9.0508 | 8.7592 | 8.7458 | 8.6734 | 8.6034 | 8.5468 | 8.4751 | 8.4094 | 8.3514 | 8.296 | 8.2403 | 8.1892 | 8.1479 | 8.1217 | 8.0975 | 8.0787 | 8.071 | 7.9444 | 7.4563
Iron Acton | Lockleaze 33kV K Bar | Mangotsfield | Primary | 11 | 51.4861 | -2.4943 | System Transformation | Headroom (MW) | N/A | 9.0549 | 8.7565 | 8.7476 | 8.6589 | 8.5752 | 8.4981 | 8.3923 | 8.2963 | 8.2042 | 8.1027 | 8.0227 | 7.9525 | 7.9028 | 7.8682 | 7.8454 | 7.8395 | 6.5218 | 6.1239 | 5.3848
Iron Acton | Lockleaze 33kV K Bar | Mangotsfield | Primary | 11 | 51.4861 | -2.4943 | WPD Best View | Headroom (MW) | N/A | 9.0551 | 8.7574 | 8.7497 | 8.6629 | 8.5813 | 8.5071 | 8.4051 | 8.3141 | 8.2289 | 8.1365 | 8.0672 | 8.0085 | 7.9714 | 7.9473 | 7.9325 | 7.9251 | 6.5379 | 6.0595 | 5.2676
Iron Acton | Lockleaze 33kV K Bar | Winterbourne | Primary | 11 | 51.5243 | -2.5135 | Consumer Transformation | Headroom (MW) | N/A | 9.6844 | 9.4231 | 9.4133 | 9.3171 | 9.2034 | 9.0353 | 8.8751 | 8.7328 | 8.6031 | 8.4761 | 8.3167 | 8.1979 | 8.0861 | 7.9971 | 7.9269 | 7.8185 | 6.0483 | 5.4549 | 3.4064
Iron Acton | Lockleaze 33kV K Bar | Winterbourne | Primary | 11 | 51.5243 | -2.5135 | Leading the Way | Headroom (MW) | N/A | 9.7307 | 9.4676 | 9.4731 | 9.4017 | 9.3108 | 9.1703 | 9.0311 | 8.9365 | 8.8353 | 8.7454 | 8.6639 | 8.6166 | 7.2164 | 7.1949 | 7.1496 | 7.0941 | 5.2822 | 4.6316 | 2.4687
Iron Acton | Lockleaze 33kV K Bar | Winterbourne | Primary | 11 | 51.5243 | -2.5135 | Steady Progression | Headroom (MW) | N/A | 9.6745 | 9.4112 | 9.4149 | 9.3591 | 9.3135 | 9.2639 | 9.2171 | 9.1639 | 9.1165 | 9.0624 | 9.0159 | 8.974 | 8.9248 | 8.8865 | 8.8521 | 8.8232 | 8.7581 | 8.6506 | 8.2717
Iron Acton | Lockleaze 33kV K Bar | Winterbourne | Primary | 11 | 51.5243 | -2.5135 | System Transformation | Headroom (MW) | N/A | 9.6965 | 9.4328 | 9.4372 | 9.3705 | 9.3124 | 9.2417 | 9.1513 | 9.0742 | 8.9858 | 8.9051 | 8.8356 | 8.7696 | 8.7094 | 8.6727 | 8.6377 | 8.614 | 7.2187 | 6.9229 | 5.039
Iron Acton | Lockleaze 33kV K Bar | Winterbourne | Primary | 11 | 51.5243 | -2.5135 | WPD Best View | Headroom (MW) | N/A | 9.6965 | 9.4328 | 9.4372 | 9.3705 | 9.3124 | 9.2417 | 9.1513 | 9.0742 | 8.9858 | 8.9051 | 8.8356 | 8.7696 | 8.7094 | 8.6727 | 8.6377 | 8.614 | 7.2187 | 6.9229 | 5.039
Iron Acton | Seabank 33kV | Seabank 33kV | Bulk Supply Point | 33 | 51.5374 | -2.6694 | Consumer Transformation | Headroom (MW) | Thermal | 34.3021 | 0.31741 | 0.31845 | 0.27225 | 0.22934 | 0.17959 | 0.14332 | 0.10866 | 0.078363 | 0.044692 | 0.013039 | -0.0073327 | -0.017715 | -4.2962 | -4.3143 | -6.1521 | -6.3365 | -8.0239 | -8.379
Iron Acton | Seabank 33kV | Seabank 33kV | Bulk Supply Point | 33 | 51.5374 | -2.6694 | Leading the Way | Headroom (MW) | Thermal | 34.318 | 0.34745 | 0.35273 | 0.30927 | 0.27291 | 0.23763 | 0.20972 | 0.18054 | 0.15475 | 0.13506 | 0.11813 | -1.2621 | -1.285 | -5.5656 | -5.591 | -5.6194 | -7.2072 | -7.9008 | -8.3141
Iron Acton | Seabank 33kV | Seabank 33kV | Bulk Supply Point | 33 | 51.5374 | -2.6694 | Steady Progression | Headroom (MW) | Thermal | 34.2911 | 0.29551 | 0.29372 | 0.24948 | 0.20864 | 0.16988 | 0.13285 | 0.096079 | 0.060356 | 0.027001 | -0.11714 | -0.24448 | -0.27225 | -0.29501 | -0.31823 | -0.33841 | -0.4281 | -4.7824 | -6.3737
Iron Acton | Seabank 33kV | Seabank 33kV | Bulk Supply Point | 33 | 51.5374 | -2.6694 | System Transformation | Headroom (MW) | Thermal | 34.302 | 0.31686 | 0.31684 | 0.26996 | 0.22548 | 0.18652 | 0.14712 | 0.10852 | 0.061785 | 0.026143 | -0.0013778 | -0.024792 | -0.046744 | -0.06548 | -0.087309 | -1.916 | -6.2321 | -7.7658 | -8.0546
Iron Acton | Seabank 33kV | Seabank 33kV | Bulk Supply Point | 33 | 51.5374 | -2.6694 | WPD Best View | Headroom (MW) | N/A | 34.302 | 34.1518 | 34.1517 | 34.1049 | 34.0604 | 34.0214 | 33.982 | 33.9434 | 33.8967 | 33.861 | 33.8335 | 33.8101 | 33.7882 | 29.5015 | 29.4797 | 27.651 | 27.6028 | 26.0691 | 25.7803
Iron Acton | Seabank 33kV | Western Approach | Primary | 11 | 51.5488 | -2.6503 | Consumer Transformation | Headroom (MW) | N/A | 5.5186 | 5.3687 | 5.3698 | 5.3236 | 5.2807 | 5.2309 | 5.1946 | 5.16 | 5.1297 | 5.096 | 5.0644 | 5.044 | 5.0336 | 5.0229 | 5.0049 | 3.1671 | 2.9827 | 1.2953 | 0.9402
Iron Acton | Seabank 33kV | Western Approach | Primary | 11 | 51.5488 | -2.6503 | Leading the Way | Headroom (MW) | N/A | 5.5344 | 5.3988 | 5.4041 | 5.3606 | 5.3242 | 5.289 | 5.261 | 5.2319 | 5.2061 | 5.1864 | 5.1695 | 3.7892 | 3.7663 | 3.7536 | 3.7282 | 3.6998 | 2.1119 | 1.4184 | 1.0051
Iron Acton | Seabank 33kV | Western Approach | Primary | 11 | 51.5488 | -2.6503 | Steady Progression | Headroom (MW) | N/A | 5.5075 | 5.3468 | 5.345 | 5.3008 | 5.26 | 5.2212 | 5.1842 | 5.1474 | 5.1117 | 5.0783 | 4.9342 | 4.8068 | 4.7791 | 4.7563 | 4.7331 | 4.7129 | 4.6232 | 4.5367 | 2.9455
Iron Acton | Seabank 33kV | Western Approach | Primary | 11 | 51.5488 | -2.6503 | System Transformation | Headroom (MW) | N/A | 5.5184 | 5.3682 | 5.3682 | 5.3213 | 5.2768 | 5.2378 | 5.1984 | 5.1598 | 5.1131 | 5.0775 | 5.0499 | 5.0265 | 5.0046 | 4.9858 | 4.964 | 3.1353 | 3.0871 | 1.5534 | 1.2646
Iron Acton | Seabank 33kV | Western Approach | Primary | 11 | 51.5488 | -2.6503 | WPD Best View | Headroom (MW) | N/A | 5.5184 | 5.3682 | 5.3682 | 5.3213 | 5.2768 | 5.2378 | 5.1984 | 5.1598 | 5.1131 | 5.0775 | 5.0499 | 5.0265 | 5.0046 | 4.9858 | 4.964 | 3.1353 | 3.0871 | 1.5534 | 1.2646
Iron Acton | St PAULS 132kV | St PAULS 132kV | Bulk Supply Point | 132 | 51.4592 | -2.5832 | Consumer Transformation | Headroom (MW) | N/A | 45.8512 | 44.3984 | 43.4759 | 42.434 | 41.2014 | 39.9776 | 37.8663 | 36.6586 | 35.5589 | 34.3536 | 33.1843 | 32.6137 | 31.8877 | 31.3306 | 31.1742 | 31.0212 | 28.8756 | 26.6148 | 24.0981
Iron Acton | St PAULS 132kV | St PAULS 132kV | Bulk Supply Point | 132 | 51.4592 | -2.5832 | Leading the Way | Headroom (MW) | N/A | 45.8513 | 44.1049 | 43.2299 | 41.8693 | 40.6375 | 39.4159 | 36.5062 | 35.3045 | 34.4309 | 33.2208 | 32.3561 | 31.5776 | 30.9531 | 30.1538 | 30.0005 | 29.8485 | 27.0259 | 24.6481 | 23.636
Iron Acton | St PAULS 132kV | St PAULS 132kV | Bulk Supply Point | 132 | 51.4592 | -2.5832 | Steady Progression | Headroom (MW) | N/A | 45.8511 | 45.0467 | 44.0884 | 43.8788 | 43.6743 | 43.48 | 42.1965 | 40.9825 | 39.8939 | 38.6842 | 37.4751 | 36.9159 | 36.3602 | 36.1873 | 36.0191 | 35.8527 | 33.8137 | 31.7129 | 29.5125
Iron Acton | St PAULS 132kV | St PAULS 132kV | Bulk Supply Point | 132 | 51.4592 | -2.5832 | System Transformation | Headroom (MW) | N/A | 45.8511 | 45.0624 | 45.165 | 44.5737 | 44.366 | 44.1669 | 43.3197 | 43.1357 | 42.5692 | 42.3859 | 41.8206 | 41.6415 | 41.4687 | 41.299 | 41.1345 | 40.975 | 38.9359 | 36.9107 | 34.879
Iron Acton | St PAULS 132kV | St PAULS 132kV | Bulk Supply Point | 132 | 51.4592 | -2.5832 | WPD Best View | Headroom (MW) | N/A | 46.8766 | 46.1058 | 46.256 | 46.046 | 45.8395 | 45.6431 | 45.4593 | 45.2829 | 45.0919 | 44.9072 | 44.7304 | 44.5618 | 44.3998 | 44.2419 | 44.0886 | 43.9366 | 43.174 | 42.4243 | 41.1745
Iron Acton | St PAULS 132kV | St Pauls Bsp 11kv | Primary | 11 | 51.459 | -2.5829 | Consumer Transformation | Headroom (MW) | N/A | 21.705 | 21.6895 | 21.6577 | 21.6217 | 21.5856 | 21.5122 | 21.1063 | 19.8986 | 18.7989 | 17.5936 | 16.4243 | 15.8537 | 15.1277 | 14.5706 | 14.4142 | 14.2612 | 12.1156 | 9.8548 | 7.3381
Iron Acton | St PAULS 132kV | St Pauls Bsp 11kv | Primary | 11 | 51.459 | -2.5829 | Leading the Way | Headroom (MW) | N/A | 21.53 | 21.523 | 21.5156 | 21.5078 | 21.4934 | 21.4785 | 19.7462 | 18.5445 | 17.6709 | 16.4608 | 15.5961 | 14.8176 | 14.1931 | 13.3938 | 13.2405 | 13.0885 | 10.2659 | 7.8881 | 6.876
Iron Acton | St PAULS 132kV | St Pauls Bsp 11kv | Primary | 11 | 51.459 | -2.5829 | Steady Progression | Headroom (MW) | N/A | 17.0368 | 17.0301 | 15.7823 | 15.7759 | 15.7747 | 15.7693 | 15.7673 | 15.759 | 15.7496 | 15.7394 | 15.6498 | 15.6382 | 15.6271 | 15.6116 | 15.6019 | 15.5926 | 15.448 | 14.9529 | 12.7525
Iron Acton | St PAULS 132kV | St Pauls Bsp 11kv | Primary | 11 | 51.459 | -2.5829 | System Transformation | Headroom (MW) | N/A | 20.7353 | 20.7258 | 20.7145 | 20.7014 | 20.6808 | 20.6585 | 20.6185 | 20.5721 | 20.5201 | 20.4685 | 20.4154 | 20.3626 | 20.3104 | 20.2567 | 20.2014 | 20.1453 | 19.8554 | 19.4951 | 18.119
Iron Acton | St PAULS 132kV | St Pauls Bsp 11kv | Primary | 11 | 51.459 | -2.5829 | WPD Best View | Headroom (MW) | N/A | 20.3186 | 20.312 | 20.305 | 20.2977 | 20.2841 | 20.2701 | 20.2494 | 20.2222 | 20.1916 | 20.1496 | 20.0835 | 19.9916 | 19.8793 | 19.7492 | 19.6042 | 19.4618 | 18.9465 | 18.3646 | 17.7686
Melksham | Bath (Dolemeads) 33kV | Bath (Dolemeads) 33kV | Bulk Supply Point | 33 | 51.3785 | -2.3539 | Consumer Transformation | Headroom (MW) | Thermal | 64.248 | 62.6837 | 62.4714 | 61.5784 | 60.3894 | 58.3457 | 55.4564 | 52.6046 | 49.86 | 46.94 | 43.6366 | 40.5948 | 37.5977 | 34.7889 | 31.8632 | 28.4817 | 12.0798 | -5.4787 | -22.6984
Melksham | Bath (Dolemeads) 33kV | Bath (Dolemeads) 33kV | Bulk Supply Point | 33 | 51.3785 | -2.3539 | Leading the Way | Headroom (MW) | N/A | 64.2682 | 62.6675 | 62.6104 | 61.8857 | 61.5675 | 61.1427 | 58.8296 | 58.2723 | 57.327 | 56.4432 | 55.337 | 54.2912 | 53.1563 | 52.196 | 51.4661 | 50.5338 | 43.9705 | 35.709 | 28.818
Melksham | Bath (Dolemeads) 33kV | Bath (Dolemeads) 33kV | Bulk Supply Point | 33 | 51.3785 | -2.3539 | Steady Progression | Headroom (MW) | N/A | 64.2572 | 62.8711 | 62.831 | 62.4978 | 62.1762 | 61.8198 | 61.3002 | 60.9904 | 60.5163 | 60.1949 | 59.1482 | 58.3619 | 57.8468 | 57.4218 | 56.941 | 56.5213 | 54.9951 | 53.6871 | 50.799
Melksham | Bath (Dolemeads) 33kV | Bath (Dolemeads) 33kV | Bulk Supply Point | 33 | 51.3785 | -2.3539 | System Transformation | Headroom (MW) | N/A | 64.262 | 62.8747 | 62.8111 | 62.3567 | 61.8457 | 61.172 | 60.0218 | 58.725 | 57.1893 | 55.6222 | 54.0646 | 52.5886 | 51.1225 | 49.9476 | 48.6979 | 47.5043 | 42.4632 | 36.6627 | 29.6921
Melksham | Bath (Dolemeads) 33kV | Bath (Dolemeads) 33kV | Bulk Supply Point | 33 | 51.3785 | -2.3539 | WPD Best View | Headroom (MW) | Thermal | 64.2474 | 62.8138 | 62.4745 | 61.5778 | 60.3629 | 58.3046 | 55.3983 | 52.5239 | 49.7514 | 46.7958 | 43.4512 | 40.3558 | 37.3048 | 34.4432 | 31.4714 | 28.0633 | 11.8181 | -5.3485 | -22.4012
Melksham | Bath (Dolemeads) 33kV | Batheaston | Primary | 11 | 51.3973 | -2.3386 | Consumer Transformation | Headroom (MW) | Fault level | 9.7103 | 9.6258 | 9.5064 | 9.3557 | 9.1923 | 8.9262 | 8.5578 | 8.197 | 7.8403 | 7.4404 | 6.9809 | 6.5427 | 6.1056 | 5.6613 | 5.2204 | 4.7008 | 2.374 | 0.15037 | -1.7073
Melksham | Bath (Dolemeads) 33kV | Batheaston | Primary | 11 | 51.3973 | -2.3386 | Leading the Way | Headroom (MW) | N/A | 9.6673 | 9.6296 | 9.5825 | 9.5237 | 9.4625 | 9.3799 | 9.223 | 9.0914 | 8.9375 | 8.7633 | 8.5962 | 8.4042 | 8.2081 | 8.0175 | 7.8196 | 7.6227 | 6.7345 | 6.02 | 5.4726
Melksham | Bath (Dolemeads) 33kV | Batheaston | Primary | 11 | 51.3973 | -2.3386 | Steady Progression | Headroom (MW) | N/A | 8.0609 | 8.0376 | 8.0145 | 7.9984 | 7.9765 | 7.9611 | 7.9328 | 7.8999 | 7.8612 | 7.8094 | 7.7586 | 7.7013 | 7.6448 | 7.5948 | 7.5396 | 7.4932 | 7.2226 | 6.9873 | 6.7616
Melksham | Bath (Dolemeads) 33kV | Batheaston | Primary | 11 | 51.3973 | -2.3386 | System Transformation | Headroom (MW) | N/A | 9.3943 | 9.3549 | 9.3044 | 9.2374 | 9.1662 | 9.0705 | 8.9022 | 8.738 | 8.545 | 8.3427 | 8.1445 | 7.9451 | 7.7467 | 7.5561 | 7.3578 | 7.1664 | 6.2843 | 5.5572 | 5.0528
Melksham | Bath (Dolemeads) 33kV | Batheaston | Primary | 11 | 51.3973 | -2.3386 | WPD Best View | Headroom (MW) | Fault level | 9.2305 | 9.1503 | 9.0367 | 8.8935 | 8.7382 | 8.4852 | 8.135 | 7.7921 | 7.453 | 7.0728 | 6.636 | 6.2195 | 5.804 | 5.3816 | 4.9625 | 4.4718 | 2.2826 | 0.20529 | -1.5264
Melksham | Bath (Dolemeads) 33kV | Combe Park | Primary | 6.6 | 51.3933 | -2.3886 | Consumer Transformation | Headroom (MW) | N/A | 8.8757 | 8.7602 | 8.7566 | 8.6517 | 8.5315 | 8.3307 | 8.095 | 7.8519 | 7.6412 | 7.4014 | 7.1442 | 6.9075 | 6.6837 | 6.465 | 6.2445 | 5.9868 | 4.6714 | 3.1466 | 1.7568
Melksham | Bath (Dolemeads) 33kV | Combe Park | Primary | 6.6 | 51.3933 | -2.3886 | Leading the Way | Headroom (MW) | N/A | 8.8757 | 8.754 | 8.7506 | 8.7126 | 8.6868 | 8.6621 | 8.4139 | 8.3935 | 8.3705 | 8.2865 | 8.2239 | 8.1687 | 8.0876 | 7.9648 | 7.9627 | 7.9596 | 9.2749 | 8.847 | 8.1526
Melksham | Bath (Dolemeads) 33kV | Combe Park | Primary | 6.6 | 51.3933 | -2.3886 | Steady Progression | Headroom (MW) | N/A | 8.8754 | 8.7599 | 8.7561 | 8.7273 | 8.7 | 8.6733 | 8.6395 | 8.6145 | 8.599 | 8.5513 | 8.0472 | 7.5968 | 7.561 | 7.5244 | 7.4975 | 7.4783 | 7.4696 | 7.385 | 7.1543
Melksham | Bath (Dolemeads) 33kV | Combe Park | Primary | 6.6 | 51.3933 | -2.3886 | System Transformation | Headroom (MW) | N/A | 8.8757 | 8.7618 | 8.758 | 8.7293 | 8.6824 | 8.6048 | 8.4714 | 8.3459 | 8.2315 | 8.0976 | 7.9764 | 7.8609 | 7.7494 | 7.6559 | 7.5789 | 7.51 | 7.2463 | 6.7989 | 6.2883
Melksham | Bath (Dolemeads) 33kV | Combe Park | Primary | 6.6 | 51.3933 | -2.3886 | WPD Best View | Headroom (MW) | N/A | 8.8757 | 8.7619 | 8.7582 | 8.6484 | 8.5265 | 8.3236 | 8.0852 | 7.8385 | 7.623 | 7.3773 | 7.1135 | 6.8686 | 6.6366 | 6.4108 | 6.1854 | 5.9264 | 4.6546 | 3.1808 | 1.8082
Melksham | Bath (Dolemeads) 33kV | Dorchester St - New | Primary | 6.6 | 51.3782 | -2.3581 | Consumer Transformation | Headroom (MW) | Thermal | 15.926 | 15.3506 | 15.2498 | 14.8709 | 14.4645 | 13.8455 | 13.0191 | 12.1761 | 11.3416 | 10.4867 | 9.5667 | 8.6466 | 7.7263 | 6.966 | 6.0997 | 5.1961 | 0.72552 | -3.81 | -7.964
Melksham | Bath (Dolemeads) 33kV | Dorchester St - New | Primary | 6.6 | 51.3782 | -2.3581 | Leading the Way | Headroom (MW) | N/A | 15.9261 | 15.293 | 15.2849 | 14.9899 | 14.9389 | 14.7863 | 14.1778 | 13.8858 | 13.3498 | 12.8862 | 12.4779 | 12.0876 | 11.7225 | 11.5653 | 11.2257 | 10.8619 | 8.7837 | 6.7552 | 4.9889
Melksham | Bath (Dolemeads) 33kV | Dorchester St - New | Primary | 6.6 | 51.3782 | -2.3581 | Steady Progression | Headroom (MW) | N/A | 15.926 | 15.4712 | 15.4595 | 15.3647 | 15.2845 | 15.1596 | 14.8874 | 14.8029 | 14.5572 | 14.487 | 14.2215 | 14.1157 | 13.9233 | 13.8138 | 13.6329 | 13.4664 | 12.7861 | 12.2412 | 11.3976
Melksham | Bath (Dolemeads) 33kV | Dorchester St - New | Primary | 6.6 | 51.3782 | -2.3581 | System Transformation | Headroom (MW) | N/A | 15.926 | 15.4737 | 15.4636 | 15.2851 | 15.0725 | 14.7835 | 14.3749 | 13.9741 | 13.5336 | 13.119 | 12.6783 | 12.2336 | 11.7867 | 11.5014 | 11.1111 | 10.7285 | 9.0256 | 7.3237 | 5.782
Melksham | Bath (Dolemeads) 33kV | Dorchester St - New | Primary | 6.6 | 51.3782 | -2.3581 | WPD Best View | Headroom (MW) | Thermal | 15.9259 | 15.4737 | 15.2473 | 14.8668 | 14.4583 | 13.8366 | 13.0062 | 12.1582 | 11.3176 | 10.4547 | 9.5254 | 8.5929 | 7.6601 | 6.8869 | 6.0085 | 5.0969 | 0.65516 | -3.778 | -7.8821
Melksham | Bath (Dolemeads) 33kV | Entry Hill | Primary | 6.6 | 51.3609 | -2.3643 | Consumer Transformation | Headroom (MW) | Thermal | 11.321 | 11.0657 | 10.9678 | 10.797 | 10.6175 | 10.3384 | 9.9991 | 9.6703 | 9.3544 | 9.0208 | 8.5618 | 8.1994 | 7.8443 | 7.4992 | 7.1577 | 6.7386 | 4.8187 | 2.7028 | -0.53702
Melksham | Bath (Dolemeads) 33kV | Entry Hill | Primary | 6.6 | 51.3609 | -2.3643 | Leading the Way | Headroom (MW) | N/A | 11.3371 | 11.1317 | 11.0924 | 11.0012 | 10.8986 | 10.7944 | 10.6438 | 10.5269 | 10.3862 | 10.2757 | 10.0631 | 9.9412 | 9.817 | 9.7148 | 9.631 | 9.5266 | 7.4365 | 6.6146 | 5.7927
Melksham | Bath (Dolemeads) 33kV | Entry Hill | Primary | 6.6 | 51.3609 | -2.3643 | Steady Progression | Headroom (MW) | N/A | 11.3334 | 11.1373 | 11.1253 | 11.0667 | 10.9987 | 10.9419 | 10.8864 | 10.8266 | 10.7572 | 10.6837 | 10.6036 | 10.5304 | 10.4643 | 10.4099 | 10.3516 | 10.3047 | 10.2094 | 10.1326 | 9.7908
Melksham | Bath (Dolemeads) 33kV | Entry Hill | Primary | 6.6 | 51.3609 | -2.3643 | System Transformation | Headroom (MW) | N/A | 11.335 | 11.1256 | 11.0862 | 10.9887 | 10.8812 | 10.7753 | 10.6071 | 10.4399 | 10.2433 | 10.0651 | 9.8788 | 9.7018 | 9.5359 | 9.3857 | 9.2532 | 9.1199 | 8.6423 | 8.0116 | 5.9982
Melksham | Bath (Dolemeads) 33kV | Entry Hill | Primary | 6.6 | 51.3609 | -2.3643 | WPD Best View | Headroom (MW) | Thermal | 11.3204 | 11.0645 | 10.9652 | 10.793 | 10.6112 | 10.3294 | 9.9863 | 9.6523 | 9.3304 | 8.9888 | 8.5204 | 8.1456 | 7.7781 | 7.4201 | 7.0665 | 6.6394 | 4.7398 | 2.7177 | -0.4808
Melksham | Bath (Dolemeads) 33kV | Oldfield Park | Primary | 6.6 | 51.3743 | -2.3791 | Consumer Transformation | Headroom (MW) | Thermal | 6.8906 | 6.7676 | 6.769 | 6.6595 | 6.4788 | 6.2053 | 5.871 | 5.521 | 5.1816 | 4.8102 | 4.3936 | 4.0053 | 3.6318 | 3.244 | 2.8619 | 2.4109 | 0.23287 | -2.0556 | -4.1178
Melksham | Bath (Dolemeads) 33kV | Oldfield Park | Primary | 6.6 | 51.3743 | -2.3791 | Leading the Way | Headroom (MW) | N/A | 6.8916 | 6.7638 | 6.767 | 6.7313 | 6.7012 | 6.6718 | 6.3858 | 6.3627 | 6.3032 | 6.1537 | 6.0205 | 5.8668 | 5.7139 | 5.5641 | 5.4045 | 5.2436 | 4.3568 | 2.074 | 1.2201
Melksham | Bath (Dolemeads) 33kV | Oldfield Park | Primary | 6.6 | 51.3743 | -2.3791 | Steady Progression | Headroom (MW) | N/A | 6.8899 | 6.7657 | 6.7656 | 6.7379 | 6.7073 | 6.6773 | 6.6561 | 6.6288 | 6.5998 | 6.5733 | 6.4943 | 6.4257 | 6.3522 | 6.2855 | 6.2301 | 6.1731 | 5.9459 | 5.7658 | 5.3965
Melksham | Bath (Dolemeads) 33kV | Oldfield Park | Primary | 6.6 | 51.3743 | -2.3791 | System Transformation | Headroom (MW) | N/A | 6.8906 | 6.7693 | 6.7706 | 6.7441 | 6.7135 | 6.6295 | 6.4888 | 6.3067 | 6.0988 | 5.8878 | 5.6916 | 5.5041 | 5.3189 | 5.145 | 4.9796 | 4.8253 | 4.1219 | 3.3711 | 2.6803
Melksham | Bath (Dolemeads) 33kV | Oldfield Park | Primary | 6.6 | 51.3743 | -2.3791 | WPD Best View | Headroom (MW) | Thermal | 6.8906 | 6.7693 | 6.7707 | 6.6595 | 6.4788 | 6.2053 | 5.871 | 5.521 | 5.1816 | 4.8102 | 4.3936 | 4.0053 | 3.6318 | 3.244 | 2.8619 | 2.4109 | 0.23287 | -2.0556 | -4.1178
Melksham | Bath (Dolemeads) 33kV | Park Street | Primary | 6.6 | 51.3902 | -2.3677 | Consumer Transformation | Headroom (MW) | Thermal | 8.0025 | 7.8469 | 7.8437 | 7.8039 | 7.7722 | 7.6981 | 7.3219 | 6.9657 | 6.6303 | 6.273 | 5.8733 | 5.5006 | 5.1332 | 4.7949 | 4.4378 | 4.0135 | 1.9645 | -0.32089 | -2.4042
Melksham | Bath (Dolemeads) 33kV | Park Street | Primary | 6.6 | 51.3902 | -2.3677 | Leading the Way | Headroom (MW) | N/A | 8.0045 | 7.8457 | 7.8431 | 7.6864 | 7.6571 | 7.6203 | 7.2674 | 7.2355 | 7.1891 | 7.1744 | 7.1201 | 7.0321 | 6.9223 | 6.8248 | 6.8153 | 6.7878 | 5.9046 | 4.9238 | 3.9897
Melksham | Bath (Dolemeads) 33kV | Park Street | Primary | 6.6 | 51.3902 | -2.3677 | Steady Progression | Headroom (MW) | N/A | 8.001 | 7.8456 | 7.842 | 7.8034 | 7.7698 | 7.7321 | 7.6917 | 7.657 | 7.6236 | 7.5951 | 7.5598 | 7.532 | 7.5014 | 7.4807 | 7.4532 | 7.4267 | 7.3124 | 7.1645 | 6.8549
Melksham | Bath (Dolemeads) 33kV | Park Street | Primary | 6.6 | 51.3902 | -2.3677 | System Transformation | Headroom (MW) | N/A | 8.0025 | 7.8478 | 7.8444 | 7.8059 | 7.7739 | 7.7365 | 7.6985 | 7.664 | 7.5185 | 7.3258 | 7.1291 | 6.9472 | 6.7684 | 6.6325 | 6.4767 | 6.3314 | 5.7403 | 4.9744 | 4.2275
Melksham | Bath (Dolemeads) 33kV | Park Street | Primary | 6.6 | 51.3902 | -2.3677 | WPD Best View | Headroom (MW) | Thermal | 8.0025 | 7.8479 | 7.8446 | 7.8061 | 7.7744 | 7.6981 | 7.3219 | 6.9657 | 6.6303 | 6.273 | 5.8733 | 5.5006 | 5.1332 | 4.7949 | 4.4378 | 4.0135 | 1.9645 | -0.32089 | -2.4042
Melksham | Bath (Dolemeads) 33kV | Twerton | Primary | 6.6 | 51.3816 | -2.3964 | Consumer Transformation | Headroom (MW) | Thermal | 7.077 | 6.9457 | 6.9414 | 6.9072 | 6.823 | 6.5991 | 6.3133 | 6.0503 | 5.7884 | 5.509 | 5.201 | 4.9324 | 4.6521 | 4.367 | 4.0758 | 3.7185 | 1.9406 | 0.025435 | -1.7116
Melksham | Bath (Dolemeads) 33kV | Twerton | Primary | 6.6 | 51.3816 | -2.3964 | Leading the Way | Headroom (MW) | N/A | 7.0771 | 6.9412 | 6.9371 | 6.8973 | 6.868 | 6.8395 | 6.5304 | 6.5016 | 6.4514 | 6.4263 | 6.332 | 6.2514 | 6.1352 | 6.0245 | 5.9009 | 5.7706 | 5.038 | 4.2827 | 3.5719
Melksham | Bath (Dolemeads) 33kV | Twerton | Primary | 6.6 | 51.3816 | -2.3964 | Steady Progression | Headroom (MW) | N/A | 7.0769 | 6.9457 | 6.9414 | 6.9086 | 6.8778 | 6.8476 | 6.8116 | 6.7814 | 6.7504 | 6.7215 | 6.6901 | 6.6728 | 6.6263 | 6.5719 | 6.5203 | 6.4744 | 6.2593 | 6.1007 | 5.7749
Melksham | Bath (Dolemeads) 33kV | Twerton | Primary | 6.6 | 51.3816 | -2.3964 | System Transformation | Headroom (MW) | N/A | 7.077 | 6.9469 | 6.9426 | 6.9099 | 6.8795 | 6.8499 | 6.7735 | 6.6413 | 6.4921 | 6.343 | 6.1936 | 6.0807 | 5.943 | 5.8176 | 5.6933 | 5.5684 | 5.007 | 4.3958 | 3.8109
Melksham | Bath (Dolemeads) 33kV | Twerton | Primary | 6.6 | 51.3816 | -2.3964 | WPD Best View | Headroom (MW) | Thermal | 7.077 | 6.9469 | 6.9427 | 6.91 | 6.823 | 6.5991 | 6.3133 | 6.0503 | 5.7884 | 5.509 | 5.201 | 4.9324 | 4.6521 | 4.367 | 4.0758 | 3.7185 | 1.9406 | 0.025435 | -1.7116
Seabank | Avonmouth 33kV | Avonmouth 33kV | Bulk Supply Point | 33 | 51.5029 | -2.6797 | Consumer Transformation | Headroom (MW) | Thermal | -8.0378 | -13.1046 | -18.0674 | -18.5732 | -18.9779 | -19.488 | -21.1295 | -21.6183 | -22.3162 | -22.995 | -23.9902 | -24.7792 | -25.2307 | -32.3363 | -32.6874 | -28.5185 | -42.9401 | -44.9836 | -50.9165
Seabank | Avonmouth 33kV | Avonmouth 33kV | Bulk Supply Point | 33 | 51.5029 | -2.6797 | Leading the Way | Headroom (MW) | Thermal | -8.0176 | -9.7417 | -12.7768 | -13.3379 | -13.7551 | -14.1607 | -16.2543 | -16.5111 | -16.7933 | -16.6642 | -11.5611 | -11.7415 | -14.4319 | -21.9896 | -18.4804 | -19.1175 | -35.6241 | -20.0513 | -29.286
Seabank | Avonmouth 33kV | Avonmouth 33kV | Bulk Supply Point | 33 | 51.5029 | -2.6797 | Steady Progression | Headroom (MW) | Thermal | -8.0268 | -9.6246 | -9.5015 | -30.423 | -30.7956 | -31.1408 | -34.2818 | -36.6313 | -38.9868 | -39.1293 | -40.6897 | -41.9315 | -41.906 | -41.7991 | -41.7139 | -41.6509 | -42.8704 | -53.8314 | -60.2331
Seabank | Avonmouth 33kV | Avonmouth 33kV | Bulk Supply Point | 33 | 51.5029 | -2.6797 | System Transformation | Headroom (MW) | Thermal | -8.0246 | -9.5213 | -9.3572 | -13.2388 | -13.6374 | -14.0267 | -14.3658 | -14.7352 | -14.9337 | -15.1078 | -15.5792 | -15.9044 | -16.0229 | -15.9967 | -15.9385 | -10.1773 | -21.3641 | -25.5948 | -31.0946
Seabank | Avonmouth 33kV | Avonmouth 33kV | Bulk Supply Point | 33 | 51.5029 | -2.6797 | WPD Best View | Headroom (MW) | Thermal | -8.0196 | -9.4927 | -12.613 | -12.9193 | -13.2956 | -13.6622 | -13.9322 | -14.231 | -14.2182 | -14.2296 | -14.3159 | -14.2882 | -15.3801 | -21.6482 | -18.5084 | -12.5749 | -21.8874 | -25.2498 | -35.2562
Seabank | Avonmouth 33kV | Avonmouth | Primary | 11 | 51.505 | -2.6969 | Consumer Transformation | Headroom (MW) | Thermal | 6.6588 | 6.2157 | 6.2489 | 6.1465 | 6.0048 | 5.7501 | 5.4905 | 5.2286 | 4.976 | 4.7359 | 4.5098 | 4.3006 | 4.135 | 3.9613 | 3.7754 | 3.5695 | -0.43027 | 2.1917 | 0.081361
Seabank | Avonmouth 33kV | Avonmouth | Primary | 11 | 51.505 | -2.6969 | Leading the Way | Headroom (MW) | Thermal | 6.6781 | 6.2758 | 6.3608 | 6.3272 | 6.1624 | 6.0006 | 5.8478 | 5.7114 | 5.5743 | 5.467 | 5.3671 | 5.2714 | 2.4537 | 2.3275 | 6.3065 | 6.1497 | 3.8115 | 1.7534 | -1.2533
Seabank | Avonmouth 33kV | Avonmouth | Primary | 11 | 51.505 | -2.6969 | Steady Progression | Headroom (MW) | Thermal | 6.6705 | 6.2308 | 6.2774 | 6.1963 | 6.084 | 5.9887 | 3.8425 | 1.6953 | -0.44821 | -0.54499 | -1.8182 | -2.968 | -3.0338 | -3.0801 | -3.1255 | -3.2075 | -3.277 | -3.403 | -4.0577
Seabank | Avonmouth 33kV | Avonmouth | Primary | 11 | 51.505 | -2.6969 | System Transformation | Headroom (MW) | N/A | 6.6721 | 6.2435 | 6.2886 | 6.2152 | 6.0844 | 5.9567 | 5.8214 | 5.6213 | 5.4047 | 5.2062 | 5.0197 | 4.8552 | 4.7224 | 4.5839 | 4.4731 | 4.3709 | 1.333 | 4.8731 | 3.3287
Seabank | Avonmouth 33kV | Avonmouth | Primary | 11 | 51.505 | -2.6969 | WPD Best View | Headroom (MW) | N/A | 6.6763 | 6.2703 | 6.3499 | 6.308 | 6.1946 | 6.0803 | 5.9797 | 5.8267 | 5.6637 | 5.5121 | 5.3743 | 5.2354 | 3.7513 | 3.6064 | 7.5778 | 7.433 | 4.1184 | 3.2216 | 1.4295
Seabank | Avonmouth 33kV | Cairns Road | Primary | 11 | 51.4785 | -2.6036 | Consumer Transformation | Headroom (MW) | N/A | 18.6452 | 18.0714 | 18.1898 | 17.9145 | 17.7757 | 17.645 | 17.1581 | 17.0435 | 16.4766 | 15.9432 | 15.2213 | 14.5542 | 13.8925 | 13.2483 | 12.6713 | 12.0348 | 9.1609 | 6.3876 | 3.8934
Seabank | Avonmouth 33kV | Cairns Road | Primary | 11 | 51.4785 | -2.6036 | Leading the Way | Headroom (MW) | N/A | 18.6458 | 17.9043 | 18.0728 | 17.7138 | 17.578 | 17.454 | 16.6217 | 16.5192 | 16.3012 | 16.2807 | 16.0492 | 15.6138 | 15.0979 | 14.5461 | 14.4682 | 14.3853 | 11.2528 | 9.6031 | 5.5592
Seabank | Avonmouth 33kV | Cairns Road | Primary | 11 | 51.4785 | -2.6036 | Steady Progression | Headroom (MW) | N/A | 18.6447 | 18.0622 | 18.1427 | 17.9994 | 17.8598 | 17.731 | 17.4074 | 17.2828 | 17.0143 | 16.9309 | 16.6544 | 16.5431 | 16.4354 | 16.3218 | 16.2179 | 16.1141 | 15.5443 | 14.9238 | 13.9252
Seabank | Avonmouth 33kV | Cairns Road | Primary | 11 | 51.4785 | -2.6036 | System Transformation | Headroom (MW) | N/A | 18.6451 | 18.079 | 18.1971 | 18.0555 | 17.9159 | 17.7843 | 17.6595 | 17.5421 | 17.4243 | 17.3601 | 17.0116 | 16.6802 | 16.3523 | 16.0616 | 15.7909 | 15.5579 | 14.664 | 13.4938 | 11.8039
Seabank | Avonmouth 33kV | Cairns Road | Primary | 11 | 51.4785 | -2.6036 | WPD Best View | Headroom (MW) | N/A | 18.6457 | 18.0802 | 18.2445 | 18.1031 | 17.9639 | 17.8376 | 17.7179 | 17.6125 | 17.4947 | 17.4462 | 17.3507 | 17.2655 | 17.1812 | 17.1099 | 17.0423 | 16.7866 | 15.279 | 13.1999 | 9.419
Seabank | Avonmouth 33kV | Kingsweston | Primary | 11 | 51.5112 | -2.6838 | Consumer Transformation | Headroom (MW) | Thermal | 5.3852 | 1.5231 | 1.5408 | 1.4533 | 1.369 | 1.2881 | 0.4747 | 0.46525 | 0.67942 | 0.84841 | 0.88159 | 1.0223 | 1.4282 | -4.824 | -4.3685 | 0.70526 | -6.381 | -7.5162 | -8.0859
Seabank | Avonmouth 33kV | Kingsweston | Primary | 11 | 51.5112 | -2.6838 | Leading the Way | Headroom (MW) | Thermal | 5.3852 | 5.0044 | 1.7212 | 1.6035 | 1.525 | 1.4487 | 0.47517 | 0.49625 | 0.62968 | 0.91813 | 6.4091 | 6.8494 | 7.5881 | 0.80869 | 0.42671 | 0.040437 | -10.3511 | -11.1779 | -11.8192
Seabank | Avonmouth 33kV | Kingsweston | Primary | 11 | 51.5112 | -2.6838 | Steady Progression | Headroom (MW) | Thermal | 5.3852 | 4.9979 | 4.9998 | 4.8494 | 4.7707 | 4.6943 | 4.0776 | 4.0423 | 4.1428 | 4.2209 | 4.2547 | 4.3124 | 4.5485 | 4.8534 | 5.1221 | 5.4034 | 4.9724 | -5.076 | -9.5253
Seabank | Avonmouth 33kV | Kingsweston | Primary | 11 | 51.5112 | -2.6838 | System Transformation | Headroom (MW) | Thermal | 5.3852 | 5.0683 | 5.0751 | 1.4468 | 1.3592 | 1.2739 | 1.241 | 1.2308 | 1.4437 | 1.611 | 1.7332 | 1.9552 | 2.3372 | 2.8081 | 3.2598 | 9.3558 | 2.1237 | -4.3197 | -6.0242
Seabank | Avonmouth 33kV | Kingsweston | Primary | 11 | 51.5112 | -2.6838 | WPD Best View | Headroom (MW) | Thermal | 5.3852 | 5.0683 | 1.7097 | 1.6215 | 1.536 | 1.4536 | 1.4457 | 1.4448 | 1.7741 | 1.9958 | 2.1716 | 2.4469 | 2.9421 | -3.0949 | -3.846 | 2.5014 | -1.8792 | -1.7609 | -3.9431
Seabank | Avonmouth 33kV | Stoke Bishop | Primary | 11 | 51.4833 | -2.6322 | Consumer Transformation | Headroom (MW) | N/A | 12.0837 | 11.8959 | 11.8903 | 11.8498 | 11.8097 | 11.7659 | 11.6844 | 11.5815 | 11.4889 | 11.4147 | 11.3343 | 11.2808 | 11.2509 | 11.2152 | 11.1716 | 11.1092 | 10.6474 | 9.8905 | 9.1318
Seabank | Avonmouth 33kV | Stoke Bishop | Primary | 11 | 51.4833 | -2.6322 | Leading the Way | Headroom (MW) | N/A | 12.0839 | 11.8845 | 11.879 | 11.8283 | 11.7902 | 11.7468 | 11.6116 | 11.5728 | 11.5122 | 11.4806 | 11.4241 | 11.3344 | 11.2392 | 11.1388 | 11.1288 | 11.1177 | 10.4735 | 10.0747 | 8.532
Seabank | Avonmouth 33kV | Stoke Bishop | Primary | 11 | 51.4833 | -2.6322 | Steady Progression | Headroom (MW) | N/A | 12.0834 | 11.8952 | 11.8892 | 11.8486 | 11.8066 | 11.7618 | 11.7074 | 11.665 | 11.6211 | 11.5806 | 11.536 | 11.4977 | 11.4606 | 11.4225 | 11.3883 | 11.3558 | 11.2067 | 11.0405 | 10.7414
Seabank | Avonmouth 33kV | Stoke Bishop | Primary | 11 | 51.4833 | -2.6322 | System Transformation | Headroom (MW) | N/A | 12.0836 | 11.8985 | 11.8927 | 11.8544 | 11.8137 | 11.7691 | 11.723 | 11.6812 | 11.6042 | 11.5256 | 11.467 | 11.4156 | 11.3759 | 11.3604 | 11.3484 | 11.3488 | 11.3259 | 11.1687 | 10.6077
Seabank | Avonmouth 33kV | Stoke Bishop | Primary | 11 | 51.4833 | -2.6322 | WPD Best View | Headroom (MW) | N/A | 12.0839 | 11.8991 | 11.8935 | 11.8588 | 11.8206 | 11.7769 | 11.7351 | 11.6957 | 11.6599 | 11.627 | 11.5982 | 11.5747 | 11.556 | 11.541 | 11.5281 | 11.5148 | 11.4051 | 10.9003 | 8.6491
Seabank | Portishead 33kV | Portishead 33kV | Bulk Supply Point | 33 | 51.489 | -2.7453 | Consumer Transformation | Headroom (MW) | Thermal | 26.4252 | 25.2701 | 25.1817 | 23.0078 | 22.6557 | 22.1706 | 21.683 | 21.2034 | 20.7491 | 20.3389 | 19.8382 | 19.4781 | 19.1674 | 17.5022 | 15.4026 | 10.515 | 4.9213 | -2.1464 | -10.2282
Seabank | Portishead 33kV | Portishead 33kV | Bulk Supply Point | 33 | 51.489 | -2.7453 | Leading the Way | Headroom (MW) | Thermal | 26.459 | 25.37 | 25.3495 | 23.2637 | 23.0107 | 22.778 | 22.5338 | 22.3629 | 22.1775 | 22.0701 | 20.5725 | 16.3643 | 16.271 | 14.7717 | 14.6535 | 12.6528 | 4.9822 | -2.8411 | -12.9916
Seabank | Portishead 33kV | Portishead 33kV | Bulk Supply Point | 33 | 51.489 | -2.7453 | Steady Progression | Headroom (MW) | N/A | 26.4485 | 25.3396 | 25.3131 | 25.0514 | 24.7884 | 24.5336 | 24.2964 | 24.0474 | 23.803 | 23.5752 | 23.3495 | 23.1302 | 22.9744 | 22.8204 | 22.7054 | 22.6067 | 20.4835 | 18.6947 | 13.0872
Seabank | Portishead 33kV | Portishead 33kV | Bulk Supply Point | 33 | 51.489 | -2.7453 | System Transformation | Headroom (MW) | N/A | 26.447 | 25.3334 | 25.2678 | 24.9832 | 24.6865 | 24.3871 | 24.0125 | 23.6573 | 21.4301 | 21.0798 | 20.7486 | 20.4824 | 20.2602 | 18.6968 | 16.7202 | 12.9769 | 11.3133 | 7.3852 | 2.6825
Seabank | Portishead 33kV | Portishead 33kV | Bulk Supply Point | 33 | 51.489 | -2.7453 | WPD Best View | Headroom (MW) | N/A | 26.4474 | 25.3353 | 25.2722 | 24.9917 | 24.6995 | 24.4063 | 24.0409 | 23.6968 | 21.4853 | 21.1557 | 20.8498 | 20.6115 | 20.4204 | 18.8846 | 16.9297 | 13.1879 | 11.3761 | 7.2722 | 2.3756
Seabank | Portishead 33kV | Clevedon | Primary | 11 | 51.4279 | -2.8471 | Consumer Transformation | Headroom (MW) | Thermal | 10.3123 | 9.9066 | 9.8531 | 9.7249 | 9.5813 | 9.3757 | 9.1635 | 8.9379 | 8.7245 | 8.5174 | 8.2699 | 8.0661 | 7.8761 | 6.3167 | 6.131 | 5.8867 | 3.3374 | -0.16747 | -1.3427
Seabank | Portishead 33kV | Clevedon | Primary | 11 | 51.4279 | -2.8471 | Leading the Way | Headroom (MW) | Thermal | 10.3299 | 9.9505 | 9.9385 | 9.8465 | 9.7414 | 9.6463 | 9.5602 | 9.4678 | 9.3719 | 9.2903 | 7.8294 | 7.7383 | 7.6491 | 6.1809 | 6.0652 | 5.9381 | 3.8666 | 0.20522 | -2.194
Seabank | Portishead 33kV | Clevedon | Primary | 11 | 51.4279 | -2.8471 | Steady Progression | Headroom (MW) | N/A | 10.3298 | 9.943 | 9.9319 | 9.8438 | 9.7559 | 9.6608 | 9.5795 | 9.488 | 9.397 | 9.3106 | 9.2139 | 9.1273 | 9.0554 | 8.9805 | 8.921 | 8.8616 | 8.6242 | 6.986 | 6.4618
Seabank | Portishead 33kV | Clevedon | Primary | 11 | 51.4279 | -2.8471 | System Transformation | Headroom (MW) | N/A | 10.3277 | 9.9381 | 9.9125 | 9.8096 | 9.6986 | 9.5847 | 9.4368 | 9.2836 | 9.1178 | 8.9602 | 8.8096 | 8.6721 | 8.5564 | 7.0754 | 6.9711 | 6.8765 | 5.1254 | 3.2253 | 2.5076
Seabank | Portishead 33kV | Clevedon | Primary | 11 | 51.4279 | -2.8471 | WPD Best View | Headroom (MW) | N/A | 10.3277 | 9.9381 | 9.9125 | 9.8096 | 9.6986 | 9.5847 | 9.4368 | 9.2836 | 9.1178 | 8.9602 | 8.8096 | 8.6721 | 8.5564 | 7.0754 | 6.9711 | 6.8765 | 5.1254 | 3.2253 | 2.5076
Seabank | Portishead 33kV | Easton-In-Gordano | Primary | 11 | 51.4713 | -2.6921 | Consumer Transformation | Headroom (MW) | Thermal | 3.2127 | 3.1267 | 3.1275 | 3.1031 | 3.082 | 3.0352 | 3.0014 | 2.9733 | 2.9453 | 2.9226 | 2.9042 | 2.8992 | 2.901 | 2.9121 | 2.9201 | 0.24105 | 0.0043142 | -0.47725 | -3.2165
Seabank | Portishead 33kV | Easton-In-Gordano | Primary | 11 | 51.4713 | -2.6921 | Leading the Way | Headroom (MW) | Thermal | 3.2149 | 3.1427 | 3.1431 | 3.1346 | 3.1201 | 3.1199 | 3.1166 | 3.1281 | 3.1332 | 3.1533 | 3.1798 | 1.8534 | 1.8875 | 1.9289 | 1.9551 | 1.9685 | -0.38936 | -0.82134 | -2.721
Seabank | Portishead 33kV | Easton-In-Gordano | Primary | 11 | 51.4713 | -2.6921 | Steady Progression | Headroom (MW) | N/A | 3.2137 | 3.1374 | 3.137 | 3.1123 | 3.0973 | 3.0841 | 3.0723 | 3.0653 | 3.0473 | 3.0409 | 3.0375 | 3.0313 | 3.0407 | 3.0431 | 3.0611 | 3.0824 | 3.2084 | 3.298 | 1.7774
Seabank | Portishead 33kV | Easton-In-Gordano | Primary | 11 | 51.4713 | -2.6921 | System Transformation | Headroom (MW) | Thermal | 3.2133 | 3.1368 | 3.1266 | 3.1094 | 3.0843 | 3.0744 | 3.0466 | 3.0211 | 2.9971 | 2.9746 | 2.9622 | 2.9637 | 2.9597 | 2.9769 | 2.9924 | 1.2031 | 1.3736 | 1.296 | -0.328
Seabank | Portishead 33kV | Easton-In-Gordano | Primary | 11 | 51.4713 | -2.6921 | WPD Best View | Headroom (MW) | Thermal | 3.2135 | 3.1377 | 3.1287 | 3.1135 | 3.0904 | 3.0833 | 3.0594 | 3.0389 | 3.0219 | 3.0084 | 3.0067 | 3.0197 | 3.0284 | 3.056 | 3.0794 | 1.2887 | 1.3897 | 1.2316 | -0.44516
Seabank | Portishead 33kV | Gas Lane | Primary | 11 | 51.4848 | -2.7661 | Consumer Transformation | Headroom (MW) | N/A | 10.0258 | 9.7762 | 9.7535 | 9.6699 | 9.5886 | 9.4706 | 9.3491 | 9.2187 | 9.1065 | 9.0091 | 8.8812 | 8.7892 | 8.706 | 8.6327 | 6.7437 | 6.6434 | 5.1339 | 2.8907 | 1.1822
Seabank | Portishead 33kV | Gas Lane | Primary | 11 | 51.4848 | -2.7661 | Leading the Way | Headroom (MW) | N/A | 10.0364 | 9.807 | 9.8024 | 9.7447 | 9.7001 | 9.6447 | 9.6033 | 9.5726 | 9.5317 | 9.5233 | 9.5028 | 8.1249 | 8.1139 | 8.091 | 8.0745 | 6.2099 | 4.9518 | 2.8677 | 0.6556
Seabank | Portishead 33kV | Gas Lane | Primary | 11 | 51.4848 | -2.7661 | Steady Progression | Headroom (MW) | N/A | 10.0282 | 9.7958 | 9.792 | 9.7382 | 9.6771 | 9.6265 | 9.5772 | 9.5176 | 9.4701 | 9.419 | 9.3738 | 9.3298 | 9.2947 | 9.2746 | 9.2518 | 9.2366 | 9.2211 | 9.1723 | 7.4597
Seabank | Portishead 33kV | Gas Lane | Primary | 11 | 51.4848 | -2.7661 | System Transformation | Headroom (MW) | N/A | 10.0299 | 9.794 | 9.7765 | 9.7068 | 9.6476 | 9.571 | 9.4853 | 9.4083 | 9.311 | 9.2325 | 9.1508 | 9.0927 | 9.0429 | 8.9905 | 7.145 | 7.1301 | 7.0946 | 5.4484 | 4.9486
Seabank | Portishead 33kV | Gas Lane | Primary | 11 | 51.4848 | -2.7661 | WPD Best View | Headroom (MW) | N/A | 10.03 | 9.795 | 9.7786 | 9.7109 | 9.6537 | 9.5799 | 9.4982 | 9.4261 | 9.3357 | 9.2663 | 9.1954 | 9.1488 | 9.1115 | 9.0696 | 7.232 | 7.2157 | 7.1107 | 5.384 | 4.8314
Seabank | Portishead 33kV | Portishead Ashlands | Primary | 11 | 51.4893 | -2.7457 | Consumer Transformation | Headroom (MW) | N/A | 10.8746 | 10.7703 | 10.7685 | 10.7501 | 10.7239 | 10.6984 | 10.6663 | 10.6444 | 10.6171 | 10.5979 | 10.5714 | 10.5515 | 10.5409 | 10.5271 | 10.521 | 10.5155 | 10.436 | 10.1677 | 9.6748
Seabank | Portishead 33kV | Portishead Ashlands | Primary | 11 | 51.4893 | -2.7457 | Leading the Way | Headroom (MW) | N/A | 10.8746 | 10.7691 | 10.7674 | 10.7484 | 10.7225 | 10.6974 | 10.643 | 10.621 | 10.5932 | 10.5757 | 10.5514 | 10.5162 | 10.4885 | 10.4502 | 10.4495 | 10.448 | 10.1428 | 9.9184 | 8.3301
Seabank | Portishead 33kV | Portishead Ashlands | Primary | 11 | 51.4893 | -2.7457 | Steady Progression | Headroom (MW) | N/A | 10.8745 | 10.7684 | 10.7656 | 10.745 | 10.7181 | 10.692 | 10.664 | 10.6393 | 10.6145 | 10.591 | 10.5667 | 10.5446 | 10.5272 | 10.5066 | 10.4877 | 10.4699 | 10.4014 | 10.331 | 10.1804
Seabank | Portishead 33kV | Portishead Ashlands | Primary | 11 | 51.4893 | -2.7457 | System Transformation | Headroom (MW) | N/A | 10.8745 | 10.771 | 10.7689 | 10.751 | 10.7243 | 10.6981 | 10.672 | 10.6483 | 10.6252 | 10.6024 | 10.5807 | 10.5601 | 10.5475 | 10.5306 | 10.5164 | 10.5044 | 10.4783 | 10.4148 | 10.3258
Seabank | Portishead 33kV | Portishead Ashlands | Primary | 11 | 51.4893 | -2.7457 | WPD Best View | Headroom (MW) | N/A | 10.8746 | 10.771 | 10.769 | 10.7512 | 10.7247 | 10.6987 | 10.6737 | 10.6506 | 10.6284 | 10.607 | 10.5872 | 10.569 | 10.5593 | 10.5461 | 10.5348 | 10.525 | 10.4946 | 10.4256 | 10.2529
Seabank | Portishead 33kV | Royal Portbury Dock | Primary | 11 | 51.491 | -2.723 | Consumer Transformation | Headroom (MW) | N/A | 10.4151 | 10.2185 | 10.2119 | 8.3207 | 8.2721 | 8.2246 | 8.1781 | 8.1329 | 8.0889 | 8.0465 | 8.0057 | 7.9671 | 7.9301 | 7.8949 | 7.8609 | 7.8281 | 7.6619 | 7.4858 | 7.2915
Seabank | Portishead 33kV | Royal Portbury Dock | Primary | 11 | 51.491 | -2.723 | Leading the Way | Headroom (MW) | N/A | 10.4151 | 10.2185 | 10.2119 | 8.3208 | 8.2723 | 8.2248 | 8.1786 | 8.1337 | 8.0903 | 8.0489 | 8.0096 | 7.9726 | 7.9378 | 7.9047 | 7.8727 | 7.8413 | 7.6553 | 7.4616 | 7.2676
Seabank | Portishead 33kV | Royal Portbury Dock | Primary | 11 | 51.491 | -2.723 | Steady Progression | Headroom (MW) | N/A | 10.4151 | 10.2184 | 10.2117 | 10.1619 | 10.1131 | 10.0651 | 10.018 | 9.9717 | 9.9264 | 9.8819 | 9.8383 | 9.7957 | 9.754 | 9.7133 | 9.6735 | 9.6349 | 7.6194 | 7.4684 | 7.2987
Seabank | Portishead 33kV | Royal Portbury Dock | Primary | 11 | 51.491 | -2.723 | System Transformation | Headroom (MW) | N/A | 10.4151 | 10.2185 | 10.2117 | 10.162 | 10.1132 | 10.0653 | 10.0183 | 9.9723 | 8.0854 | 8.0413 | 7.9982 | 7.9563 | 7.9156 | 7.8764 | 7.8387 | 7.8028 | 7.6435 | 7.487 | 7.3264
Seabank | Portishead 33kV | Royal Portbury Dock | Primary | 11 | 51.491 | -2.723 | WPD Best View | Headroom (MW) | N/A | 10.4151 | 10.2185 | 10.2118 | 10.1623 | 10.1136 | 10.0659 | 10.0193 | 9.9738 | 8.0879 | 8.0451 | 8.0039 | 7.9645 | 7.9267 | 7.8905 | 7.8557 | 7.8221 | 7.6578 | 7.4919 | 7.3268
Seabank | Portishead 33kV | Weston-In-Gordano | Primary | 11 | 51.4639 | -2.7961 | Consumer Transformation | Headroom (MW) | Thermal | 3.2497 | 3.1366 | 3.1322 | 3.1042 | 3.0728 | 3.0311 | 2.9896 | 2.9613 | 2.9317 | 2.9103 | 2.8707 | 2.8701 | 2.8782 | 2.8837 | 2.8908 | 1.0652 | 0.012921 | -0.38083 | -2.1525
Seabank | Portishead 33kV | Weston-In-Gordano | Primary | 11 | 51.4639 | -2.7961 | Leading the Way | Headroom (MW) | Thermal | 3.253 | 3.1471 | 3.1511 | 3.1337 | 3.1194 | 3.1098 | 3.0972 | 3.1048 | 3.1221 | 3.1437 | 3.1644 | 1.8239 | 1.8593 | 1.8811 | 1.9015 | 1.912 | 0.42004 | -0.80769 | -2.6648
Seabank | Portishead 33kV | Weston-In-Gordano | Primary | 11 | 51.4639 | -2.7961 | Steady Progression | Headroom (MW) | N/A | 3.2521 | 3.1416 | 3.1399 | 3.1151 | 3.0918 | 3.0702 | 3.0504 | 3.0304 | 3.0127 | 2.9969 | 2.9843 | 2.9666 | 2.9673 | 2.9675 | 2.9752 | 2.9863 | 3.0739 | 3.1041 | 1.5742
Seabank | Portishead 33kV | Weston-In-Gordano | Primary | 11 | 51.4639 | -2.7961 | System Transformation | Headroom (MW) | Thermal | 3.2515 | 3.14 | 3.1365 | 3.1093 | 3.0834 | 3.0587 | 3.0185 | 2.9887 | 2.9586 | 2.9338 | 2.9121 | 2.9024 | 2.9031 | 2.912 | 2.9217 | 1.125 | 1.2629 | 1.1787 | -0.43286
Seabank | Portishead 33kV | Weston-In-Gordano | Primary | 11 | 51.4639 | -2.7961 | WPD Best View | Headroom (MW) | Thermal | 3.2515 | 3.14 | 3.1365 | 3.1093 | 3.0834 | 3.0587 | 3.0185 | 2.9887 | 2.9586 | 2.9338 | 2.9121 | 2.9024 | 2.9031 | 2.912 | 2.9217 | 1.125 | 1.2629 | 1.1787 | -0.43286
Seabank | Radstock 33kV | Radstock 33kV | Bulk Supply Point | 33 | 51.2905 | -2.5082 | Consumer Transformation | Headroom (MW) | Thermal | -4.412 | -6.0254 | -9.2317 | -9.64 | -16.1296 | -16.7213 | -17.4365 | -18.0821 | -20.4633 | -22.5952 | -30.0884 | -31.4448 | -40.9223 | -46.6289 | -47.585 | -63.3899 | -97.757 | -142.4514 | -188.6619
Seabank | Radstock 33kV | Radstock 33kV | Bulk Supply Point | 33 | 51.2905 | -2.5082 | Leading the Way | Headroom (MW) | Thermal | -4.3676 | -8.9845 | -8.9832 | -9.3356 | -15.6764 | -15.8498 | -21.9446 | -23.8445 | -27.088 | -37.9738 | -42.2616 | -56.1788 | -71.6622 | -81.2935 | -83.5216 | -96.4063 | -135.9608 | -180.5971 | -229.475
Seabank | Radstock 33kV | Radstock 33kV | Bulk Supply Point | 33 | 51.2905 | -2.5082 | Steady Progression | Headroom (MW) | Thermal | -4.381 | -5.9548 | -5.9614 | -9.3691 | -43.4659 | -43.717 | -50.1605 | -56.5622 | -68.2261 | -72.5485 | -76.7727 | -80.3982 | -82.5708 | -84.6936 | -89.7088 | -93.5659 | -108.9708 | -119.3813 | -136.9635
Seabank | Radstock 33kV | Radstock 33kV | Bulk Supply Point | 33 | 51.2905 | -2.5082 | System Transformation | Headroom (MW) | Thermal | -4.3957 | -5.9435 | -9.0665 | -9.3697 | -15.8339 | -16.1258 | -16.559 | -16.9546 | -17.423 | -17.7919 | -22.2337 | -22.52 | -30.8746 | -35.3605 | -35.231 | -49.6893 | -71.2421 | -97.7094 | -129.9042
Seabank | Radstock 33kV | Radstock 33kV | Bulk Supply Point | 33 | 51.2905 | -2.5082 | WPD Best View | Headroom (MW) | Thermal | -4.4052 | -6.0115 | -6.1066 | -9.6149 | -30.4268 | -30.8844 | -34.4797 | -38.1207 | -41.7332 | -45.182 | -50.0359 | -52.276 | -54.9179 | -58.387 | -67.4071 | -74.1349 | -95.8364 | -116.1932 | -140.5875
Seabank | Radstock 33kV | Chewton Mendip | Primary | 11 | 51.272 | -2.5651 | Consumer Transformation | Headroom (MW) | Thermal | 3.3222 | 3.2336 | 3.2425 | 3.2136 | 3.2086 | 3.1952 | 3.191 | 3.1865 | 3.2007 | 3.2426 | 2.3918 | 2.4328 | 1.1153 | 1.1744 | 0.40215 | -3.1785 | -5.6076 | -9.3236 | -15.9315
Seabank | Radstock 33kV | Chewton Mendip | Primary | 11 | 51.272 | -2.5651 | Leading the Way | Headroom (MW) | Thermal | 3.3232 | 3.191 | 3.2034 | 3.2015 | 3.1933 | 3.1918 | 3.201 | 3.2316 | 3.2683 | 1.5109 | 1.5834 | -1.1063 | -1.8786 | -3.1593 | -4.9016 | -4.8373 | -9.9923 | -14.1865 | -19.9454
Seabank | Radstock 33kV | Chewton Mendip | Primary | 11 | 51.272 | -2.5651 | Steady Progression | Headroom (MW) | Thermal | 3.3211 | 3.2287 | 3.2316 | 3.1674 | -1.9743 | -1.9882 | -4.0498 | -6.1086 | -8.1688 | -9.2026 | -10.2274 | -11.145 | -11.1215 | -11.0936 | -11.0586 | -11.0157 | -12.1353 | -11.9742 | -14.8843
Seabank | Radstock 33kV | Chewton Mendip | Primary | 11 | 51.272 | -2.5651 | System Transformation | Headroom (MW) | Thermal | 3.3215 | 3.2292 | 3.233 | 3.2161 | 3.1936 | 3.1733 | 3.167 | 3.1617 | 3.1532 | 3.162 | 3.1853 | 3.1904 | 1.8719 | 1.9273 | 1.99 | -1.5687 | -3.4196 | -4.8039 | -9.1961
Seabank | Radstock 33kV | Chewton Mendip | Primary | 11 | 51.272 | -2.5651 | WPD Best View | Headroom (MW) | Thermal | 3.3218 | 3.2314 | 3.2375 | 3.1693 | 3.1596 | 3.152 | 2.1246 | 1.0943 | 0.076091 | -0.92597 | -1.4764 | -1.9449 | -1.8854 | -1.8323 | -1.7655 | -3.531 | -4.7401 | -4.8075 | -7.8476
Seabank | Radstock 33kV | Dinder | Primary | 11 | 51.2078 | -2.5859 | Consumer Transformation | Headroom (MW) | Thermal | 1.4314 | 1.3708 | 1.3722 | 1.3608 | 1.3447 | 1.333 | 1.3187 | 1.3065 | 1.3038 | 1.3057 | 1.2942 | 0.44388 | -0.91502 | -0.90565 | -0.88168 | -0.85581 | -3.282 | -7.2633 | -9.9491
Seabank | Radstock 33kV | Dinder | Primary | 11 | 51.2078 | -2.5859 | Leading the Way | Headroom (MW) | Thermal | 1.4324 | 1.3741 | 1.3781 | 1.3711 | 1.3665 | 1.3661 | 1.3614 | 1.3724 | 1.3943 | -0.40923 | -0.38341 | -0.36615 | -1.706 | -1.6736 | -4.3225 | -4.3014 | -7.1799 | -9.7546 | -12.9334
Seabank | Radstock 33kV | Dinder | Primary | 11 | 51.2078 | -2.5859 | Steady Progression | Headroom (MW) | N/A | 1.4316 | 1.37 | 1.3698 | 1.3567 | 1.345 | 1.3337 | 1.3247 | 1.3162 | 1.3098 | 1.3058 | 1.3043 | 1.2989 | 1.3036 | 1.3052 | 1.3176 | 1.3355 | 0.065168 | 0.11173 | 0.0016655
Seabank | Radstock 33kV | Dinder | Primary | 11 | 51.2078 | -2.5859 | System Transformation | Headroom (MW) | Thermal | 1.4312 | 1.3699 | 1.3696 | 1.3566 | 1.3447 | 1.3342 | 1.3139 | 1.3046 | 1.2977 | 1.2882 | 1.29 | 1.2906 | -0.060732 | -0.038529 | -0.01959 | 0.01339 | -1.2083 | -3.9838 | -6.3748
Seabank | Radstock 33kV | Dinder | Primary | 11 | 51.2078 | -2.5859 | WPD Best View | Headroom (MW) | N/A | 1.4316 | 1.37 | 1.3698 | 1.3567 | 1.345 | 1.3337 | 1.3247 | 1.3162 | 1.3098 | 1.3058 | 1.3043 | 1.2989 | 1.3036 | 1.3052 | 1.3176 | 1.3355 | 0.065168 | 0.11173 | 0.0016655
Seabank | Radstock 33kV | Evercreech | Primary | 11 | 51.1471 | -2.51 | Consumer Transformation | Headroom (MW) | Thermal | 4.5026 | 4.4096 | 1.3348 | 1.3889 | 1.399 | 1.3566 | 1.3375 | 1.3834 | 1.3935 | 1.3889 | -0.8733 | -0.90048 | -2.2851 | -4.5145 | -6.3261 | -8.1555 | -14.4311 | -22.4247 | -31.8341
Seabank | Radstock 33kV | Evercreech | Primary | 11 | 51.1471 | -2.51 | Leading the Way | Headroom (MW) | Thermal | 4.5043 | 1.3564 | 1.3734 | 1.4686 | 1.4982 | 1.4826 | 0.14593 | 0.23393 | 0.29761 | -1.4926 | -2.8535 | -5.5782 | -9.1706 | -10.5472 | -13.2624 | -16.0092 | -24.1129 | -32.4593 | -40.9198
Seabank | Radstock 33kV | Evercreech | Primary | 11 | 51.1471 | -2.51 | Steady Progression | Headroom (MW) | Thermal | 4.5033 | 4.3972 | 4.4035 | 1.3647 | 1.3643 | 1.3295 | 1.3293 | 1.3522 | 1.3614 | 1.3532 | 1.3378 | 1.3286 | 1.3325 | 1.3374 | -0.48211 | -0.46853 | -1.7523 | -3.0873 | -6.056
Seabank | Radstock 33kV | Evercreech | Primary | 11 | 51.1471 | -2.51 | System Transformation | Headroom (MW) | Thermal | 4.5031 | 4.4099 | 1.3431 | 1.3958 | 1.4022 | 1.3768 | 1.3726 | 1.4126 | 1.4306 | 1.4208 | 0.043674 | 0.031597 | -1.328 | -2.6826 | -4.4786 | -6.2794 | -11.1403 | -16.7798 | -23.9538
Seabank | Radstock 33kV | Evercreech | Primary | 11 | 51.1471 | -2.51 | WPD Best View | Headroom (MW) | Thermal | 4.5036 | 4.3975 | 4.4041 | 1.3655 | 1.3657 | 1.3314 | 1.3324 | 1.3568 | 1.3673 | 1.3612 | 1.3485 | 1.3434 | 1.3516 | 1.3624 | -0.44997 | -0.4297 | -1.6902 | -3.0681 | -6.0608
Seabank | Radstock 33kV | Foxhills | Primary | 11 | 51.2894 | -2.4478 | Consumer Transformation | Headroom (MW) | Thermal | 6.983 | 6.8022 | 6.7855 | 6.7287 | 6.6628 | 6.5728 | 6.4762 | 6.3695 | 6.2857 | 6.2111 | 6.1349 | 6.0618 | 6.0029 | 5.9572 | 4.0932 | 2.2034 | 1.9903 | -0.96043 | -3.0936
Seabank | Radstock 33kV | Foxhills | Primary | 11 | 51.2894 | -2.4478 | Leading the Way | Headroom (MW) | Thermal | 6.9878 | 6.825 | 6.8148 | 6.7763 | 6.7241 | 6.6752 | 6.6132 | 6.5621 | 6.5272 | 6.4994 | 6.4828 | 5.116 | 3.7417 | 3.713 | 3.6969 | 3.6562 | 0.86105 | -1.1486 | -4.1505
Seabank | Radstock 33kV | Foxhills | Primary | 11 | 51.2894 | -2.4478 | Steady Progression | Headroom (MW) | N/A | 6.9841 | 6.8132 | 6.8121 | 6.7735 | 6.7319 | 6.6963 | 6.6617 | 6.6175 | 6.5878 | 6.5484 | 6.5277 | 6.4974 | 6.4752 | 6.4666 | 6.4491 | 6.4393 | 6.6456 | 6.6141 | 4.9375
Seabank | Radstock 33kV | Foxhills | Primary | 11 | 51.2894 | -2.4478 | System Transformation | Headroom (MW) | Thermal | 6.9848 | 6.8136 | 6.8072 | 6.7659 | 6.7157 | 6.6649 | 6.6017 | 6.5478 | 6.4859 | 6.4309 | 6.3858 | 6.3475 | 6.3158 | 6.2859 | 4.4543 | 2.6283 | 2.9064 | 1.2978 | -0.54202
Seabank | Radstock 33kV | Foxhills | Primary | 11 | 51.2894 | -2.4478 | WPD Best View | Headroom (MW) | N/A | 6.9826 | 6.8007 | 6.7821 | 6.7258 | 6.6677 | 6.5889 | 6.5057 | 6.4138 | 6.3311 | 6.2555 | 6.1803 | 6.1136 | 6.0506 | 5.9999 | 5.9463 | 4.0531 | 3.9396 | 3.3892 | 0.019947
Seabank | Radstock 33kV | High Littleton | Primary | 11 | 51.3306 | -2.5 | Consumer Transformation | Headroom (MW) | Thermal | 5.6098 | 5.5109 | 5.4977 | 5.462 | 5.44 | 5.3855 | 5.337 | 5.2901 | 5.2331 | 5.2021 | 2.9187 | 2.8705 | 2.8297 | 0.56759 | -1.2601 | -1.2871 | -6.269 | -12.8409 | -19.47
Seabank | Radstock 33kV | High Littleton | Primary | 11 | 51.3306 | -2.5 | Leading the Way | Headroom (MW) | Thermal | 5.6128 | 5.5241 | 5.5261 | 5.4983 | 5.4842 | 5.4785 | 5.4547 | 5.4527 | 4.0844 | 4.097 | 2.7294 | 1.3572 | -0.85876 | -2.2323 | -4.0412 | -5.8644 | -11.1563 | -18.0571 | -24.5515
Seabank | Radstock 33kV | High Littleton | Primary | 11 | 51.3306 | -2.5 | Steady Progression | Headroom (MW) | N/A | 5.6119 | 5.5146 | 5.5133 | 5.4971 | 5.4769 | 5.4584 | 5.4307 | 5.4118 | 5.3982 | 5.3861 | 5.3661 | 5.3521 | 5.3482 | 5.341 | 5.3474 | 3.5421 | 3.6001 | 2.244 | 0.70101
Seabank | Radstock 33kV | High Littleton | Primary | 11 | 51.3306 | -2.5 | System Transformation | Headroom (MW) | Thermal | 5.6115 | 5.5133 | 5.5159 | 5.4847 | 5.461 | 5.4372 | 5.4015 | 5.366 | 5.3305 | 5.3018 | 3.9109 | 3.8846 | 3.8778 | 2.5121 | 0.69815 | 0.71001 | -2.8009 | -7.0153 | -11.3781
Seabank | Radstock 33kV | High Littleton | Primary | 11 | 51.3306 | -2.5 | WPD Best View | Headroom (MW) | Thermal | 5.6098 | 5.5109 | 5.4977 | 5.462 | 5.44 | 5.3855 | 5.337 | 5.2901 | 5.2331 | 5.2021 | 2.9187 | 2.8705 | 2.8297 | 0.56759 | -1.2601 | -1.2871 | -6.269 | -12.8409 | -19.47
Seabank | Radstock 33kV | Keynsham East | Primary | 11 | 51.412 | -2.4921 | Consumer Transformation | Headroom (MW) | N/A | 11.4008 | 11.1886 | 11.1593 | 11.1161 | 11.1083 | 11.1095 | 11.0333 | 10.9633 | 10.8473 | 10.8089 | 10.6678 | 10.6355 | 10.6096 | 10.6047 | 8.7954 | 8.7473 | 7.4325 | 5.2996 | 4.4674
Seabank | Radstock 33kV | Keynsham East | Primary | 11 | 51.412 | -2.4921 | Leading the Way | Headroom (MW) | N/A | 11.4125 | 11.2071 | 11.209 | 11.0421 | 11.0767 | 11.1646 | 10.7565 | 10.7361 | 10.6963 | 10.6872 | 10.6533 | 10.0963 | 10.1261 | 10.1784 | 10.2352 | 8.4096 | 8.1217 | 6.0812 | 3.0402
Seabank | Radstock 33kV | Keynsham East | Primary | 11 | 51.412 | -2.4921 | Steady Progression | Headroom (MW) | N/A | 11.409 | 11.2062 | 11.2079 | 11.1799 | 11.1791 | 11.2136 | 11.1978 | 11.1717 | 11.0256 | 11.0041 | 10.8465 | 10.8246 | 10.8023 | 10.7971 | 10.7962 | 10.7797 | 10.6734 | 10.5649 | 9.6552
Seabank | Radstock 33kV | Keynsham East | Primary | 11 | 51.412 | -2.4921 | System Transformation | Headroom (MW) | N/A | 11.4036 | 11.2079 | 11.2025 | 11.1737 | 11.1729 | 11.2233 | 11.2104 | 11.1466 | 11.078 | 11.0239 | 10.9866 | 10.9538 | 10.935 | 10.9498 | 9.1641 | 9.1782 | 9.2816 | 7.6933 | 7.2009
Seabank | Radstock 33kV | Keynsham East | Primary | 11 | 51.412 | -2.4921 | WPD Best View | Headroom (MW) | N/A | 11.4006 | 11.1876 | 11.1574 | 11.1129 | 11.1033 | 11.1024 | 11.0547 | 10.9499 | 10.8521 | 10.7848 | 10.7034 | 10.6317 | 10.5853 | 10.5653 | 8.7363 | 8.6869 | 7.4156 | 5.3337 | 4.5188
Seabank | Radstock 33kV | Midsomer Norton | Primary | 11 | 51.2908 | -2.4841 | Consumer Transformation | Headroom (MW) | N/A | 12.7878 | 12.4394 | 12.3953 | 12.2883 | 12.1773 | 12.0136 | 11.8476 | 11.6843 | 11.5438 | 11.4666 | 11.3148 | 11.2202 | 11.147 | 11.0422 | 10.9366 | 8.9962 | 6.0043 | 4.8793 | 2.3969
Seabank | Radstock 33kV | Midsomer Norton | Primary | 11 | 51.2908 | -2.4841 | Leading the Way | Headroom (MW) | N/A | 12.7974 | 12.4724 | 12.4617 | 12.385 | 12.2887 | 12.2122 | 12.0648 | 12.0228 | 11.9371 | 11.9717 | 11.8978 | 11.8002 | 9.343 | 9.3101 | 9.2528 | 9.1815 | 7.2198 | 4.914 | 1.5905
Seabank | Radstock 33kV | Midsomer Norton | Primary | 11 | 51.2908 | -2.4841 | Steady Progression | Headroom (MW) | Thermal | 12.8004 | 12.4613 | 12.4532 | 12.3786 | 4.0931 | 4.0312 | -0.15041 | -4.3186 | -13.6248 | -16.7284 | -19.5955 | -22.1318 | -24.2192 | -26.3079 | -27.6668 | -29.7365 | -35.7537 | -41.9962 | -44.5172
Seabank | Radstock 33kV | Midsomer Norton | Primary | 11 | 51.2908 | -2.4841 | System Transformation | Headroom (MW) | N/A | 12.7929 | 12.4614 | 12.4405 | 12.3512 | 12.2499 | 12.174 | 12.0508 | 11.949 | 11.8205 | 11.7803 | 11.6861 | 11.6361 | 11.587 | 11.5503 | 11.5024 | 9.654 | 8.2419 | 7.8226 | 5.7496
Seabank | Radstock 33kV | Midsomer Norton | Primary | 11 | 51.2908 | -2.4841 | WPD Best View | Headroom (MW) | Thermal | 12.788 | 12.4385 | 12.4021 | 12.2969 | 12.1913 | 12.0484 | 9.8388 | 7.6229 | 5.4279 | 3.3034 | 1.6134 | 0.14583 | -0.96787 | -2.0926 | -2.9304 | -4.0797 | -9.3551 | -13.2694 | -15.2477
Seabank | Radstock 33kV | Newbury | Primary | 11 | 51.2492 | -2.4322 | Consumer Transformation | Headroom (MW) | Thermal | 7.154 | 7.0314 | 7.0257 | 6.9863 | 6.9874 | 6.9399 | 6.8864 | 6.8366 | 6.7799 | 5.8909 | 4.4515 | 4.3976 | 2.9803 | 2.0668 | 0.23025 | -1.6236 | -8.0196 | -14.6289 | -21.2607
Seabank | Radstock 33kV | Newbury | Primary | 11 | 51.2492 | -2.4322 | Leading the Way | Headroom (MW) | Thermal | 7.1566 | 7.0475 | 7.0386 | 7.0147 | 7.034 | 7.0185 | 7.0013 | 5.1704 | 5.155 | 3.3406 | 1.9602 | 0.57152 | -1.662 | -4.4121 | -6.2419 | -8.9892 | -14.338 | -22.6109 | -30.4615
Seabank | Radstock 33kV | Newbury | Primary | 11 | 51.2492 | -2.4322 | Steady Progression | Headroom (MW) | N/A | 7.156 | 7.0434 | 7.0417 | 7.0072 | 7.0076 | 6.9839 | 6.9656 | 6.9452 | 6.9208 | 6.9037 | 6.8817 | 6.8618 | 6.8541 | 6.8498 | 5.0204 | 5.0234 | 3.6639 | 2.2644 | 0.69969
Seabank | Radstock 33kV | Newbury | Primary | 11 | 51.2492 | -2.4322 | System Transformation | Headroom (MW) | Thermal | 7.1552 | 7.0421 | 7.0302 | 7.0025 | 7.001 | 6.9752 | 6.9443 | 6.9045 | 6.8714 | 6.8414 | 5.4474 | 5.4199 | 4.0384 | 4.0287 | 2.206 | 0.38579 | -4.5677 | -8.8144 | -13.1922
Seabank | Radstock 33kV | Newbury | Primary | 11 | 51.2492 | -2.4322 | WPD Best View | Headroom (MW) | N/A | 7.156 | 7.0434 | 7.0417 | 7.0072 | 7.0076 | 6.9839 | 6.9656 | 6.9452 | 6.9208 | 6.9037 | 6.8817 | 6.8618 | 6.8541 | 6.8498 | 5.0204 | 5.0234 | 3.6639 | 2.2644 | 0.69969
Seabank | Radstock 33kV | Paulton | Primary | 11 | 51.3107 | -2.5096 | Consumer Transformation | Headroom (MW) | N/A | 4.1909 | 4.1249 | 4.1247 | 4.1074 | 4.0913 | 4.073 | 4.0178 | 3.9568 | 3.8988 | 3.8562 | 3.8133 | 3.7845 | 3.7584 | 3.7279 | 3.7065 | 3.6813 | 3.4662 | 1.7468 | 1.3839
Seabank | Radstock 33kV | Paulton | Primary | 11 | 51.3107 | -2.5096 | Leading the Way | Headroom (MW) | N/A | 4.1916 | 4.1213 | 4.1218 | 4.0987 | 4.0827 | 4.0673 | 3.8834 | 3.8729 | 3.8481 | 3.8379 | 3.8116 | 3.7646 | 3.7145 | 3.6624 | 2.2124 | 2.2028 | 2.0651 | 1.7425 | 1.344
Seabank | Radstock 33kV | Paulton | Primary | 11 | 51.3107 | -2.5096 | Steady Progression | Headroom (MW) | N/A | 4.1904 | 4.1238 | 4.1231 | 4.1065 | 4.0902 | 4.0742 | 4.0572 | 4.0435 | 4.0287 | 4.0148 | 3.9991 | 3.986 | 3.9734 | 3.9602 | 3.9486 | 3.9377 | 3.8845 | 3.8239 | 3.7062
Seabank | Radstock 33kV | Paulton | Primary | 11 | 51.3107 | -2.5096 | System Transformation | Headroom (MW) | N/A | 4.1909 | 4.1259 | 4.1257 | 4.1092 | 4.093 | 4.077 | 4.0656 | 4.0504 | 4.0173 | 3.9863 | 3.9641 | 3.9459 | 3.9277 | 3.9101 | 3.9094 | 3.9122 | 3.9338 | 2.4822 | 2.2436
Seabank | Radstock 33kV | Paulton | Primary | 11 | 51.3107 | -2.5096 | WPD Best View | Headroom (MW) | N/A | 4.1909 | 4.126 | 4.1259 | 4.1096 | 4.0935 | 4.073 | 4.0178 | 3.9568 | 3.8988 | 3.8562 | 3.8133 | 3.7845 | 3.7584 | 3.7279 | 3.7065 | 3.6813 | 3.4662 | 1.7468 | 1.3839
Seabank | Radstock 33kV | Peasedown | Primary | 11 | 51.3174 | -2.4309 | Consumer Transformation | Headroom (MW) | Thermal | 3.2124 | 3.1408 | 3.1401 | 3.1146 | 3.1024 | 3.0802 | 3.0541 | 3.029 | 3.016 | 3.0087 | 2.9947 | 3.0101 | 1.6517 | 1.6649 | 0.83664 | -0.96846 | -3.8941 | -7.4189 | -9.2812
Seabank | Radstock 33kV | Peasedown | Primary | 11 | 51.3174 | -2.4309 | Leading the Way | Headroom (MW) | Thermal | 3.216 | 3.1499 | 3.1543 | 3.1465 | 3.1417 | 3.1367 | 3.142 | 3.1591 | 3.1743 | 1.385 | 1.4064 | 0.08127 | -1.2459 | -2.5691 | -2.5404 | -4.3353 | -6.6986 | -11.2204 | -13.1427
Seabank | Radstock 33kV | Peasedown | Primary | 11 | 51.3174 | -2.4309 | Steady Progression | Headroom (MW) | N/A | 3.2131 | 3.144 | 3.1447 | 3.1306 | 3.1169 | 3.105 | 3.0948 | 3.0847 | 3.0772 | 3.0719 | 3.0634 | 3.0667 | 3.0724 | 3.085 | 3.1016 | 3.1257 | 1.8962 | 1.9893 | 0.47418
Seabank | Radstock 33kV | Peasedown | Primary | 11 | 51.3174 | -2.4309 | System Transformation | Headroom (MW) | Thermal | 3.2136 | 3.1438 | 3.144 | 3.1277 | 3.1126 | 3.0894 | 3.0714 | 3.0552 | 3.0447 | 3.0252 | 3.0216 | 3.0183 | 1.661 | 1.6847 | 1.7079 | -0.073686 | -2.6291 | -4.032 | -5.6511
Seabank | Radstock 33kV | Peasedown | Primary | 11 | 51.3174 | -2.4309 | WPD Best View | Headroom (MW) | Thermal | 3.2118 | 3.1396 | 3.1376 | 3.1105 | 3.0961 | 3.0712 | 3.0412 | 3.011 | 2.992 | 2.9767 | 2.9534 | 2.9563 | 1.5941 | 1.5943 | 0.75395 | -1.0591 | -2.574 | -5.1173 | -6.9041
Seabank | Radstock 33kV | Shepton Mallet | Primary | 11 | 51.1929 | -2.5452 | Consumer Transformation | Headroom (MW) | Thermal | 11.055 | 10.7843 | 10.7525 | 10.6553 | 10.5624 | 10.4331 | 10.2777 | 10.1256 | 9.955 | 8.944 | 8.7242 | 8.5198 | 6.1038 | 5.9067 | 5.7653 | 2.9341 | -1.2637 | -5.633 | -12.2067
Seabank | Radstock 33kV | Shepton Mallet | Primary | 11 | 51.1929 | -2.5452 | Leading the Way | Headroom (MW) | Thermal | 11.0596 | 10.8087 | 10.7977 | 10.7235 | 10.6471 | 10.5704 | 10.4664 | 10.3769 | 10.2718 | 8.3409 | 8.1928 | 5.8273 | 5.6768 | 4.1785 | 4.0958 | 2.1852 | -3.0457 | -6.1927 | -11.6403
Seabank | Radstock 33kV | Shepton Mallet | Primary | 11 | 51.1929 | -2.5452 | Steady Progression | Headroom (MW) | N/A | 11.0601 | 10.8048 | 10.7996 | 10.7306 | 10.6713 | 10.6131 | 10.5458 | 10.4901 | 10.4258 | 10.3626 | 10.2915 | 10.2303 | 10.176 | 10.1335 | 10.0858 | 10.0395 | 8.5167 | 8.3391 | 6.5937
Seabank | Radstock 33kV | Shepton Mallet | Primary | 11 | 51.1929 | -2.5452 | System Transformation | Headroom (MW) | Thermal | 11.058 | 10.8014 | 10.7838 | 10.7089 | 10.6334 | 10.5626 | 10.4556 | 10.3608 | 10.2609 | 10.1609 | 10.0585 | 9.9751 | 8.5133 | 8.4326 | 7.5181 | 5.6338 | 4.0431 | 2.3073 | -0.92677
Seabank | Radstock 33kV | Shepton Mallet | Primary | 11 | 51.1929 | -2.5452 | WPD Best View | Headroom (MW) | N/A | 11.0601 | 10.8048 | 10.7996 | 10.7306 | 10.6713 | 10.6131 | 10.5458 | 10.4901 | 10.4258 | 10.3626 | 10.2915 | 10.2303 | 10.176 | 10.1335 | 10.0858 | 10.0395 | 8.5167 | 8.3391 | 6.5937
Seabank | Weston 33kV | Weston 33kV | Bulk Supply Point | 33 | 51.3455 | -2.9559 | Consumer Transformation | Headroom (MW) | Thermal | 32.5399 | 31.1326 | 30.9541 | 30.3667 | 29.8363 | 28.969 | 27.9395 | 27.06 | 26.1526 | 25.244 | 22.6961 | 21.7264 | 24.5511 | 22.3966 | 17.9226 | 12.3751 | -0.4307 | -16.0496 | -28.0271
Seabank | Weston 33kV | Weston 33kV | Bulk Supply Point | 33 | 51.3455 | -2.9559 | Leading the Way | Headroom (MW) | Thermal | 32.5962 | 31.276 | 31.1775 | 30.6863 | 30.2883 | 29.7475 | 28.7805 | 28.2408 | 26.2368 | 23.8642 | 22.0615 | 18.9993 | 19.2369 | 14.8854 | 10.967 | 4.2252 | -5.7216 | -20.6496 | -39.7205
Seabank | Weston 33kV | Weston 33kV | Bulk Supply Point | 33 | 51.3455 | -2.9559 | Steady Progression | Headroom (MW) | Thermal | 32.5794 | 10.7606 | 10.7534 | 10.4575 | 10.2498 | 10.0652 | 9.7936 | 9.4808 | 9.1864 | 8.8792 | 8.1525 | 7.4666 | 7.2429 | 7.0275 | 5.0016 | 4.7911 | 1.4151 | -0.70804 | -5.5084
Seabank | Weston 33kV | Weston 33kV | Bulk Supply Point | 33 | 51.3455 | -2.9559 | System Transformation | Headroom (MW) | Thermal | 32.5751 | 31.2536 | 31.1926 | 30.8437 | 30.6048 | 30.3098 | 29.845 | 29.3541 | 28.7975 | 28.2698 | 26.474 | 26.0625 | 30.3048 | 28.6442 | 24.7022 | 20.7845 | 12.8071 | 2.4444 | -6.4677
Seabank | Weston 33kV | Weston 33kV | Bulk Supply Point | 33 | 51.3455 | -2.9559 | WPD Best View | Headroom (MW) | N/A | 32.5753 | 31.2539 | 31.2023 | 30.8536 | 30.6149 | 30.319 | 29.8683 | 29.3885 | 28.8341 | 28.3328 | 27.6869 | 27.0615 | 31.2977 | 30.9956 | 27.0394 | 24.9272 | 19.6335 | 12.1816 | 8.3365
Seabank | Weston 33kV | Bournville | Primary | 11 | 51.3273 | -2.9669 | Consumer Transformation | Headroom (MW) | N/A | 3.4578 | 3.171 | 3.1466 | 3.0375 | 2.9402 | 2.7935 | 2.6559 | 2.525 | 2.4051 | 2.2821 | 2.1158 | 2.0167 | 7.9135 | 7.8116 | 7.7137 | 7.5657 | 4.0567 | 2.2454 | 2.0164
Seabank | Weston 33kV | Bournville | Primary | 11 | 51.3273 | -2.9669 | Leading the Way | Headroom (MW) | N/A | 3.4627 | 3.1958 | 3.1812 | 3.0901 | 3.0212 | 2.9482 | 2.8917 | 2.8317 | 2.7714 | 2.7253 | 2.6805 | 2.6518 | 7.2343 | 5.8212 | 5.7705 | 5.7033 | 5.8665 | 3.7253 | 0.59327
Seabank | Weston 33kV | Bournville | Primary | 11 | 51.3273 | -2.9669 | Steady Progression | Headroom (MW) | N/A | 3.462 | 3.1909 | 3.1869 | 3.1178 | 3.056 | 2.9951 | 2.9364 | 2.868 | 2.8113 | 2.7511 | 2.2425 | 1.7837 | 1.7461 | 1.7029 | 1.6697 | 1.6376 | 1.5416 | 1.421 | 1.0205
Seabank | Weston 33kV | Bournville | Primary | 11 | 51.3273 | -2.9669 | System Transformation | Headroom (MW) | N/A | 3.4605 | 3.1893 | 3.174 | 3.0993 | 3.0315 | 2.9461 | 2.8606 | 2.7724 | 2.6681 | 2.5752 | 2.4933 | 2.4283 | 8.3567 | 8.3065 | 8.2646 | 8.2293 | 5.3507 | 5.0026 | 5.1126
Seabank | Weston 33kV | Bournville | Primary | 11 | 51.3273 | -2.9669 | WPD Best View | Headroom (MW) | N/A | 3.4606 | 3.1891 | 3.1733 | 3.0983 | 3.0298 | 2.9431 | 2.8566 | 2.7669 | 2.6605 | 2.5739 | 2.2607 | 1.9874 | 7.9068 | 7.8496 | 7.7978 | 7.7518 | 6.2013 | 5.9259 | 7.4444
Seabank | Weston 33kV | East Brent | Primary | 11 | 51.2773 | -2.9294 | Consumer Transformation | Headroom (MW) | Thermal | 3.1112 | 3.0231 | 3.0269 | 3.0046 | 2.9884 | 2.9542 | 2.9331 | 2.917 | 2.8949 | 2.9048 | 1.5321 | 1.5628 | 0.72084 | -0.62068 | -2.3945 | -4.2038 | -8.0283 | -14.0802 | -19.7035
Seabank | Weston 33kV | East Brent | Primary | 11 | 51.2773 | -2.9294 | Leading the Way | Headroom (MW) | Thermal | 3.1131 | 3.0376 | 3.037 | 3.0314 | 3.0215 | 3.0276 | 3.0335 | 3.0503 | 1.7164 | 1.7532 | 0.4315 | -0.88345 | -3.5633 | -4.8828 | -8.4647 | -11.164 | -16.2985 | -22.2808 | -30.6591
Seabank | Weston 33kV | East Brent | Primary | 11 | 51.2773 | -2.9294 | Steady Progression | Headroom (MW) | Thermal | 3.1116 | 3.0306 | 3.0317 | 3.0155 | 2.992 | 2.9797 | 2.9701 | 2.9617 | 2.948 | 2.9474 | 2.951 | 2.951 | 2.968 | 2.98 | 1.1879 | 1.2243 | 0.052515 | -1.1941 | -2.745
Seabank | Weston 33kV | East Brent | Primary | 11 | 51.2773 | -2.9294 | System Transformation | Headroom (MW) | Thermal | 3.1113 | 3.0306 | 3.022 | 3.0061 | 2.983 | 2.9713 | 2.9496 | 2.9313 | 2.9162 | 2.8997 | 1.5279 | 1.5414 | 1.5569 | 0.21634 | -1.558 | -3.3235 | -5.8013 | -11.3187 | -16.5682
Seabank | Weston 33kV | East Brent | Primary | 11 | 51.2773 | -2.9294 | WPD Best View | Headroom (MW) | Thermal | 3.1115 | 3.0311 | 3.0325 | 3.017 | 2.9948 | 2.9835 | 2.9757 | 2.97 | 2.9594 | 2.963 | 2.9723 | 2.9802 | 2.9985 | 3.0224 | 1.2439 | 1.2945 | 0.17442 | -2.5048 | -4.0959
Seabank | Weston 33kV | Lypstone Farm | Primary | 11 | 51.3516 | -2.9162 | Consumer Transformation | Headroom (MW) | Thermal | 11.4223 | 10.9826 | 10.9044 | 10.6823 | 10.4159 | 10.0043 | 9.568 | 9.2147 | 8.8653 | 8.494 | 8.038 | 7.6566 | 5.9041 | 5.6245 | 5.33 | 3.1189 | 0.24214 | -3.4334 | -6.1005
Seabank | Weston 33kV | Lypstone Farm | Primary | 11 | 51.3516 | -2.9162 | Leading the Way | Headroom (MW) | Thermal | 11.4504 | 11.0405 | 10.994 | 10.8038 | 10.5506 | 10.2304 | 9.8284 | 9.5909 | 9.3431 | 7.298 | 7.1236 | 6.9744 | 5.4882 | 4.0369 | 3.9287 | 1.9615 | -0.43321 | -4.2929 | -8.2813
Seabank | Weston 33kV | Lypstone Farm | Primary | 11 | 51.3516 | -2.9162 | Steady Progression | Headroom (MW) | N/A | 11.4398 | 11.0353 | 11.0461 | 10.9655 | 10.8733 | 10.7852 | 10.682 | 10.5672 | 10.4638 | 10.3496 | 10.2265 | 10.1126 | 10.0056 | 9.919 | 9.8387 | 9.7397 | 8.0911 | 7.7611 | 7.1206
Seabank | Weston 33kV | Lypstone Farm | Primary | 11 | 51.3516 | -2.9162 | System Transformation | Headroom (MW) | Thermal | 11.4385 | 11.0353 | 11.029 | 10.9175 | 10.7935 | 10.643 | 10.4532 | 10.2614 | 10.0571 | 9.8518 | 9.6638 | 9.4698 | 7.9287 | 7.803 | 7.6782 | 5.7199 | 3.8564 | 1.8709 | -0.36428
Seabank | Weston 33kV | Lypstone Farm | Primary | 11 | 51.3516 | -2.9162 | WPD Best View | Headroom (MW) | Thermal | 11.4385 | 11.0353 | 11.029 | 10.9175 | 10.7935 | 10.643 | 10.4532 | 10.2614 | 10.0571 | 9.8518 | 9.6638 | 9.4698 | 7.9287 | 7.803 | 7.6782 | 5.7199 | 3.8564 | 1.8709 | -0.36428
Seabank | Weston 33kV | Weston Central | Primary | 11 | 51.3459 | -2.9782 | Consumer Transformation | Headroom (MW) | N/A | 12.2446 | 12.0496 | 12.044 | 12 | 11.9601 | 11.9138 | 11.8551 | 11.8107 | 11.7562 | 11.7152 | 11.565 | 11.4065 | 11.2639 | 11.1185 | 10.9631 | 10.7941 | 9.8486 | 8.7666 | 7.7103
Seabank | Weston 33kV | Weston Central | Primary | 11 | 51.3459 | -2.9782 | Leading the Way | Headroom (MW) | N/A | 12.2451 | 12.0464 | 12.041 | 11.9935 | 11.9564 | 11.9103 | 11.7008 | 11.6571 | 11.5999 | 11.5607 | 11.5046 | 11.4239 | 11.3364 | 11.2425 | 11.2169 | 11.1911 | 10.5989 | 10.2259 | 9.3138
Seabank | Weston 33kV | Weston Central | Primary | 11 | 51.3459 | -2.9782 | Steady Progression | Headroom (MW) | N/A | 12.2441 | 12.0487 | 12.0427 | 11.9981 | 11.9556 | 11.9088 | 11.8585 | 11.8134 | 11.7684 | 11.725 | 11.6801 | 11.6384 | 11.5977 | 11.557 | 11.5184 | 11.4809 | 11.3034 | 11.1271 | 10.871
Seabank | Weston 33kV | Weston Central | Primary | 11 | 51.3459 | -2.9782 | System Transformation | Headroom (MW) | N/A | 12.2446 | 12.0506 | 12.0449 | 12.0019 | 11.9618 | 11.9152 | 11.8681 | 11.8229 | 11.7787 | 11.7358 | 11.694 | 11.6533 | 11.6139 | 11.5758 | 11.541 | 11.5081 | 11.2957 | 10.8305 | 10.1896
Seabank | Weston 33kV | Weston Central | Primary | 11 | 51.3459 | -2.9782 | WPD Best View | Headroom (MW) | N/A | 12.2446 | 12.0506 | 12.0449 | 12.0019 | 11.9618 | 11.9152 | 11.8692 | 11.824 | 11.7798 | 11.7369 | 11.6951 | 11.6544 | 11.6151 | 11.578 | 11.5432 | 11.5102 | 11.2957 | 10.8305 | 10.1896
Seabank | Weston 33kV | Weston Locking Rd | Primary | 11 | 51.3464 | -2.956 | Consumer Transformation | Headroom (MW) | N/A | 18.5894 | 18.1919 | 18.1178 | 17.9278 | 17.8173 | 17.5888 | 17.213 | 16.8781 | 16.5167 | 16.1334 | 15.7309 | 15.3693 | 15.0343 | 14.7484 | 12.596 | 11.3858 | 9.7357 | 6.7375 | 4.3357
Seabank | Weston 33kV | Weston Locking Rd | Primary | 11 | 51.3464 | -2.956 | Leading the Way | Headroom (MW) | N/A | 18.6105 | 18.2413 | 18.21 | 18.0531 | 18.0242 | 17.9166 | 17.6117 | 17.3962 | 17.0915 | 16.8126 | 16.6068 | 15.1183 | 15.0269 | 14.9532 | 14.8011 | 12.8189 | 10.8303 | 8.2585 | 5.5984
Seabank | Weston 33kV | Weston Locking Rd | Primary | 11 | 51.3464 | -2.956 | Steady Progression | Headroom (MW) | N/A | 18.6075 | 18.2466 | 18.2376 | 18.1522 | 18.1644 | 18.188 | 18.1383 | 18.062 | 17.9865 | 17.8976 | 17.844 | 17.7724 | 17.7171 | 17.6602 | 17.5785 | 17.5002 | 17.2181 | 16.9684 | 15.0161
Seabank | Weston 33kV | Weston Locking Rd | Primary | 11 | 51.3464 | -2.956 | System Transformation | Headroom (MW) | N/A | 18.6058 | 18.2334 | 18.2083 | 18.1045 | 18.1205 | 18.1197 | 17.999 | 17.8516 | 17.6629 | 17.4928 | 17.3806 | 17.2553 | 17.1341 | 17.0281 | 15.062 | 14.9364 | 14.3912 | 12.3446 | 11.4482
Seabank | Weston 33kV | Weston Locking Rd | Primary | 11 | 51.3464 | -2.956 | WPD Best View | Headroom (MW) | N/A | 18.6058 | 18.2334 | 18.2083 | 18.1045 | 18.1205 | 18.1197 | 17.999 | 17.8516 | 17.6629 | 17.4928 | 17.3806 | 17.2553 | 17.1341 | 17.0281 | 15.062 | 14.9364 | 14.3912 | 12.3446 | 11.4482