## Metadata
Data Dictionary
Column Heading | Description
Associated GSP Group | Name of the upstream Grid Supply Point (GSP) group which supplies the substation. Note that multiple GSPs can run in parallel so are therefore reported as groups.
Bulk Supply Point | Name of the upstream Bulk Supply Point (BSP) which supplies the substation.
Substation | Name of the substation for which the generation and demand headroom figures have been calculated.
Supply Level | Identifier for whether the substation is a Primary or a Bulk Supply Point. The definition is supplied in the 'Network Headroom Methodology Report'.
Voltage Level (kV) | Voltage of the lower voltage side of the transformation at the substation.
Latitude | Latitude and longitude of the location of the substation.
Longitude
Scenario | Identifier for one of the four Distribution Future Energy Scenarios (DFES) or WPD Best View scenario the headroom figures refer to
Units | The units used to define the headroom available at each substation under each scenario and all of the years reported on (see below)
Limiting constraint | For generation headroom worksheet only. Identifier for the limiting factor (either thermal or fault level) that triggers the constraint when the generation headroom falls below zero.
2020 | Defines the year snapshot for the headroom calculation, where the year refers to the end of the calendar year
2021
2022
2023
2024
2025
2026
2027
2028
2029
2030
2031
2032
2033
2034
2035
2040
2045
2050

## Demand headroom
Associated GSP Group | Bulk Supply Point | Substation | Supply Level | Voltage Level (kV) | Latitude | Longitude | Scenario | Units | 2020 | 2021 | 2022 | 2023 | 2024 | 2025 | 2026 | 2027 | 2028 | 2029 | 2030 | 2031 | 2032 | 2033 | 2034 | 2035 | 2040 | 2045 | 2050
Bishops Wood 132kV | Hereford (Bishops Wood) & Ludlow 132 66 | Hereford (Bishops Wood) & Ludlow 132 66 | Bulk Supply Point | 66 | 52.0548 | -2.62 | Consumer Transformation | Thermal headroom (MW) | 84.0366 | 79.7266 | 75.919 | 71.2529 | 65.5978 | 59.1075 | 52.0856 | 44.5735 | 37.7363 | 31.7153 | 26.3398 | 20.2884 | 14.3635 | 9.3902 | 4.5943 | -1.2629 | -22.3557 | -30.0204 | -27.5985
Bishops Wood 132kV | Hereford (Bishops Wood) & Ludlow 132 66 | Hereford (Bishops Wood) & Ludlow 132 66 | Bulk Supply Point | 66 | 52.0548 | -2.62 | Leading the Way | Thermal headroom (MW) | 83.868 | 79.5671 | 76.5846 | 71.9608 | 67.4828 | 61.9083 | 54.8246 | 48.9888 | 42.3439 | 35.799 | 29.8228 | 23.7777 | 18.866 | 13.9353 | 8.3644 | 3.3706 | -12.7666 | -10.3614 | 0.15941
Bishops Wood 132kV | Hereford (Bishops Wood) & Ludlow 132 66 | Hereford (Bishops Wood) & Ludlow 132 66 | Bulk Supply Point | 66 | 52.0548 | -2.62 | Steady Progression | Thermal headroom (MW) | 85.1838 | 84.474 | 84.5461 | 83.6357 | 82.5477 | 81.1542 | 79.3514 | 77.5512 | 75.5694 | 73.0695 | 71.0027 | 67.5363 | 64.1285 | 60.2269 | 55.0735 | 50.1631 | 20.9119 | -2.5451 | -12.8707
Bishops Wood 132kV | Hereford (Bishops Wood) & Ludlow 132 66 | Hereford (Bishops Wood) & Ludlow 132 66 | Bulk Supply Point | 66 | 52.0548 | -2.62 | System Transformation | Thermal headroom (MW) | 84.6453 | 83.3948 | 82.827 | 81.5401 | 80.0317 | 78.2693 | 75.4531 | 71.9816 | 68.4274 | 64.2346 | 60.1637 | 54.0379 | 47.9976 | 41.1368 | 33.7429 | 26.5055 | -3.4321 | -15.6495 | -16.2363
Bishops Wood 132kV | Hereford (Bishops Wood) & Ludlow 132 66 | Hereford (Bishops Wood) & Ludlow 132 66 | Bulk Supply Point | 66 | 52.0548 | -2.62 | WPD Best View | Thermal headroom (MW) | 84.2684 | 80.6243 | 77.6878 | 73.8779 | 69.2415 | 63.97 | 58.1823 | 51.9228 | 46.1035 | 40.9543 | 36.2953 | 30.9682 | 25.2935 | 20.3472 | 14.9302 | 9.1183 | -12.4675 | -22.1233 | -20.9344
Bishops Wood 132kV | Hereford (Bishops Wood) & Ludlow 132 66 | BODENHAM 66 11kV S STN | Primary | 11 | 52.1488 | -2.6766 | Consumer Transformation | Thermal headroom (MW) | 5.6447 | 5.3397 | 5.0898 | 4.7929 | 4.4446 | 4.0481 | 3.5982 | 3.1799 | 2.7793 | 2.431 | 2.147 | 1.8953 | 1.3487 | 1.094 | 0.90564 | 0.76442 | 0.16256 | 0.0025152 | -0.0046956
Bishops Wood 132kV | Hereford (Bishops Wood) & Ludlow 132 66 | BODENHAM 66 11kV S STN | Primary | 11 | 52.1488 | -2.6766 | Leading the Way | Thermal headroom (MW) | 5.6235 | 5.31 | 5.1492 | 4.8781 | 4.6035 | 4.2825 | 3.9041 | 3.5622 | 3.1661 | 2.8175 | 2.5325 | 1.9661 | 1.7666 | 1.5831 | 1.5165 | 1.4937 | 0.88903 | 1.1795 | 1.8687
Bishops Wood 132kV | Hereford (Bishops Wood) & Ludlow 132 66 | BODENHAM 66 11kV S STN | Primary | 11 | 52.1488 | -2.6766 | Steady Progression | Thermal headroom (MW) | 5.7322 | 5.6896 | 5.7617 | 5.7152 | 5.6789 | 5.6258 | 5.5238 | 5.4476 | 5.3549 | 5.2562 | 5.1699 | 5.0103 | 4.824 | 4.6132 | 4.3836 | 4.1409 | 2.4078 | 1.3674 | 0.98139
Bishops Wood 132kV | Hereford (Bishops Wood) & Ludlow 132 66 | BODENHAM 66 11kV S STN | Primary | 11 | 52.1488 | -2.6766 | System Transformation | Thermal headroom (MW) | 5.6873 | 5.6057 | 5.6052 | 5.5617 | 5.4944 | 5.4149 | 5.2337 | 5.0642 | 4.8642 | 4.6507 | 4.4231 | 4.1392 | 3.8006 | 3.4527 | 2.7432 | 2.4077 | 1.1364 | 0.47457 | 0.70781
Bishops Wood 132kV | Hereford (Bishops Wood) & Ludlow 132 66 | BODENHAM 66 11kV S STN | Primary | 11 | 52.1488 | -2.6766 | WPD Best View | Thermal headroom (MW) | 5.6447 | 5.3397 | 5.0898 | 4.7929 | 4.4446 | 4.0481 | 3.5982 | 3.1799 | 2.7793 | 2.431 | 2.147 | 1.8953 | 1.3487 | 1.094 | 0.90564 | 0.76442 | 0.16256 | 0.0025152 | -0.0046956
Bishops Wood 132kV | Hereford (Bishops Wood) & Ludlow 132 66 | BROMYARD 66/11kV | Primary | 11 | 52.1861 | -2.5004 | Consumer Transformation | Thermal headroom (MW) | 3.807 | 2.9534 | 2.4487 | 1.8965 | 1.2781 | 0.50837 | -0.28033 | -1.0084 | -1.7209 | -2.3774 | -2.9203 | -3.7524 | -4.1709 | -4.8765 | -6.1722 | -7.0865 | -11.1305 | -12.2397 | -11.8759
Bishops Wood 132kV | Hereford (Bishops Wood) & Ludlow 132 66 | BROMYARD 66/11kV | Primary | 11 | 52.1861 | -2.5004 | Leading the Way | Thermal headroom (MW) | 3.7729 | 2.9078 | 2.5014 | 2.0008 | 1.4594 | 0.81311 | 0.13211 | -0.51128 | -1.1736 | -2.1694 | -2.7199 | -3.0974 | -3.7428 | -5.0784 | -6.0029 | -6.8371 | -9.3709 | -9.4282 | -7.9538
Bishops Wood 132kV | Hereford (Bishops Wood) & Ludlow 132 66 | BROMYARD 66/11kV | Primary | 11 | 52.1861 | -2.5004 | Steady Progression | Thermal headroom (MW) | 3.9441 | 3.8644 | 3.8653 | 3.7385 | 3.5958 | 3.4584 | 3.3 | 3.1257 | 2.9417 | 2.3977 | 2.2076 | 1.927 | 1.586 | 1.2148 | 0.82589 | 0.3981 | -2.9121 | -5.5417 | -7.2229
Bishops Wood 132kV | Hereford (Bishops Wood) & Ludlow 132 66 | BROMYARD 66/11kV | Primary | 11 | 52.1861 | -2.5004 | System Transformation | Thermal headroom (MW) | 3.8714 | 3.7231 | 3.6129 | 3.4593 | 3.2537 | 3.0781 | 2.8042 | 2.1224 | 1.7696 | 1.3835 | 0.97614 | 0.46121 | -0.092286 | -1.0452 | -1.6425 | -2.5808 | -5.9267 | -8.7129 | -9.0347
Bishops Wood 132kV | Hereford (Bishops Wood) & Ludlow 132 66 | BROMYARD 66/11kV | Primary | 11 | 52.1861 | -2.5004 | WPD Best View | Thermal headroom (MW) | 3.8172 | 2.9922 | 2.5213 | 2.012 | 1.4478 | 0.75009 | 0.03252 | -0.62456 | -1.2734 | -1.8826 | -2.4039 | -3.2337 | -3.7185 | -4.5727 | -5.8281 | -6.7043 | -10.7136 | -12.0019 | -11.6929
Bishops Wood 132kV | Hereford (Bishops Wood) & Ludlow 132 66 | DYMOCK 66 11kV S STN | Primary | 11 | 51.9703 | -2.4494 | Consumer Transformation | Thermal headroom (MW) | -0.27121 | -0.80536 | -1.3807 | -2.0407 | -2.8489 | -3.7829 | -4.7792 | -5.7336 | -6.7096 | -7.6613 | -8.4675 | -9.2189 | -9.8876 | -10.468 | -10.907 | -11.2643 | -13.319 | -14.1631 | -13.8807
Bishops Wood 132kV | Hereford (Bishops Wood) & Ludlow 132 66 | DYMOCK 66 11kV S STN | Primary | 11 | 51.9703 | -2.4494 | Leading the Way | Thermal headroom (MW) | -0.27629 | -0.74947 | -1.2105 | -1.8103 | -2.4721 | -3.2386 | -4.076 | -4.9073 | -5.8477 | -6.8569 | -7.7377 | -8.4999 | -9.1408 | -9.5809 | -9.8143 | -10.2434 | -12.4755 | -12.0296 | -10.5106
Bishops Wood 132kV | Hereford (Bishops Wood) & Ludlow 132 66 | DYMOCK 66 11kV S STN | Primary | 11 | 51.9703 | -2.4494 | Steady Progression | Thermal headroom (MW) | -0.11461 | -0.2293 | -0.31368 | -0.47662 | -0.68496 | -0.95421 | -1.2623 | -1.5988 | -1.9728 | -2.3261 | -2.6771 | -3.1722 | -3.7125 | -4.3266 | -5.0406 | -5.813 | -10.0425 | -12.5875 | -13.6283
Bishops Wood 132kV | Hereford (Bishops Wood) & Ludlow 132 66 | DYMOCK 66 11kV S STN | Primary | 11 | 51.9703 | -2.4494 | System Transformation | Thermal headroom (MW) | -0.16484 | -0.3317 | -0.46585 | -0.67756 | -0.93245 | -1.2425 | -1.6703 | -2.1617 | -2.726 | -3.3223 | -3.9659 | -4.7483 | -5.6584 | -6.7096 | -7.7852 | -8.8398 | -12.5591 | -13.4558 | -13.2837
Bishops Wood 132kV | Hereford (Bishops Wood) & Ludlow 132 66 | DYMOCK 66 11kV S STN | Primary | 11 | 51.9703 | -2.4494 | WPD Best View | Thermal headroom (MW) | -0.1741 | -0.4535 | -0.72494 | -1.0776 | -1.5181 | -2.0543 | -2.6243 | -3.2077 | -3.794 | -4.3289 | -4.8573 | -5.4605 | -6.0583 | -6.6801 | -7.2744 | -7.8714 | -10.8605 | -12.7042 | -13.1838
Bishops Wood 132kV | Hereford (Bishops Wood) & Ludlow 132 66 | KENSWICK 66 11kV S STN | Primary | 11 | 52.228 | -2.3109 | Consumer Transformation | Thermal headroom (MW) | -0.172 | -0.67258 | -1.1851 | -1.7794 | -2.4954 | -3.2972 | -4.139 | -4.9377 | -5.7095 | -6.3934 | -7.0568 | -7.643 | -8.1684 | -8.6132 | -8.9321 | -9.178 | -10.347 | -10.894 | -10.5182
Bishops Wood 132kV | Hereford (Bishops Wood) & Ludlow 132 66 | KENSWICK 66 11kV S STN | Primary | 11 | 52.228 | -2.3109 | Leading the Way | Thermal headroom (MW) | -0.19351 | -0.65818 | -1.0633 | -1.5929 | -2.1876 | -2.852 | -3.571 | -4.2592 | -5.0043 | -5.7091 | -6.4124 | -7.019 | -7.5022 | -7.8085 | -7.9538 | -7.994 | -9.4928 | -9.0331 | -7.8308
Bishops Wood 132kV | Hereford (Bishops Wood) & Ludlow 132 66 | KENSWICK 66 11kV S STN | Primary | 11 | 52.228 | -2.3109 | Steady Progression | Thermal headroom (MW) | -0.013695 | -0.091749 | -0.11916 | -0.23036 | -0.38843 | -0.58585 | -0.80865 | -1.0659 | -1.3301 | -1.6053 | -1.863 | -2.2476 | -2.6867 | -3.1728 | -3.6951 | -4.2521 | -7.7165 | -9.9961 | -10.8902
Bishops Wood 132kV | Hereford (Bishops Wood) & Ludlow 132 66 | KENSWICK 66 11kV S STN | Primary | 11 | 52.228 | -2.3109 | System Transformation | Thermal headroom (MW) | -0.083647 | -0.21942 | -0.30341 | -0.47 | -0.68161 | -0.91404 | -1.2819 | -1.691 | -2.1458 | -2.6493 | -3.1609 | -3.8072 | -4.5317 | -5.2885 | -6.1303 | -6.9703 | -9.9856 | -10.7462 | -10.5177
Bishops Wood 132kV | Hereford (Bishops Wood) & Ludlow 132 66 | KENSWICK 66 11kV S STN | Primary | 11 | 52.228 | -2.3109 | WPD Best View | Thermal headroom (MW) | -0.023804 | -0.13061 | -0.19178 | -0.34578 | -0.56258 | -0.8323 | -1.1267 | -1.4555 | -1.7838 | -2.1068 | -2.3866 | -2.7737 | -3.1885 | -3.6709 | -4.1896 | -4.7302 | -7.7307 | -9.7067 | -10.4814
Bishops Wood 132kV | Hereford (Bishops Wood) & Ludlow 132 66 | KINGTON 66 11kV S STN | Primary | 11 | 52.2121 | -3.0075 | Consumer Transformation | Thermal headroom (MW) | 1.192 | 0.73763 | 0.31775 | -0.1953 | -0.78654 | -1.4713 | -2.2497 | -3.0208 | -3.7879 | -4.5458 | -5.2361 | -5.9484 | -6.6607 | -7.291 | -8.0874 | -9.1496 | -12.6402 | -13.4486 | -13.0152
Bishops Wood 132kV | Hereford (Bishops Wood) & Ludlow 132 66 | KINGTON 66 11kV S STN | Primary | 11 | 52.2121 | -3.0075 | Leading the Way | Thermal headroom (MW) | 1.1768 | 0.75031 | 0.42423 | -0.051634 | -0.56249 | -1.1752 | -1.9247 | -2.6479 | -3.4243 | -4.2239 | -4.9723 | -5.7017 | -6.3416 | -7.2307 | -8.3947 | -9.3992 | -11.5973 | -11.1434 | -9.5667
Bishops Wood 132kV | Hereford (Bishops Wood) & Ludlow 132 66 | KINGTON 66 11kV S STN | Primary | 11 | 52.2121 | -3.0075 | Steady Progression | Thermal headroom (MW) | 1.328 | 1.2957 | 1.3428 | 1.2886 | 1.208 | 1.0917 | 0.9235 | 0.7203 | 0.50513 | 0.23997 | -0.054673 | -0.48845 | -0.94805 | -1.4876 | -2.0694 | -2.6682 | -6.4931 | -9.4746 | -10.6347
Bishops Wood 132kV | Hereford (Bishops Wood) & Ludlow 132 66 | KINGTON 66 11kV S STN | Primary | 11 | 52.2121 | -3.0075 | System Transformation | Thermal headroom (MW) | 1.2621 | 1.1664 | 1.1456 | 1.0299 | 0.88011 | 0.68429 | 0.34758 | -0.029776 | -0.49114 | -0.99189 | -1.5539 | -2.2578 | -3.0248 | -3.8756 | -4.7192 | -5.6612 | -9.1697 | -10.6057 | -10.5068
Bishops Wood 132kV | Hereford (Bishops Wood) & Ludlow 132 66 | KINGTON 66 11kV S STN | Primary | 11 | 52.2121 | -3.0075 | WPD Best View | Thermal headroom (MW) | 1.185 | 0.73851 | 0.33354 | -0.18354 | -0.77195 | -1.4575 | -2.2386 | -3.0184 | -3.7967 | -4.579 | -5.2756 | -6.0163 | -6.6983 | -7.2689 | -8.3562 | -9.4195 | -12.6047 | -13.11 | -12.4645
Bishops Wood 132kV | Hereford (Bishops Wood) & Ludlow 132 66 | KNIGHTON 66 11kV S STN | Primary | 11 | 52.3367 | -3.042 | Consumer Transformation | Thermal headroom (MW) | 0.26301 | -0.14901 | -0.60513 | -1.1442 | -1.7512 | -2.5067 | -3.2752 | -3.9988 | -4.7206 | -5.3991 | -6.0723 | -6.7111 | -7.2751 | -7.7572 | -8.1842 | -8.4944 | -9.8516 | -10.6735 | -10.5473
Bishops Wood 132kV | Hereford (Bishops Wood) & Ludlow 132 66 | KNIGHTON 66 11kV S STN | Primary | 11 | 52.3367 | -3.042 | Leading the Way | Thermal headroom (MW) | 0.25457 | -0.14912 | -0.51769 | -1.0281 | -1.553 | -2.2196 | -2.8979 | -3.5609 | -4.2552 | -4.9843 | -5.6973 | -6.2912 | -6.7885 | -7.1294 | -7.3796 | -7.4613 | -9.1653 | -8.9909 | -7.9132
Bishops Wood 132kV | Hereford (Bishops Wood) & Ludlow 132 66 | KNIGHTON 66 11kV S STN | Primary | 11 | 52.3367 | -3.042 | Steady Progression | Thermal headroom (MW) | 0.38337 | 0.28518 | 0.22735 | 0.061483 | -0.09661 | -0.29651 | -0.52775 | -0.76225 | -1.0171 | -1.2951 | -1.5649 | -1.9566 | -2.3699 | -2.858 | -3.4023 | -3.9665 | -7.449 | -10.0776 | -11.1145
Bishops Wood 132kV | Hereford (Bishops Wood) & Ludlow 132 66 | KNIGHTON 66 11kV S STN | Primary | 11 | 52.3367 | -3.042 | System Transformation | Thermal headroom (MW) | 0.3373 | 0.20214 | 0.07458 | -0.12152 | -0.32949 | -0.57285 | -0.90036 | -1.2669 | -1.6742 | -2.1374 | -2.6239 | -3.2318 | -3.9107 | -4.6618 | -5.5411 | -6.364 | -9.3522 | -10.3538 | -10.273
Bishops Wood 132kV | Hereford (Bishops Wood) & Ludlow 132 66 | KNIGHTON 66 11kV S STN | Primary | 11 | 52.3367 | -3.042 | WPD Best View | Thermal headroom (MW) | 0.28411 | -0.012204 | -0.31432 | -0.70972 | -1.1208 | -1.6203 | -2.1905 | -2.7701 | -3.3731 | -3.9851 | -4.5951 | -5.2345 | -5.8451 | -6.3854 | -6.9143 | -7.3102 | -8.4554 | -9.0535 | -8.5325
Bishops Wood 132kV | Hereford (Bishops Wood) & Ludlow 132 66 | LEDBURY 66/11kV | Primary | 11 | 52.0463 | -2.427 | Consumer Transformation | Thermal headroom (MW) | -0.090794 | -1.0819 | -1.9493 | -2.6833 | -3.5318 | -4.7156 | -6.0142 | -7.2157 | -8.3687 | -9.3682 | -10.2086 | -11.37 | -12.0467 | -12.8101 | -13.8578 | -15.3433 | -20.5081 | -22.1229 | -21.5467
Bishops Wood 132kV | Hereford (Bishops Wood) & Ludlow 132 66 | LEDBURY 66/11kV | Primary | 11 | 52.0463 | -2.427 | Leading the Way | Thermal headroom (MW) | -0.13152 | -1.208 | -1.9897 | -2.6828 | -3.4372 | -4.4894 | -5.6236 | -6.7101 | -7.8041 | -9.1133 | -9.8807 | -10.3831 | -10.7421 | -11.7016 | -12.8676 | -14.6435 | -17.7177 | -17.7621 | -15.718
Bishops Wood 132kV | Hereford (Bishops Wood) & Ludlow 132 66 | LEDBURY 66/11kV | Primary | 11 | 52.0463 | -2.427 | Steady Progression | Thermal headroom (MW) | 0.065534 | -0.079357 | -0.2193 | -0.4925 | -0.71823 | -0.96599 | -1.2429 | -1.5609 | -1.8595 | -2.5373 | -2.8316 | -3.2314 | -3.6784 | -4.2754 | -4.8928 | -5.7154 | -9.6748 | -12.6734 | -13.9014
Bishops Wood 132kV | Hereford (Bishops Wood) & Ludlow 132 66 | LEDBURY 66/11kV | Primary | 11 | 52.0463 | -2.427 | System Transformation | Thermal headroom (MW) | -0.0068049 | -0.23167 | -0.61649 | -0.86645 | -1.1723 | -1.462 | -1.8695 | -2.6906 | -3.1929 | -3.7385 | -4.2859 | -4.9533 | -5.6951 | -6.9835 | -7.8815 | -9.3409 | -13.0668 | -14.7764 | -14.6231
Bishops Wood 132kV | Hereford (Bishops Wood) & Ludlow 132 66 | LEDBURY 66/11kV | Primary | 11 | 52.0463 | -2.427 | WPD Best View | Thermal headroom (MW) | -0.070576 | -1.0042 | -1.8041 | -2.4524 | -3.1924 | -4.2321 | -5.3885 | -6.448 | -7.4737 | -8.3786 | -9.1756 | -10.3325 | -11.0505 | -11.8361 | -12.8692 | -14.5619 | -19.6685 | -21.6561 | -21.1903
Bishops Wood 132kV | Hereford (Bishops Wood) & Ludlow 132 66 | LEOMINSTER 66 11kV S STN | Primary | 11 | 52.2288 | -2.761 | Consumer Transformation | Thermal headroom (MW) | 22.677 | 21.9883 | 21.3612 | 20.6579 | 19.9012 | 18.6578 | 17.2094 | 15.7013 | 14.566 | 13.6637 | 12.8246 | 11.51 | 10.0945 | 8.4606 | 7.077 | 5.4292 | 0.55288 | -0.78161 | 0.181
Bishops Wood 132kV | Hereford (Bishops Wood) & Ludlow 132 66 | LEOMINSTER 66 11kV S STN | Primary | 11 | 52.2288 | -2.761 | Leading the Way | Thermal headroom (MW) | 22.5726 | 21.8105 | 21.1945 | 20.5194 | 19.8082 | 18.6692 | 16.9089 | 15.8356 | 14.7279 | 13.8795 | 12.8041 | 12.1203 | 10.5637 | 9.4154 | 7.8352 | 6.8674 | 3.6338 | 4.2583 | 6.0408
Bishops Wood 132kV | Hereford (Bishops Wood) & Ludlow 132 66 | LEOMINSTER 66 11kV S STN | Primary | 11 | 52.2288 | -2.761 | Steady Progression | Thermal headroom (MW) | 22.8825 | 22.6997 | 22.6708 | 22.508 | 22.3596 | 22.1411 | 21.8556 | 21.6175 | 21.3974 | 21.1822 | 20.9906 | 20.7099 | 20.4091 | 20.0415 | 19.2768 | 18.8662 | 15.9782 | 11.4575 | 9.4638
Bishops Wood 132kV | Hereford (Bishops Wood) & Ludlow 132 66 | LEOMINSTER 66 11kV S STN | Primary | 11 | 52.2288 | -2.761 | System Transformation | Thermal headroom (MW) | 22.748 | 22.4347 | 22.2474 | 22.0058 | 21.7596 | 21.4681 | 20.9259 | 20.4964 | 20.0437 | 19.6287 | 19.201 | 18.3383 | 17.7944 | 16.8985 | 16.3025 | 15.4401 | 10.4731 | 7.5529 | 7.2395
Bishops Wood 132kV | Hereford (Bishops Wood) & Ludlow 132 66 | LEOMINSTER 66 11kV S STN | Primary | 11 | 52.2288 | -2.761 | WPD Best View | Thermal headroom (MW) | 22.677 | 21.9883 | 21.3612 | 20.6579 | 19.9012 | 18.6578 | 17.2094 | 15.7013 | 14.566 | 13.6637 | 12.8246 | 11.51 | 10.0945 | 8.4606 | 7.077 | 5.4292 | 0.55288 | -0.78161 | 0.181
Bishops Wood 132kV | Hereford (Bishops Wood) & Ludlow 132 66 | LOWER CHADNOR 66 11kV S STN | Primary | 11 | 52.1693 | -2.8424 | Consumer Transformation | Thermal headroom (MW) | 0.86746 | 0.56425 | 0.28353 | -0.035282 | -0.40713 | -0.80892 | -1.2388 | -1.9874 | -2.3647 | -2.7067 | -2.984 | -3.2218 | -3.4692 | -3.6931 | -3.8476 | -4.335 | -4.9356 | -5.4821 | -5.207
Bishops Wood 132kV | Hereford (Bishops Wood) & Ludlow 132 66 | LOWER CHADNOR 66 11kV S STN | Primary | 11 | 52.1693 | -2.8424 | Leading the Way | Thermal headroom (MW) | 0.85682 | 0.54924 | 0.33317 | 0.051209 | -0.24775 | -0.60578 | -1.3279 | -1.65 | -2.0146 | -2.3551 | -2.6565 | -2.9244 | -3.1689 | -3.3357 | -3.7804 | -3.8313 | -4.5906 | -4.2913 | -4.0531
Bishops Wood 132kV | Hereford (Bishops Wood) & Ludlow 132 66 | LOWER CHADNOR 66 11kV S STN | Primary | 11 | 52.1693 | -2.8424 | Steady Progression | Thermal headroom (MW) | 0.9651 | 0.9253 | 0.92401 | 0.88165 | 0.82287 | 0.74494 | 0.6434 | 0.55839 | 0.44619 | 0.33436 | 0.2255 | 0.046504 | -0.14916 | -0.38346 | -0.97684 | -1.2358 | -2.7668 | -4.3451 | -5.2535
Bishops Wood 132kV | Hereford (Bishops Wood) & Ludlow 132 66 | LOWER CHADNOR 66 11kV S STN | Primary | 11 | 52.1693 | -2.8424 | System Transformation | Thermal headroom (MW) | 0.92014 | 0.81744 | 0.77998 | 0.70141 | 0.61336 | 0.5154 | 0.33359 | 0.12776 | -0.10362 | -0.34296 | -0.58222 | -1.2625 | -1.6013 | -1.9692 | -2.3326 | -2.7025 | -4.8193 | -5.2535 | -5.4885
Bishops Wood 132kV | Hereford (Bishops Wood) & Ludlow 132 66 | LOWER CHADNOR 66 11kV S STN | Primary | 11 | 52.1693 | -2.8424 | WPD Best View | Thermal headroom (MW) | 0.86746 | 0.56425 | 0.28353 | -0.035282 | -0.40713 | -0.80892 | -1.2388 | -1.9874 | -2.3647 | -2.7067 | -2.984 | -3.2218 | -3.4692 | -3.6931 | -3.8476 | -4.335 | -4.9356 | -5.4821 | -5.207
Bishops Wood 132kV | Hereford (Bishops Wood) & Ludlow 132 66 | MADLEY 66 11kV S STN | Primary | 11 | 52.0363 | -2.8486 | Consumer Transformation | Thermal headroom (MW) | 3.8342 | 3.6442 | 3.5383 | 3.3704 | 3.2048 | 2.974 | 2.6742 | 2.3588 | 2.059 | 1.7804 | 1.5055 | 1.1354 | 0.77668 | 0.43096 | 0.063135 | -0.28757 | -1.4363 | -1.6163 | -1.3599
Bishops Wood 132kV | Hereford (Bishops Wood) & Ludlow 132 66 | MADLEY 66 11kV S STN | Primary | 11 | 52.0363 | -2.8486 | Leading the Way | Thermal headroom (MW) | 3.8184 | 3.6311 | 3.5421 | 3.4018 | 3.2738 | 3.0823 | 2.7992 | 2.5338 | 2.2738 | 1.9551 | 1.6265 | 1.3122 | 0.95563 | 0.60565 | 0.23018 | -0.061749 | -0.72324 | -0.51257 | 0.18002
Bishops Wood 132kV | Hereford (Bishops Wood) & Ludlow 132 66 | MADLEY 66 11kV S STN | Primary | 11 | 52.0363 | -2.8486 | Steady Progression | Thermal headroom (MW) | 3.8699 | 3.8261 | 3.8813 | 3.888 | 3.8807 | 3.8907 | 3.8401 | 3.8238 | 3.7566 | 3.6846 | 3.6171 | 3.5064 | 3.3849 | 3.2486 | 3.1041 | 2.9382 | 2.0408 | 0.97593 | 0.71354
Bishops Wood 132kV | Hereford (Bishops Wood) & Ludlow 132 66 | MADLEY 66 11kV S STN | Primary | 11 | 52.0363 | -2.8486 | System Transformation | Thermal headroom (MW) | 3.8461 | 3.7926 | 3.8127 | 3.7852 | 3.7639 | 3.7611 | 3.7039 | 3.6115 | 3.4932 | 3.3435 | 3.2045 | 3.0196 | 2.82 | 2.5886 | 2.3702 | 2.16 | 0.93536 | 0.32738 | 0.51396
Bishops Wood 132kV | Hereford (Bishops Wood) & Ludlow 132 66 | MADLEY 66 11kV S STN | Primary | 11 | 52.0363 | -2.8486 | WPD Best View | Thermal headroom (MW) | 3.8342 | 3.6442 | 3.5383 | 3.3704 | 3.2048 | 2.974 | 2.6742 | 2.3588 | 2.059 | 1.7804 | 1.5055 | 1.1354 | 0.77668 | 0.43096 | 0.063135 | -0.28757 | -1.4363 | -1.6163 | -1.3599
Bishops Wood 132kV | Hereford (Bishops Wood) & Ludlow 132 66 | NEWENT 66 11kV S STN | Primary | 11 | 51.9289 | -2.3802 | Consumer Transformation | Thermal headroom (MW) | 4.3883 | 3.3912 | 2.5584 | 1.4851 | 0.34179 | -1.0157 | -2.4944 | -4.2419 | -5.5941 | -6.8059 | -7.8924 | -9.6339 | -10.6892 | -11.9787 | -12.7118 | -14.5096 | -21.0734 | -23.267 | -22.725
Bishops Wood 132kV | Hereford (Bishops Wood) & Ludlow 132 66 | NEWENT 66 11kV S STN | Primary | 11 | 51.9289 | -2.3802 | Leading the Way | Thermal headroom (MW) | 4.3591 | 3.3126 | 2.663 | 1.636 | 0.67898 | -0.44038 | -2.055 | -3.2444 | -4.5285 | -5.73 | -7.303 | -8.7132 | -10.0304 | -11.1926 | -13.3027 | -14.8047 | -19.2271 | -18.6283 | -16.4656
Bishops Wood 132kV | Hereford (Bishops Wood) & Ludlow 132 66 | NEWENT 66 11kV S STN | Primary | 11 | 51.9289 | -2.3802 | Steady Progression | Thermal headroom (MW) | 4.6248 | 4.3125 | 4.2254 | 3.9009 | 3.6066 | 3.2389 | 2.8397 | 2.3918 | 1.9557 | 1.4772 | 1.0435 | 0.25595 | -0.47597 | -1.282 | -2.5251 | -3.4427 | -9.8777 | -14.3921 | -16.5673
Bishops Wood 132kV | Hereford (Bishops Wood) & Ludlow 132 66 | NEWENT 66 11kV S STN | Primary | 11 | 51.9289 | -2.3802 | System Transformation | Thermal headroom (MW) | 4.5295 | 4.0701 | 3.884 | 3.4741 | 3.1213 | 2.698 | 2.1428 | 1.4905 | 0.76442 | -0.025708 | -0.85781 | -2.5006 | -3.6598 | -5.2804 | -6.6206 | -8.3924 | -15.0778 | -17.5941 | -18.0727
Bishops Wood 132kV | Hereford (Bishops Wood) & Ludlow 132 66 | NEWENT 66 11kV S STN | Primary | 11 | 51.9289 | -2.3802 | WPD Best View | Thermal headroom (MW) | 4.5819 | 4.1403 | 3.8984 | 3.4117 | 2.91 | 2.3147 | 1.6652 | 0.99848 | 0.35686 | -0.28157 | -0.80445 | -1.6118 | -2.3074 | -3.1358 | -4.3238 | -5.1585 | -10.4779 | -14.4246 | -16.3173
Bishops Wood 132kV | Hereford (Bishops Wood) & Ludlow 132 66 | PETERCHURCH 66 11kV S STN | Primary | 11 | 52.0422 | -2.9543 | Consumer Transformation | Thermal headroom (MW) | 2.7979 | 2.3901 | 1.968 | 1.4982 | 0.98058 | 0.3757 | -0.24642 | -0.84199 | -1.7698 | -2.2865 | -2.7337 | -3.1792 | -3.9302 | -4.2907 | -4.5724 | -5.1486 | -7.3801 | -8.0499 | -8.0111
Bishops Wood 132kV | Hereford (Bishops Wood) & Ludlow 132 66 | PETERCHURCH 66 11kV S STN | Primary | 11 | 52.0422 | -2.9543 | Leading the Way | Thermal headroom (MW) | 2.7899 | 2.3769 | 2.0621 | 1.634 | 1.2189 | 0.7186 | 0.18054 | -0.33722 | -1.2461 | -1.7681 | -2.2561 | -3.0602 | -3.4409 | -3.7426 | -4.2603 | -4.8062 | -6.283 | -6.2214 | -5.3645
Bishops Wood 132kV | Hereford (Bishops Wood) & Ludlow 132 66 | PETERCHURCH 66 11kV S STN | Primary | 11 | 52.0422 | -2.9543 | Steady Progression | Thermal headroom (MW) | 2.9292 | 2.8582 | 2.8359 | 2.7201 | 2.6209 | 2.4902 | 2.2986 | 2.1404 | 1.9675 | 1.7648 | 1.6021 | 1.3143 | 1.0049 | 0.65647 | 0.27799 | -0.46937 | -3.317 | -5.9784 | -7.11
Bishops Wood 132kV | Hereford (Bishops Wood) & Ludlow 132 66 | PETERCHURCH 66 11kV S STN | Primary | 11 | 52.0422 | -2.9543 | System Transformation | Thermal headroom (MW) | 2.8703 | 2.7523 | 2.6598 | 2.5033 | 2.3655 | 2.2052 | 1.9216 | 1.6276 | 1.2757 | 0.92326 | 0.54371 | 0.071458 | -0.80956 | -1.3666 | -2.2929 | -2.9139 | -6.2367 | -8.0351 | -8.229
Bishops Wood 132kV | Hereford (Bishops Wood) & Ludlow 132 66 | PETERCHURCH 66 11kV S STN | Primary | 11 | 52.0422 | -2.9543 | WPD Best View | Thermal headroom (MW) | 2.8003 | 2.3984 | 1.988 | 1.5223 | 1.0192 | 0.43777 | -0.16451 | -0.74576 | -1.6707 | -2.1874 | -2.6463 | -3.0886 | -3.826 | -4.1628 | -4.411 | -4.9509 | -7.3312 | -7.8988 | -7.7528
Bishops Wood 132kV | Hereford (Bishops Wood) & Ludlow 132 66 | PONTRILAS 66 11kV S STN | Primary | 11 | 51.9424 | -2.8729 | Consumer Transformation | Thermal headroom (MW) | 9.4852 | 9.2695 | 8.9812 | 8.5459 | 7.6592 | 7.0186 | 6.3265 | 5.6301 | 4.9123 | 4.1515 | 3.448 | 2.7844 | 1.8295 | 1.3361 | 0.96048 | 0.65383 | -1.6631 | -2.7237 | -2.8816
Bishops Wood 132kV | Hereford (Bishops Wood) & Ludlow 132 66 | PONTRILAS 66 11kV S STN | Primary | 11 | 51.9424 | -2.8729 | Leading the Way | Thermal headroom (MW) | 9.474 | 9.2814 | 9.0811 | 8.2985 | 7.8387 | 7.2724 | 6.6609 | 6.0086 | 5.2802 | 4.4477 | 3.7 | 2.7034 | 2.1497 | 1.7794 | 1.6007 | 0.55624 | -1.2785 | -1.3 | -0.062564
Bishops Wood 132kV | Hereford (Bishops Wood) & Ludlow 132 66 | PONTRILAS 66 11kV S STN | Primary | 11 | 51.9424 | -2.8729 | Steady Progression | Thermal headroom (MW) | 9.5575 | 9.5409 | 9.6026 | 9.5622 | 9.4259 | 9.2516 | 9.0033 | 8.7734 | 8.4988 | 8.198 | 7.8722 | 7.106 | 6.6468 | 6.1248 | 5.5249 | 4.8679 | 0.72758 | -2.2536 | -3.5315
Bishops Wood 132kV | Hereford (Bishops Wood) & Ludlow 132 66 | PONTRILAS 66 11kV S STN | Primary | 11 | 51.9424 | -2.8729 | System Transformation | Thermal headroom (MW) | 9.5191 | 9.4749 | 9.498 | 9.4301 | 9.2517 | 9.0323 | 8.7087 | 8.3395 | 7.9086 | 7.0518 | 6.5232 | 5.8615 | 5.1123 | 4.2326 | 2.9686 | 2.0802 | -1.9091 | -3.1968 | -3.4305
Bishops Wood 132kV | Hereford (Bishops Wood) & Ludlow 132 66 | PONTRILAS 66 11kV S STN | Primary | 11 | 51.9424 | -2.8729 | WPD Best View | Thermal headroom (MW) | 9.4886 | 9.28 | 9.089 | 8.7097 | 7.9029 | 7.373 | 6.7922 | 6.2094 | 5.6027 | 4.9864 | 4.36 | 3.7662 | 2.8585 | 2.3644 | 1.9432 | 1.5648 | -0.46317 | -2.0108 | -2.1898
Bishops Wood 132kV | Hereford (Bishops Wood) & Ludlow 132 66 | PRESTEIGNE 66 11kV S STN | Primary | 11 | 52.2648 | -2.9883 | Consumer Transformation | Thermal headroom (MW) | 1.6929 | 1.3782 | 1.115 | 0.74532 | 0.30816 | -0.22352 | -0.84215 | -1.4481 | -2.061 | -2.6553 | -3.1602 | -3.7482 | -4.2943 | -4.7584 | -5.1032 | -5.3887 | -6.2694 | -6.9063 | -6.7281
Bishops Wood 132kV | Hereford (Bishops Wood) & Ludlow 132 66 | PRESTEIGNE 66 11kV S STN | Primary | 11 | 52.2648 | -2.9883 | Leading the Way | Thermal headroom (MW) | 1.6874 | 1.3832 | 1.1839 | 0.83678 | 0.45807 | -0.014106 | -0.57308 | -1.1339 | -1.7485 | -2.3711 | -2.9267 | -3.5038 | -3.9858 | -4.2891 | -4.4564 | -4.4943 | -5.6042 | -5.3675 | -4.182
Bishops Wood 132kV | Hereford (Bishops Wood) & Ludlow 132 66 | PRESTEIGNE 66 11kV S STN | Primary | 11 | 52.2648 | -2.9883 | Steady Progression | Thermal headroom (MW) | 1.77 | 1.7096 | 1.7517 | 1.6754 | 1.5841 | 1.4652 | 1.3111 | 1.1297 | 0.93222 | 0.69985 | 0.46086 | 0.132 | -0.25065 | -0.68317 | -1.1412 | -1.6399 | -4.7226 | -6.7516 | -7.4083
Bishops Wood 132kV | Hereford (Bishops Wood) & Ludlow 132 66 | PRESTEIGNE 66 11kV S STN | Primary | 11 | 52.2648 | -2.9883 | System Transformation | Thermal headroom (MW) | 1.7339 | 1.6491 | 1.6405 | 1.5384 | 1.42 | 1.2598 | 1.0283 | 0.73932 | 0.39881 | 0.0016995 | -0.42533 | -0.96846 | -1.5851 | -2.2385 | -2.9027 | -3.6498 | -6.3987 | -7.0318 | -6.7993
Bishops Wood 132kV | Hereford (Bishops Wood) & Ludlow 132 66 | PRESTEIGNE 66 11kV S STN | Primary | 11 | 52.2648 | -2.9883 | WPD Best View | Thermal headroom (MW) | 1.6899 | 1.3823 | 1.1416 | 0.77736 | 0.36816 | -0.13641 | -0.72531 | -1.3129 | -1.918 | -2.519 | -3.0395 | -3.617 | -4.1326 | -4.5074 | -4.7512 | -4.9141 | -5.8341 | -6.0595 | -5.3639
Bishops Wood 132kV | Hereford (Bishops Wood) & Ludlow 132 66 | ROSS ON WYE 66 11kV S STN | Primary | 11 | 51.9216 | -2.5896 | Consumer Transformation | Thermal headroom (MW) | 1.968 | 0.89129 | 0.2424 | -0.5501 | -1.4202 | -2.6359 | -3.876 | -4.9238 | -5.9013 | -6.8071 | -7.6072 | -8.6609 | -9.2376 | -9.9622 | -11.5357 | -12.7443 | -17.4058 | -18.515 | -17.7462
Bishops Wood 132kV | Hereford (Bishops Wood) & Ludlow 132 66 | ROSS ON WYE 66 11kV S STN | Primary | 11 | 51.9216 | -2.5896 | Leading the Way | Thermal headroom (MW) | 1.9125 | 0.81387 | 0.31074 | -0.41861 | -1.1895 | -2.2695 | -3.3689 | -4.2834 | -5.2305 | -6.4724 | -7.2105 | -7.6894 | -8.0547 | -9.6274 | -10.8056 | -11.7867 | -14.4856 | -14.3522 | -12.4966
Bishops Wood 132kV | Hereford (Bishops Wood) & Ludlow 132 66 | ROSS ON WYE 66 11kV S STN | Primary | 11 | 51.9216 | -2.5896 | Steady Progression | Thermal headroom (MW) | 2.1745 | 2.0662 | 2.1613 | 2.0003 | 1.8356 | 1.6459 | 1.4487 | 1.2201 | 1.0129 | 0.44084 | 0.22193 | -0.14233 | -0.53958 | -1.0012 | -1.4862 | -2.0086 | -5.583 | -8.6603 | -10.1538
Bishops Wood 132kV | Hereford (Bishops Wood) & Ludlow 132 66 | ROSS ON WYE 66 11kV S STN | Primary | 11 | 51.9216 | -2.5896 | System Transformation | Thermal headroom (MW) | 2.0565 | 1.836 | 1.7844 | 1.5625 | 1.2901 | 1.0125 | 0.60668 | -0.17663 | -0.62561 | -1.1203 | -1.6378 | -2.2709 | -2.9618 | -4.0619 | -4.7879 | -5.8545 | -9.0815 | -11.8858 | -12.0785
Bishops Wood 132kV | Hereford (Bishops Wood) & Ludlow 132 66 | ROSS ON WYE 66 11kV S STN | Primary | 11 | 51.9216 | -2.5896 | WPD Best View | Thermal headroom (MW) | 1.9782 | 0.93015 | 0.31501 | -0.43468 | -1.2504 | -2.3941 | -3.5632 | -4.54 | -5.4538 | -6.3123 | -7.0908 | -8.1421 | -8.7433 | -9.6583 | -11.1915 | -12.362 | -16.9889 | -18.2771 | -17.5632
Bishops Wood 132kV | Hereford (Bishops Wood) & Ludlow 132 66 | ST WEONARDS 66 11kV S STN | Primary | 11 | 51.9096 | -2.7288 | Consumer Transformation | Thermal headroom (MW) | -0.63382 | -0.93448 | -1.1933 | -1.6391 | -2.1668 | -2.7957 | -3.4505 | -4.3977 | -4.9695 | -5.4885 | -5.9667 | -6.3953 | -6.7832 | -7.1118 | -7.3493 | -7.9014 | -9.5248 | -10.2129 | -9.8466
Bishops Wood 132kV | Hereford (Bishops Wood) & Ludlow 132 66 | ST WEONARDS 66 11kV S STN | Primary | 11 | 51.9096 | -2.7288 | Leading the Way | Thermal headroom (MW) | -0.6376 | -0.96279 | -1.1576 | -1.5126 | -1.9418 | -2.4914 | -3.4094 | -3.9159 | -4.4798 | -4.9882 | -5.5122 | -5.9477 | -6.3095 | -6.5643 | -7.3195 | -7.8759 | -9.0183 | -8.59 | -8.0187
Bishops Wood 132kV | Hereford (Bishops Wood) & Ludlow 132 66 | ST WEONARDS 66 11kV S STN | Primary | 11 | 51.9096 | -2.7288 | Steady Progression | Thermal headroom (MW) | -0.51705 | -0.53325 | -0.47798 | -0.48652 | -0.54986 | -0.69016 | -0.86157 | -1.025 | -1.2167 | -1.4222 | -1.5974 | -1.8816 | -2.2008 | -2.5647 | -3.2951 | -3.6994 | -6.2034 | -8.3597 | -9.4759
Bishops Wood 132kV | Hereford (Bishops Wood) & Ludlow 132 66 | ST WEONARDS 66 11kV S STN | Primary | 11 | 51.9096 | -2.7288 | System Transformation | Thermal headroom (MW) | -0.57602 | -0.68064 | -0.67392 | -0.71962 | -0.79071 | -0.96739 | -1.2609 | -1.5658 | -1.9165 | -2.2792 | -2.6606 | -3.5056 | -4.0412 | -4.5961 | -5.2006 | -5.8251 | -8.7256 | -9.3546 | -9.5479
Bishops Wood 132kV | Hereford (Bishops Wood) & Ludlow 132 66 | ST WEONARDS 66 11kV S STN | Primary | 11 | 51.9096 | -2.7288 | WPD Best View | Thermal headroom (MW) | -0.63124 | -0.92699 | -1.1789 | -1.5237 | -1.997 | -2.554 | -3.1376 | -4.0138 | -4.5219 | -4.9937 | -5.3913 | -5.7707 | -6.1503 | -6.5027 | -6.7932 | -7.4165 | -8.7816 | -9.8481 | -9.6068
Bishops Wood 132kV | Hereford (Bishops Wood) & Ludlow 132 66 | WOOFFERTON 66 11kV S STN | Primary | 11 | 52.3073 | -2.7271 | Consumer Transformation | Thermal headroom (MW) | 8.1167 | 7.7161 | 7.3128 | 6.8132 | 6.2429 | 5.584 | 4.8779 | 3.853 | 3.2087 | 2.6307 | 2.119 | 1.6263 | 1.1756 | 0.79515 | 0.52554 | -0.055388 | -0.91927 | -1.785 | -1.477
Bishops Wood 132kV | Hereford (Bishops Wood) & Ludlow 132 66 | WOOFFERTON 66 11kV S STN | Primary | 11 | 52.3073 | -2.7271 | Leading the Way | Thermal headroom (MW) | 8.1168 | 7.7334 | 7.4148 | 6.9674 | 6.5031 | 5.9428 | 4.994 | 4.4151 | 3.7932 | 3.215 | 2.6448 | 2.1377 | 1.7259 | 1.4444 | 0.96011 | 0.91976 | -0.32713 | 0.061431 | 0.75803
Bishops Wood 132kV | Hereford (Bishops Wood) & Ludlow 132 66 | WOOFFERTON 66 11kV S STN | Primary | 11 | 52.3073 | -2.7271 | Steady Progression | Thermal headroom (MW) | 8.246 | 8.1861 | 8.1609 | 8.071 | 7.9532 | 7.7934 | 7.6071 | 7.4052 | 7.1888 | 6.9713 | 6.7542 | 6.438 | 6.0865 | 5.6748 | 4.8852 | 4.4237 | 1.503 | -1.0783 | -2.2811
Bishops Wood 132kV | Hereford (Bishops Wood) & Ludlow 132 66 | WOOFFERTON 66 11kV S STN | Primary | 11 | 52.3073 | -2.7271 | System Transformation | Thermal headroom (MW) | 8.1993 | 8.0754 | 8.0182 | 7.8708 | 7.7149 | 7.537 | 7.2318 | 6.9021 | 6.522 | 6.1187 | 5.6875 | 4.7881 | 4.1919 | 3.5525 | 2.8748 | 2.1582 | -1.1225 | -1.9082 | -2.081
Bishops Wood 132kV | Hereford (Bishops Wood) & Ludlow 132 66 | WOOFFERTON 66 11kV S STN | Primary | 11 | 52.3073 | -2.7271 | WPD Best View | Thermal headroom (MW) | 8.1445 | 7.7939 | 7.4614 | 7.0434 | 6.5815 | 6.0666 | 5.5009 | 4.6162 | 4.0825 | 3.578 | 3.1316 | 2.7416 | 2.2774 | 1.8024 | 1.3762 | 0.62089 | -0.85974 | -1.6901 | -1.2834
Bishops Wood 132kV | Ludlow 132 33 | Ludlow 132 33 | Bulk Supply Point | 33 | 52.3668 | -2.688 | Consumer Transformation | Thermal headroom (MW) | 83.3239 | 81.2919 | 79.1787 | 76.5547 | 73.5358 | 70.3047 | 66.465 | 63.0593 | 59.6358 | 56.4072 | 53.4839 | 50.4623 | 47.06 | 44.6831 | 42.2885 | 40.2266 | 31.3589 | 28.5643 | 29.4744
Bishops Wood 132kV | Ludlow 132 33 | Ludlow 132 33 | Bulk Supply Point | 33 | 52.3668 | -2.688 | Leading the Way | Thermal headroom (MW) | 83.2517 | 81.2697 | 79.5916 | 76.9339 | 74.4501 | 71.7499 | 68.2152 | 65.1405 | 61.7434 | 58.2133 | 54.9846 | 51.4374 | 48.7937 | 46.3358 | 44.4529 | 42.0746 | 35.3356 | 36.7719 | 42.1566
Bishops Wood 132kV | Ludlow 132 33 | Ludlow 132 33 | Bulk Supply Point | 33 | 52.3668 | -2.688 | Steady Progression | Thermal headroom (MW) | 83.8513 | 83.6804 | 83.7571 | 83.1053 | 82.4394 | 81.7954 | 80.7007 | 79.7313 | 78.7048 | 77.3908 | 76.2452 | 74.48 | 72.7067 | 70.676 | 68.4522 | 66.0818 | 51.3095 | 40.723 | 36.0464
Bishops Wood 132kV | Ludlow 132 33 | Ludlow 132 33 | Bulk Supply Point | 33 | 52.3668 | -2.688 | System Transformation | Thermal headroom (MW) | 83.5994 | 83.1666 | 82.8298 | 81.9392 | 81.0436 | 80.2304 | 78.484 | 76.6395 | 74.8157 | 72.6767 | 70.5021 | 67.8555 | 64.887 | 61.4155 | 57.3269 | 53.796 | 40.2319 | 34.675 | 35.0555
Bishops Wood 132kV | Ludlow 132 33 | Ludlow 132 33 | Bulk Supply Point | 33 | 52.3668 | -2.688 | WPD Best View | Thermal headroom (MW) | 83.6246 | 83.146 | 82.7489 | 81.7463 | 80.7012 | 79.6299 | 77.7488 | 75.7011 | 73.7965 | 71.7597 | 69.863 | 67.6877 | 65.1794 | 62.3807 | 59.3693 | 56.3767 | 42.7692 | 35.8272 | 34.8501
Bishops Wood 132kV | Ludlow 132 33 | BISHOPS CASTLE 33 11kV S STN | Primary | 11 | 52.4916 | -2.9945 | Consumer Transformation | Thermal headroom (MW) | 0.15374 | -0.15815 | -0.42456 | -0.83609 | -1.2342 | -1.7707 | -2.4634 | -3.0017 | -3.5142 | -3.9761 | -4.4228 | -4.7691 | -5.1271 | -5.4332 | -5.8208 | -6.304 | -7.8976 | -8.1082 | -7.678
Bishops Wood 132kV | Ludlow 132 33 | BISHOPS CASTLE 33 11kV S STN | Primary | 11 | 52.4916 | -2.9945 | Leading the Way | Thermal headroom (MW) | 0.13445 | -0.15007 | -0.34314 | -0.74269 | -1.0322 | -1.4744 | -2.1549 | -2.6201 | -3.119 | -3.5875 | -4.0776 | -4.4546 | -4.9324 | -5.4586 | -5.9859 | -6.4281 | -7.3666 | -6.8858 | -5.9715
Bishops Wood 132kV | Ludlow 132 33 | BISHOPS CASTLE 33 11kV S STN | Primary | 11 | 52.4916 | -2.9945 | Steady Progression | Thermal headroom (MW) | 0.24924 | 0.25584 | 0.3391 | 0.27464 | 0.28954 | 0.2592 | 0.042736 | -0.10987 | -0.26377 | -0.41762 | -0.6135 | -0.87628 | -1.157 | -1.4779 | -1.8175 | -2.1729 | -4.3725 | -6.2831 | -7.0516
Bishops Wood 132kV | Ludlow 132 33 | BISHOPS CASTLE 33 11kV S STN | Primary | 11 | 52.4916 | -2.9945 | System Transformation | Thermal headroom (MW) | 0.18743 | 0.14339 | 0.15896 | 0.025098 | -0.011247 | -0.067819 | -0.4436 | -0.69526 | -1.002 | -1.3342 | -1.7476 | -2.1925 | -2.6679 | -3.1704 | -3.6854 | -4.1956 | -6.1983 | -6.8374 | -6.6532
Bishops Wood 132kV | Ludlow 132 33 | BISHOPS CASTLE 33 11kV S STN | Primary | 11 | 52.4916 | -2.9945 | WPD Best View | Thermal headroom (MW) | 0.18516 | 0.13745 | 0.14778 | 0.0063294 | -0.060578 | -0.22035 | -0.65227 | -0.97264 | -1.323 | -1.6808 | -2.0892 | -2.4867 | -2.8749 | -3.3122 | -3.7597 | -4.1874 | -5.8041 | -6.7037 | -6.3807
Bishops Wood 132kV | Ludlow 132 33 | CLEOBURY MORTIMER 33 11kV S STN | Primary | 11 | 52.3763 | -2.4856 | Consumer Transformation | Thermal headroom (MW) | 1.3201 | 0.90856 | 0.28224 | -0.40517 | -1.215 | -2.1408 | -3.119 | -4.0892 | -5.0483 | -5.9699 | -6.7403 | -7.4389 | -8.0684 | -8.5983 | -8.9896 | -9.2934 | -11.5902 | -12.2955 | -11.9596
Bishops Wood 132kV | Ludlow 132 33 | CLEOBURY MORTIMER 33 11kV S STN | Primary | 11 | 52.3763 | -2.4856 | Leading the Way | Thermal headroom (MW) | 1.3013 | 0.90184 | 0.43133 | -0.19268 | -0.8673 | -1.6453 | -2.4905 | -3.3561 | -4.2861 | -5.2406 | -6.0858 | -6.7864 | -7.379 | -7.7667 | -8.0228 | -8.9363 | -10.907 | -10.4379 | -9.0738
Bishops Wood 132kV | Ludlow 132 33 | CLEOBURY MORTIMER 33 11kV S STN | Primary | 11 | 52.3763 | -2.4856 | Steady Progression | Thermal headroom (MW) | 1.441 | 1.4162 | 1.4533 | 1.2771 | 1.0748 | 0.819 | 0.53123 | 0.18189 | -0.15081 | -0.50535 | -0.83846 | -1.3149 | -1.843 | -2.4469 | -3.1316 | -3.8604 | -7.9022 | -10.509 | -11.6749
Bishops Wood 132kV | Ludlow 132 33 | CLEOBURY MORTIMER 33 11kV S STN | Primary | 11 | 52.3763 | -2.4856 | System Transformation | Thermal headroom (MW) | 1.3707 | 1.2999 | 1.224 | 1.0362 | 0.77927 | 0.47159 | 0.029495 | -0.49844 | -1.0508 | -1.6533 | -2.2738 | -3.0447 | -3.9333 | -4.9277 | -5.9532 | -6.9657 | -10.4566 | -11.4014 | -11.2772
Bishops Wood 132kV | Ludlow 132 33 | CLEOBURY MORTIMER 33 11kV S STN | Primary | 11 | 52.3763 | -2.4856 | WPD Best View | Thermal headroom (MW) | 1.3765 | 1.3155 | 1.241 | 1.0653 | 0.81771 | 0.51762 | 0.10369 | -0.38243 | -0.85228 | -1.3612 | -1.8617 | -2.4979 | -3.1974 | -3.9859 | -4.8369 | -5.7138 | -9.5389 | -11.2261 | -11.57
Bishops Wood 132kV | Ludlow 132 33 | CRAVEN ARMS 33 11kV S STN | Primary | 11 | 52.4411 | -2.8315 | Consumer Transformation | Thermal headroom (MW) | 0.74667 | -0.053769 | -0.69071 | -1.5869 | -2.358 | -3.0386 | -4.2097 | -4.9949 | -5.8208 | -6.6635 | -7.4379 | -8.6416 | -9.8741 | -10.7132 | -11.9858 | -12.8738 | -16.477 | -17.1843 | -16.8512
Bishops Wood 132kV | Ludlow 132 33 | CRAVEN ARMS 33 11kV S STN | Primary | 11 | 52.4411 | -2.8315 | Leading the Way | Thermal headroom (MW) | 0.72294 | -0.097902 | -0.75561 | -1.6613 | -2.4854 | -3.0576 | -4.3131 | -5.1059 | -6.0009 | -7.2352 | -8.0544 | -9.2921 | -10.2046 | -11.4764 | -12.3994 | -13.1626 | -15.0676 | -14.7387 | -13.2066
Bishops Wood 132kV | Ludlow 132 33 | CRAVEN ARMS 33 11kV S STN | Primary | 11 | 52.4411 | -2.8315 | Steady Progression | Thermal headroom (MW) | 0.87367 | 0.86649 | 0.79764 | 0.49601 | 0.17224 | 0.075296 | -0.26342 | -0.41833 | -0.58008 | -1.1786 | -1.4227 | -1.8029 | -2.2257 | -2.6957 | -3.1897 | -3.717 | -7.7796 | -11.0027 | -12.544
Bishops Wood 132kV | Ludlow 132 33 | CRAVEN ARMS 33 11kV S STN | Primary | 11 | 52.4411 | -2.8315 | System Transformation | Thermal headroom (MW) | 0.81977 | 0.70835 | 0.45716 | -0.0056791 | -0.38283 | -0.49435 | -1.1484 | -1.8534 | -2.2286 | -2.6276 | -3.0554 | -3.6901 | -4.3676 | -5.4446 | -6.5324 | -7.5738 | -11.8049 | -14.6272 | -14.7001
Bishops Wood 132kV | Ludlow 132 33 | CRAVEN ARMS 33 11kV S STN | Primary | 11 | 52.4411 | -2.8315 | WPD Best View | Thermal headroom (MW) | 0.81152 | 0.63784 | 0.32399 | -0.20922 | -0.66535 | -0.85906 | -1.5858 | -2.5338 | -3.1298 | -3.6834 | -4.1858 | -4.7522 | -5.6553 | -6.609 | -7.221 | -8.3911 | -12.6656 | -14.8487 | -15.2342
Bishops Wood 132kV | Ludlow 132 33 | Ludlow 132/66/33/11kV | Primary | 11 | 52.3668 | -2.688 | Consumer Transformation | Thermal headroom (MW) | 6.4406 | 5.9002 | 5.4499 | 4.775 | 3.6511 | 2.8559 | 2.0151 | 1.2623 | 0.33383 | -0.51743 | -1.5042 | -2.4486 | -3.7713 | -4.7229 | -5.7167 | -6.7309 | -10.4674 | -11.5984 | -11.4351
Bishops Wood 132kV | Ludlow 132 33 | Ludlow 132/66/33/11kV | Primary | 11 | 52.3668 | -2.688 | Leading the Way | Thermal headroom (MW) | 6.4219 | 5.8886 | 5.5601 | 4.5381 | 3.8143 | 3.1192 | 2.3598 | 1.6564 | 0.72008 | -0.14115 | -1.2821 | -2.5424 | -3.4703 | -4.3845 | -5.3228 | -6.4689 | -8.3709 | -8.523 | -7.0309
Bishops Wood 132kV | Ludlow 132 33 | Ludlow 132/66/33/11kV | Primary | 11 | 52.3668 | -2.688 | Steady Progression | Thermal headroom (MW) | 6.6026 | 6.5817 | 6.7236 | 6.6301 | 6.4877 | 6.4773 | 6.3844 | 6.316 | 6.1634 | 5.9957 | 5.7527 | 5.0908 | 4.7453 | 4.3668 | 3.9443 | 3.494 | 0.59935 | -2.7261 | -4.4074
Bishops Wood 132kV | Ludlow 132 33 | Ludlow 132/66/33/11kV | Primary | 11 | 52.3668 | -2.688 | System Transformation | Thermal headroom (MW) | 6.5342 | 6.413 | 6.4397 | 6.2519 | 6.0042 | 5.9242 | 5.6911 | 5.4773 | 5.1137 | 4.3496 | 3.8326 | 3.3086 | 2.7164 | 2.0821 | 1.0955 | 0.47816 | -3.3915 | -5.6291 | -5.8282
Bishops Wood 132kV | Ludlow 132 33 | Ludlow 132/66/33/11kV | Primary | 11 | 52.3668 | -2.688 | WPD Best View | Thermal headroom (MW) | 6.5315 | 6.4055 | 6.4247 | 6.2287 | 5.9601 | 5.8218 | 5.5299 | 5.163 | 4.6875 | 3.8971 | 3.386 | 2.8973 | 2.3751 | 1.8395 | 0.97675 | 0.48488 | -3.6201 | -5.7895 | -6.0076
Bishops Wood 132kV | Ludlow 132 33 | STOCKTON 33 11kV S STN | Primary | 11 | 52.3007 | -2.4217 | Consumer Transformation | Thermal headroom (MW) | -0.52288 | -1.1275 | -1.7794 | -2.5063 | -3.3847 | -4.4367 | -5.5671 | -6.6548 | -7.7368 | -8.7862 | -9.6675 | -10.4898 | -11.5583 | -12.1622 | -12.5883 | -12.9126 | -14.0504 | -14.9394 | -15.0113
Bishops Wood 132kV | Ludlow 132 33 | STOCKTON 33 11kV S STN | Primary | 11 | 52.3007 | -2.4217 | Leading the Way | Thermal headroom (MW) | -0.52713 | -1.0947 | -1.6043 | -2.2831 | -3.0123 | -3.8829 | -4.8438 | -5.8137 | -6.8536 | -7.9393 | -8.887 | -10.0547 | -10.6913 | -11.1226 | -11.2933 | -11.3287 | -13.1854 | -12.7434 | -11.2291
Bishops Wood 132kV | Ludlow 132 33 | STOCKTON 33 11kV S STN | Primary | 11 | 52.3007 | -2.4217 | Steady Progression | Thermal headroom (MW) | -0.3475 | -0.49811 | -0.60288 | -0.80193 | -1.0383 | -1.3465 | -1.7298 | -2.1047 | -2.5127 | -2.913 | -3.3122 | -3.8643 | -4.4509 | -5.1397 | -5.9352 | -6.7768 | -11.8045 | -14.5992 | -15.7378
Bishops Wood 132kV | Ludlow 132 33 | STOCKTON 33 11kV S STN | Primary | 11 | 52.3007 | -2.4217 | System Transformation | Thermal headroom (MW) | -0.40099 | -0.61407 | -0.77857 | -1.0186 | -1.3045 | -1.6641 | -2.1573 | -2.7265 | -3.3451 | -4.0154 | -4.7236 | -5.5964 | -6.5966 | -7.7453 | -9.2793 | -10.4285 | -14.4168 | -15.7182 | -15.5344
Bishops Wood 132kV | Ludlow 132 33 | STOCKTON 33 11kV S STN | Primary | 11 | 52.3007 | -2.4217 | WPD Best View | Thermal headroom (MW) | -0.36043 | -0.5369 | -0.67213 | -0.91801 | -1.2089 | -1.5891 | -2.0454 | -2.4988 | -2.9878 | -3.4568 | -3.9057 | -4.5083 | -5.1915 | -5.9581 | -6.7542 | -7.5571 | -12.0166 | -14.2213 | -15.111
Bishops Wood 132kV | Ludlow 132 33 | TENBURY 33 11kV S STN | Primary | 11 | 52.317 | -2.5938 | Consumer Transformation | Thermal headroom (MW) | 10.4631 | 9.9316 | 9.3933 | 8.8023 | 8.0645 | 7.1914 | 6.2133 | 5.2363 | 4.3334 | 3.5509 | 2.8791 | 2.1297 | 1.1283 | 0.5569 | 0.15355 | -0.17028 | -1.3395 | -2.211 | -2.3129
Bishops Wood 132kV | Ludlow 132 33 | TENBURY 33 11kV S STN | Primary | 11 | 52.317 | -2.5938 | Leading the Way | Thermal headroom (MW) | 10.4449 | 9.9227 | 9.5468 | 8.9865 | 8.3944 | 7.6822 | 6.8508 | 6.0123 | 5.1238 | 4.3396 | 3.5626 | 2.5134 | 1.9399 | 1.5698 | 1.3836 | 1.3117 | -0.296 | -0.0070874 | 1.4049
Bishops Wood 132kV | Ludlow 132 33 | TENBURY 33 11kV S STN | Primary | 11 | 52.317 | -2.5938 | Steady Progression | Thermal headroom (MW) | 10.6068 | 10.4968 | 10.4887 | 10.3393 | 10.1854 | 9.9625 | 9.6751 | 9.4054 | 9.1051 | 8.8118 | 8.5145 | 8.0929 | 7.6229 | 7.0687 | 6.5033 | 5.8855 | 1.7946 | -0.60729 | -1.5567
Bishops Wood 132kV | Ludlow 132 33 | TENBURY 33 11kV S STN | Primary | 11 | 52.317 | -2.5938 | System Transformation | Thermal headroom (MW) | 10.5471 | 10.3819 | 10.2985 | 10.1333 | 9.9361 | 9.6664 | 9.3039 | 8.8516 | 8.3678 | 7.8337 | 7.2733 | 6.5851 | 5.807 | 4.9699 | 3.7411 | 2.8019 | -0.50028 | -1.6811 | -1.4641
Bishops Wood 132kV | Ludlow 132 33 | TENBURY 33 11kV S STN | Primary | 11 | 52.317 | -2.5938 | WPD Best View | Thermal headroom (MW) | 10.5607 | 10.3452 | 10.2125 | 9.9326 | 9.6128 | 9.1893 | 8.7198 | 8.2173 | 7.7154 | 7.2388 | 6.7876 | 6.2691 | 5.7238 | 5.0513 | 4.0631 | 3.4288 | 0.67346 | -1.0958 | -1.3327
Bishops Wood 132kV | Malvern 132 11 (GT1) | Malvern 132/11kVDUMMY | Primary | 11 | 52.1264 | -2.3053 | Consumer Transformation | Thermal headroom (MW) | 10.7371 | 9.8015 | 9.1644 | 8.2719 | 6.5455 | 4.8809 | 2.7484 | 0.80504 | -1.106 | -2.8354 | -4.1355 | -5.6794 | -7.281 | -8.3867 | -9.4677 | -10.3628 | -17.6242 | -20.1321 | -20.0242
Bishops Wood 132kV | Malvern 132 11 (GT1) | Malvern 132/11kVDUMMY | Primary | 11 | 52.1264 | -2.3053 | Leading the Way | Thermal headroom (MW) | 10.6921 | 9.7483 | 9.2979 | 8.2652 | 7.1098 | 5.6893 | 3.7855 | 2.0196 | 0.18635 | -1.5759 | -2.8227 | -4.157 | -4.7757 | -5.4836 | -6.0255 | -7.774 | -12.0574 | -13.0312 | -10.3709
Bishops Wood 132kV | Malvern 132 11 (GT1) | Malvern 132/11kVDUMMY | Primary | 11 | 52.1264 | -2.3053 | Steady Progression | Thermal headroom (MW) | 10.9683 | 10.8687 | 11.2059 | 11.1887 | 10.9136 | 10.7673 | 10.5637 | 10.2351 | 9.8761 | 9.4936 | 9.1641 | 8.2307 | 7.632 | 6.9374 | 6.1689 | 5.3705 | 0.88957 | -2.409 | -3.7758
Bishops Wood 132kV | Malvern 132 11 (GT1) | Malvern 132/11kVDUMMY | Primary | 11 | 52.1264 | -2.3053 | System Transformation | Thermal headroom (MW) | 10.8654 | 10.6626 | 10.8397 | 10.7441 | 10.4194 | 10.1969 | 9.7951 | 9.2299 | 8.5783 | 7.4801 | 6.7755 | 5.8186 | 4.8103 | 3.7309 | 2.2923 | 1.2931 | -3.2803 | -4.7451 | -4.4241
Bishops Wood 132kV | Malvern 132 11 (GT1) | Malvern 132/11kVDUMMY | Primary | 11 | 52.1264 | -2.3053 | WPD Best View | Thermal headroom (MW) | 10.9235 | 10.718 | 10.9145 | 10.7505 | 10.2983 | 9.8297 | 9.2561 | 8.6639 | 8.0484 | 7.4729 | 7.0336 | 6.0452 | 5.503 | 4.9521 | 4.4447 | 3.953 | 0.037223 | -2.7981 | -3.7156
Bishops Wood 132kV | Stourport 132 33 | Stourport 132 33 | Bulk Supply Point | 33 | 52.3381 | -2.2691 | Consumer Transformation | Thermal headroom (MW) | 4.0008 | 2.9748 | 2.1687 | 0.82579 | -0.7824 | -2.922 | -5.5108 | -8.2229 | -10.6936 | -12.8509 | -14.7245 | -16.8839 | -19.4873 | -21.6532 | -23.5497 | -25.6825 | -32.968 | -36.3717 | -36.2336
Bishops Wood 132kV | Stourport 132 33 | Stourport 132 33 | Bulk Supply Point | 33 | 52.3381 | -2.2691 | Leading the Way | Thermal headroom (MW) | 3.974 | 3.0227 | 2.5069 | 1.3055 | 0.0013677 | -1.7435 | -4.2716 | -6.3991 | -8.7942 | -10.9656 | -12.9927 | -15.2688 | -17.2736 | -19.0325 | -20.7147 | -22.1154 | -28.001 | -28.0301 | -23.6222
Bishops Wood 132kV | Stourport 132 33 | Stourport 132 33 | Bulk Supply Point | 33 | 52.3381 | -2.2691 | Steady Progression | Thermal headroom (MW) | 4.2822 | 4.1615 | 4.4948 | 4.423 | 4.2338 | 3.81 | 3.3308 | 2.8068 | 2.2121 | 1.6055 | 0.99625 | 0.098206 | -0.94699 | -2.1679 | -3.802 | -5.34 | -14.7162 | -22.1379 | -24.7646
Bishops Wood 132kV | Stourport 132 33 | Stourport 132 33 | Bulk Supply Point | 33 | 52.3381 | -2.2691 | System Transformation | Thermal headroom (MW) | 4.17 | 3.9748 | 4.1837 | 4.0214 | 3.7615 | 3.2988 | 2.6095 | 1.781 | 0.78981 | -0.29798 | -1.5253 | -3.374 | -5.2803 | -7.2573 | -9.7047 | -11.8073 | -21.8122 | -25.7074 | -25.3641
Bishops Wood 132kV | Stourport 132 33 | Stourport 132 33 | Bulk Supply Point | 33 | 52.3381 | -2.2691 | WPD Best View | Thermal headroom (MW) | 4.2353 | 3.9984 | 4.207 | 3.9153 | 3.4584 | 2.7578 | 1.9214 | 1.0571 | 0.086099 | -0.87102 | -1.7691 | -2.892 | -4.1054 | -5.3357 | -6.9604 | -8.37 | -15.7284 | -21.645 | -22.6728
Bishops Wood 132kV | Stourport 132 33 | KINVER 33 11kV S STN | Primary | 11 | 52.4408 | -2.2145 | Consumer Transformation | Thermal headroom (MW) | 1.2593 | 1.0672 | 0.9292 | 0.37038 | -0.36328 | -1.345 | -2.4556 | -3.477 | -4.4427 | -5.2957 | -6.0845 | -6.9594 | -7.7238 | -8.3512 | -8.8313 | -9.2027 | -12.0023 | -13.1014 | -12.8778
Bishops Wood 132kV | Stourport 132 33 | KINVER 33 11kV S STN | Primary | 11 | 52.4408 | -2.2145 | Leading the Way | Thermal headroom (MW) | 1.2504 | 1.0741 | 1.0874 | 0.6059 | 0.0088248 | -0.81297 | -1.7637 | -2.6746 | -3.5923 | -4.4526 | -5.347 | -6.1112 | -6.7414 | -7.1306 | -7.3016 | -8.2196 | -10.6389 | -10.4501 | -8.69
Bishops Wood 132kV | Stourport 132 33 | KINVER 33 11kV S STN | Primary | 11 | 52.4408 | -2.2145 | Steady Progression | Thermal headroom (MW) | 1.3189 | 1.3285 | 1.5326 | 1.5809 | 1.5108 | 1.2435 | 0.93888 | 0.61501 | 0.27012 | -0.074318 | -0.41516 | -0.85444 | -1.3567 | -1.9391 | -2.5719 | -3.2401 | -7.3657 | -9.6569 | -10.3972
Bishops Wood 132kV | Stourport 132 33 | KINVER 33 11kV S STN | Primary | 11 | 52.4408 | -2.2145 | System Transformation | Thermal headroom (MW) | 1.288 | 1.2984 | 1.4513 | 1.4896 | 1.3984 | 1.1133 | 0.74083 | 0.33728 | -0.16026 | -0.69473 | -1.271 | -1.9866 | -2.8 | -3.6778 | -4.6678 | -5.6814 | -9.2474 | -9.9577 | -9.6731
Bishops Wood 132kV | Stourport 132 33 | KINVER 33 11kV S STN | Primary | 11 | 52.4408 | -2.2145 | WPD Best View | Thermal headroom (MW) | 1.2789 | 1.1432 | 1.1988 | 0.96213 | 0.50041 | -0.16341 | -0.93963 | -1.6586 | -2.3918 | -3.0948 | -3.7011 | -4.3506 | -5.0386 | -5.6192 | -6.0917 | -6.4971 | -8.4987 | -9.8 | -9.1296
Bishops Wood 132kV | Stourport 132 33 | Kidderminster 132/33/11kV | Primary | 11 | 52.3828 | -2.2508 | Consumer Transformation | Thermal headroom (MW) | 36.3161 | 35.0926 | 34.1923 | 32.9872 | 31.6367 | 29.4584 | 26.7004 | 24.2855 | 21.5938 | 19.4198 | 17.384 | 14.9928 | 11.4636 | 7.5736 | 3.8247 | -0.24412 | -14.2184 | -18.9563 | -19.223
Bishops Wood 132kV | Stourport 132 33 | Kidderminster 132/33/11kV | Primary | 11 | 52.3828 | -2.2508 | Leading the Way | Thermal headroom (MW) | 36.1622 | 34.9149 | 34.2899 | 33.2094 | 32.0573 | 30.2372 | 27.7711 | 25.6333 | 23.0251 | 20.867 | 18.8826 | 16.9396 | 13.6603 | 10.0042 | 6.4477 | 3.6412 | -5.1198 | -6.9279 | -2.0948
Bishops Wood 132kV | Stourport 132 33 | Kidderminster 132/33/11kV | Primary | 11 | 52.3828 | -2.2508 | Steady Progression | Thermal headroom (MW) | 36.6692 | 36.5097 | 36.89 | 36.7502 | 36.6345 | 36.3781 | 36.1581 | 35.9366 | 35.6056 | 35.2048 | 34.7643 | 34.0354 | 33.2705 | 32.2674 | 31.2858 | 29.8659 | 23.6889 | 16.3988 | 13.1019
Bishops Wood 132kV | Stourport 132 33 | Kidderminster 132/33/11kV | Primary | 11 | 52.3828 | -2.2508 | System Transformation | Thermal headroom (MW) | 36.4617 | 36.1864 | 36.3347 | 36.1655 | 35.9267 | 35.5626 | 35.1059 | 34.6163 | 33.9421 | 33.1241 | 32.1752 | 30.9459 | 29.2749 | 27.7144 | 25.9284 | 24.5598 | 16.495 | 9.4231 | 9.2736
Bishops Wood 132kV | Stourport 132 33 | Kidderminster 132/33/11kV | Primary | 11 | 52.3828 | -2.2508 | WPD Best View | Thermal headroom (MW) | 36.6614 | 36.487 | 36.8534 | 36.6821 | 36.537 | 36.2451 | 35.9868 | 35.6945 | 35.2296 | 34.7601 | 34.2686 | 33.5117 | 32.7569 | 31.8114 | 30.9326 | 29.6452 | 24.2742 | 16.2276 | 13.1666
Bishops Wood 132kV | Stourport 132 33 | QUATT 33 11kV S STN | Primary | 11 | 52.4808 | -2.373 | Consumer Transformation | Thermal headroom (MW) | 1.2625 | 0.98421 | 0.84464 | 0.5204 | 0.10553 | -0.39665 | -1.0011 | -1.5836 | -2.1271 | -2.6116 | -3.0117 | -3.3509 | -4.0227 | -4.3091 | -4.5697 | -4.7795 | -5.3133 | -5.4024 | -5.3742
Bishops Wood 132kV | Stourport 132 33 | QUATT 33 11kV S STN | Primary | 11 | 52.4808 | -2.373 | Leading the Way | Thermal headroom (MW) | 1.2598 | 1.024 | 0.96859 | 0.67581 | 0.36152 | -0.02626 | -0.52552 | -1.0138 | -1.5483 | -2.0438 | -2.4666 | -3.0953 | -3.3512 | -3.5789 | -3.6403 | -3.6523 | -3.9617 | -3.5917 | -2.2293
Bishops Wood 132kV | Stourport 132 33 | QUATT 33 11kV S STN | Primary | 11 | 52.4808 | -2.373 | Steady Progression | Thermal headroom (MW) | 1.3534 | 1.3575 | 1.5696 | 1.5973 | 1.5861 | 1.5215 | 1.4474 | 1.3456 | 1.2266 | 1.1166 | 0.98355 | 0.78326 | 0.51426 | 0.20879 | -0.11551 | -0.46979 | -2.8336 | -4.5049 | -4.879
Bishops Wood 132kV | Stourport 132 33 | QUATT 33 11kV S STN | Primary | 11 | 52.4808 | -2.373 | System Transformation | Thermal headroom (MW) | 1.3201 | 1.3016 | 1.4899 | 1.4837 | 1.452 | 1.3684 | 1.2228 | 1.0295 | 0.79152 | 0.52452 | 0.20184 | -0.20212 | -0.70364 | -1.2118 | -2.0826 | -2.5607 | -4.4148 | -5.1807 | -4.7021
Bishops Wood 132kV | Stourport 132 33 | QUATT 33 11kV S STN | Primary | 11 | 52.4808 | -2.373 | WPD Best View | Thermal headroom (MW) | 1.3108 | 1.2787 | 1.4306 | 1.3937 | 1.3226 | 1.1905 | 0.9974 | 0.7624 | 0.49814 | 0.22699 | -0.062716 | -0.38149 | -0.75728 | -1.0927 | -1.7641 | -2.0562 | -3.641 | -4.5244 | -4.0341
Bishops Wood 132kV | Stourport 132 33 | WRIBBENHALL 33 11kV S STN | Primary | 11 | 52.3853 | -2.3076 | Consumer Transformation | Thermal headroom (MW) | 7.7028 | 7.1013 | 6.5492 | 5.8335 | 5.0116 | 3.9905 | 2.777 | 1.2496 | 0.11966 | -0.89106 | -1.6782 | -2.6131 | -3.5348 | -4.3419 | -4.9602 | -5.8304 | -7.712 | -9.5477 | -9.4183
Bishops Wood 132kV | Stourport 132 33 | WRIBBENHALL 33 11kV S STN | Primary | 11 | 52.3853 | -2.3076 | Leading the Way | Thermal headroom (MW) | 7.7035 | 7.1601 | 6.7297 | 6.079 | 5.4124 | 4.598 | 3.1981 | 2.1899 | 1.1107 | 0.11801 | -0.71459 | -1.5811 | -2.3198 | -2.8416 | -3.4545 | -3.5671 | -5.7824 | -5.7799 | -4.1605
Bishops Wood 132kV | Stourport 132 33 | WRIBBENHALL 33 11kV S STN | Primary | 11 | 52.3853 | -2.3076 | Steady Progression | Thermal headroom (MW) | 7.8443 | 7.7286 | 7.7494 | 7.6324 | 7.4711 | 7.2429 | 6.9638 | 6.6627 | 6.3163 | 5.9754 | 5.6458 | 5.1575 | 4.6092 | 3.9868 | 2.9291 | 2.2085 | -2.2532 | -5.716 | -7.0986
Bishops Wood 132kV | Stourport 132 33 | WRIBBENHALL 33 11kV S STN | Primary | 11 | 52.3853 | -2.3076 | System Transformation | Thermal headroom (MW) | 7.8012 | 7.639 | 7.6131 | 7.4364 | 7.2462 | 7.0107 | 6.6296 | 6.1597 | 5.6173 | 5.0363 | 4.3986 | 3.2442 | 2.3301 | 1.3405 | 0.34335 | -0.6842 | -5.5627 | -6.7065 | -6.7314
Bishops Wood 132kV | Stourport 132 33 | WRIBBENHALL 33 11kV S STN | Primary | 11 | 52.3853 | -2.3076 | WPD Best View | Thermal headroom (MW) | 7.8343 | 7.6897 | 7.6842 | 7.5178 | 7.314 | 7.0399 | 6.6901 | 6.3032 | 5.841 | 5.3924 | 4.9657 | 4.4015 | 3.8185 | 3.1907 | 2.1921 | 1.4112 | -2.449 | -4.9663 | -5.7709
Bishops Wood 132kV | Stourport 132 66 & Upton Warren 132 66 | Stourport 132 66 & Upton Warren 132 66 | Bulk Supply Point | 66 | 52.3381 | -2.2691 | Consumer Transformation | Thermal headroom (MW) | -8.5202 | -10.8874 | -12.5947 | -15.2189 | -18.6358 | -22.5112 | -27.2758 | -31.8846 | -36.7196 | -41.287 | -45.2438 | -49.7766 | -55.4123 | -59.9935 | -64.1089 | -68.3509 | -86.8824 | -92.5151 | -91.7394
Bishops Wood 132kV | Stourport 132 66 & Upton Warren 132 66 | Stourport 132 66 & Upton Warren 132 66 | Bulk Supply Point | 66 | 52.3381 | -2.2691 | Leading the Way | Thermal headroom (MW) | -8.5926 | -10.9595 | -12.1679 | -14.7392 | -17.495 | -20.7615 | -24.9598 | -29.1708 | -34.1462 | -38.8296 | -43.1722 | -48.372 | -52.7334 | -56.5375 | -60.7189 | -64.8313 | -77.3439 | -76.8451 | -67.5526
Bishops Wood 132kV | Stourport 132 66 & Upton Warren 132 66 | Stourport 132 66 & Upton Warren 132 66 | Bulk Supply Point | 66 | 52.3381 | -2.2691 | Steady Progression | Thermal headroom (MW) | -7.8932 | -8.2944 | -7.6916 | -8.0105 | -8.3861 | -8.9923 | -9.7191 | -10.6303 | -11.5998 | -12.614 | -13.5081 | -15.1352 | -17.0121 | -19.0484 | -21.3346 | -24.178 | -41.9293 | -56.7152 | -61.1024
Bishops Wood 132kV | Stourport 132 66 & Upton Warren 132 66 | Stourport 132 66 & Upton Warren 132 66 | Bulk Supply Point | 66 | 52.3381 | -2.2691 | System Transformation | Thermal headroom (MW) | -8.1367 | -8.8047 | -8.53 | -9.0618 | -9.6174 | -10.3384 | -11.5451 | -13.1278 | -14.9292 | -17.2876 | -19.311 | -21.9569 | -25.387 | -28.8427 | -33.7028 | -37.8646 | -58.0797 | -66.3716 | -65.1765
Bishops Wood 132kV | Stourport 132 66 & Upton Warren 132 66 | Stourport 132 66 & Upton Warren 132 66 | Bulk Supply Point | 66 | 52.3381 | -2.2691 | WPD Best View | Thermal headroom (MW) | -7.9627 | -8.4689 | -7.9956 | -8.4499 | -8.9811 | -9.7149 | -10.6075 | -11.699 | -12.876 | -14.1586 | -15.2502 | -17.0549 | -19.1217 | -21.3399 | -23.7951 | -26.723 | -43.9672 | -57.3602 | -60.7348
Bishops Wood 132kV | Stourport 132 66 & Upton Warren 132 66 | DROITWICH 66 11kV S STN | Primary | 11 | 52.274 | -2.1706 | Consumer Transformation | Thermal headroom (MW) | 11.5829 | 10.572 | 10.2541 | 9.6176 | 8.5068 | 7.4156 | 5.9519 | 4.1756 | 2.2804 | 0.44506 | -0.99147 | -2.8307 | -5.1901 | -7.5002 | -9.4505 | -11.7317 | -19.3455 | -21.204 | -20.6189
Bishops Wood 132kV | Stourport 132 66 & Upton Warren 132 66 | DROITWICH 66 11kV S STN | Primary | 11 | 52.274 | -2.1706 | Leading the Way | Thermal headroom (MW) | 11.5575 | 10.4544 | 10.3084 | 9.8433 | 8.8584 | 7.9889 | 6.6817 | 4.8657 | 2.4048 | 0.75582 | -0.94653 | -3.0135 | -5.1634 | -6.9586 | -9.0284 | -10.8508 | -15.1569 | -14.7729 | -10.8496
Bishops Wood 132kV | Stourport 132 66 & Upton Warren 132 66 | DROITWICH 66 11kV S STN | Primary | 11 | 52.274 | -2.1706 | Steady Progression | Thermal headroom (MW) | 11.7863 | 11.6076 | 12.1672 | 12.3251 | 12.4493 | 12.4915 | 12.5479 | 12.3163 | 12.0305 | 11.9306 | 11.9123 | 11.671 | 10.9993 | 10.5547 | 10.0579 | 9.113 | 3.6582 | -3.0557 | -4.365
Bishops Wood 132kV | Stourport 132 66 & Upton Warren 132 66 | DROITWICH 66 11kV S STN | Primary | 11 | 52.274 | -2.1706 | System Transformation | Thermal headroom (MW) | 11.7051 | 11.3641 | 11.7467 | 11.9072 | 12.0079 | 12.032 | 11.8766 | 11.2892 | 10.5725 | 9.8592 | 9.4676 | 8.8616 | 7.6835 | 6.7271 | 5.302 | 3.7464 | -4.3434 | -8.314 | -7.8014
Bishops Wood 132kV | Stourport 132 66 & Upton Warren 132 66 | DROITWICH 66 11kV S STN | Primary | 11 | 52.274 | -2.1706 | WPD Best View | Thermal headroom (MW) | 11.7863 | 11.6076 | 12.1672 | 12.3251 | 12.4493 | 12.4915 | 12.5479 | 12.3163 | 12.0305 | 11.9306 | 11.9123 | 11.671 | 10.9993 | 10.5547 | 10.0579 | 9.113 | 3.6582 | -3.0557 | -4.365
Bishops Wood 132kV | Stourport 132 66 & Upton Warren 132 66 | Stourport 132/66/33/11kV | Primary | 11 | 52.3381 | -2.2691 | Consumer Transformation | Thermal headroom (MW) | 7.6132 | 6.8424 | 6.3435 | 5.4802 | 4.4519 | 2.9853 | 0.97586 | -0.87938 | -3.2343 | -5.2806 | -7.257 | -9.7404 | -13.4158 | -16.0766 | -18.7064 | -21.6613 | -32.6466 | -35.8328 | -36.1497
Bishops Wood 132kV | Stourport 132 66 & Upton Warren 132 66 | Stourport 132/66/33/11kV | Primary | 11 | 52.3381 | -2.2691 | Leading the Way | Thermal headroom (MW) | 7.6249 | 6.8867 | 6.5943 | 5.8242 | 4.9981 | 3.7687 | 2.0143 | 0.27679 | -2.1219 | -4.301 | -6.621 | -10.1754 | -12.8331 | -15.5575 | -18.5254 | -20.7692 | -28.3956 | -28.372 | -23.318
Bishops Wood 132kV | Stourport 132 66 & Upton Warren 132 66 | Stourport 132/66/33/11kV | Primary | 11 | 52.3381 | -2.2691 | Steady Progression | Thermal headroom (MW) | 7.8667 | 7.8226 | 8.2146 | 8.2706 | 8.2837 | 8.1016 | 7.9428 | 7.7519 | 7.5672 | 7.3277 | 7.0967 | 6.657 | 6.0306 | 5.2782 | 4.3829 | 3.0096 | -6.6146 | -15.8068 | -18.3854
Bishops Wood 132kV | Stourport 132 66 & Upton Warren 132 66 | Stourport 132/66/33/11kV | Primary | 11 | 52.3381 | -2.2691 | System Transformation | Thermal headroom (MW) | 7.7766 | 7.6748 | 7.9845 | 7.9351 | 7.8965 | 7.7166 | 7.4059 | 6.9442 | 6.437 | 5.8594 | 5.1145 | 4.089 | 2.5023 | 0.97615 | -1.8658 | -3.7622 | -16.1766 | -23.0373 | -22.7422
Bishops Wood 132kV | Stourport 132 66 & Upton Warren 132 66 | Stourport 132/66/33/11kV | Primary | 11 | 52.3381 | -2.2691 | WPD Best View | Thermal headroom (MW) | 7.8668 | 7.8226 | 8.2152 | 8.2703 | 8.2832 | 8.101 | 7.9415 | 7.7485 | 7.5595 | 7.3143 | 7.0752 | 6.6239 | 5.9835 | 5.2133 | 4.2969 | 2.8999 | -6.8096 | -15.8912 | -18.3959
Bishops Wood 132kV | Stourport 132 66 & Upton Warren 132 66 | Upton Warren 132/66/11kVDUMMY | Primary | 11 | 52.3091 | -2.0962 | Consumer Transformation | Thermal headroom (MW) | 14.2431 | 12.9072 | 11.8956 | 10.0768 | 7.678 | 5.3101 | 2.3597 | -0.29546 | -2.775 | -5.2876 | -7.1253 | -9.125 | -11.5228 | -13.3656 | -14.9225 | -16.182 | -27.2181 | -30.6069 | -30.3137
Bishops Wood 132kV | Stourport 132 66 & Upton Warren 132 66 | Upton Warren 132/66/11kVDUMMY | Primary | 11 | 52.3091 | -2.0962 | Leading the Way | Thermal headroom (MW) | 14.1799 | 12.7991 | 12.0133 | 9.8534 | 8.0281 | 6.0126 | 3.3793 | 1.0381 | -1.2585 | -3.8439 | -5.6071 | -7.4909 | -9.0049 | -10.0925 | -11.9052 | -14.6332 | -21.1054 | -21.692 | -17.2384
Bishops Wood 132kV | Stourport 132 66 & Upton Warren 132 66 | Upton Warren 132/66/11kVDUMMY | Primary | 11 | 52.3091 | -2.0962 | Steady Progression | Thermal headroom (MW) | 14.5433 | 14.1851 | 14.3515 | 13.8256 | 13.3779 | 12.9528 | 12.2873 | 11.6431 | 10.9637 | 10.1115 | 9.4127 | 8.1059 | 7.0522 | 5.8581 | 4.499 | 3.1043 | -4.9552 | -9.6656 | -11.4012
Bishops Wood 132kV | Stourport 132 66 & Upton Warren 132 66 | Upton Warren 132/66/11kVDUMMY | Primary | 11 | 52.3091 | -2.0962 | System Transformation | Thermal headroom (MW) | 14.4205 | 13.9186 | 13.8924 | 13.1899 | 12.5902 | 12.1097 | 11.2582 | 10.3372 | 9.3144 | 7.5089 | 6.2474 | 4.7106 | 3.0137 | 1.1762 | -1.1297 | -2.8582 | -10.9366 | -12.6963 | -12.0943
Bishops Wood 132kV | Stourport 132 66 & Upton Warren 132 66 | Upton Warren 132/66/11kVDUMMY | Primary | 11 | 52.3091 | -2.0962 | WPD Best View | Thermal headroom (MW) | 14.4393 | 13.9593 | 13.9561 | 13.2845 | 12.6905 | 12.2239 | 11.434 | 10.6372 | 9.7656 | 8.5673 | 7.5963 | 6.0513 | 4.7348 | 3.2875 | 1.6943 | 0.16314 | -7.7571 | -10.9966 | -11.4851
Bishops Wood 132kV | Timberdine 132 11 (GT1) | Timberdine 132/11kVDUMMY | Primary | 11 | 52.1676 | -2.2056 | Consumer Transformation | Thermal headroom (MW) | 17.1086 | 15.9821 | 14.7705 | 13.5027 | 12.0479 | 10.0146 | 7.646 | 5.0622 | 2.7558 | 0.57883 | -1.2193 | -3.1193 | -5.1447 | -6.8558 | -8.2876 | -9.6568 | -14.6887 | -16.961 | -16.7122
Bishops Wood 132kV | Timberdine 132 11 (GT1) | Timberdine 132/11kVDUMMY | Primary | 11 | 52.1676 | -2.2056 | Leading the Way | Thermal headroom (MW) | 17.0055 | 15.7123 | 14.5299 | 13.3809 | 12.0506 | 10.2296 | 7.7524 | 5.7314 | 3.4945 | 1.2842 | -0.40313 | -2.1031 | -3.3408 | -4.3383 | -5.2868 | -5.4861 | -10.2682 | -10.2832 | -7.7051
Bishops Wood 132kV | Timberdine 132 11 (GT1) | Timberdine 132/11kVDUMMY | Primary | 11 | 52.1676 | -2.2056 | Steady Progression | Thermal headroom (MW) | 17.3593 | 16.9615 | 16.7355 | 16.3441 | 15.9316 | 15.3909 | 14.8509 | 14.2993 | 13.6121 | 12.8758 | 12.2195 | 11.3476 | 10.4443 | 9.3991 | 7.9125 | 6.8044 | 0.79831 | -2.7522 | -4.0328
Bishops Wood 132kV | Timberdine 132 11 (GT1) | Timberdine 132/11kVDUMMY | Primary | 11 | 52.1676 | -2.2056 | System Transformation | Thermal headroom (MW) | 17.2213 | 16.673 | 16.1514 | 15.6893 | 15.2342 | 14.6197 | 13.9073 | 13.1207 | 12.1017 | 10.9217 | 9.8271 | 8.1326 | 6.7256 | 5.2119 | 3.3402 | 2.0515 | -3.7156 | -5.0326 | -4.673
Bishops Wood 132kV | Timberdine 132 11 (GT1) | Timberdine 132/11kVDUMMY | Primary | 11 | 52.1676 | -2.2056 | WPD Best View | Thermal headroom (MW) | 17.3593 | 16.9615 | 16.7355 | 16.3441 | 15.9316 | 15.3909 | 14.8509 | 14.2993 | 13.6121 | 12.8758 | 12.2195 | 11.3476 | 10.4443 | 9.3991 | 7.9125 | 6.8044 | 0.79831 | -2.7522 | -4.0328
Bishops Wood 132kV | Warndon 132 11 (GT1A) | Warndon 132/11kVDUMMY | Primary | 11 | 52.2176 | -2.1935 | Consumer Transformation | Thermal headroom (MW) | 30.9252 | 30.0508 | 29.4897 | 28.0534 | 26.4948 | 24.8949 | 22.8699 | 20.7489 | 19.0233 | 17.4199 | 16.1057 | 13.9811 | 12.4611 | 11.0141 | 9.9654 | 8.3004 | -0.78108 | -5.0967 | -5.2391
Bishops Wood 132kV | Warndon 132 11 (GT1A) | Warndon 132/11kVDUMMY | Primary | 11 | 52.2176 | -2.1935 | Leading the Way | Thermal headroom (MW) | 30.7934 | 30.0842 | 29.4582 | 28.0709 | 26.4306 | 24.933 | 22.785 | 21.217 | 19.5626 | 17.9723 | 16.3045 | 15.1113 | 13.768 | 13.4717 | 12.2366 | 9.9778 | 3.2752 | 2.2016 | 5.409
Bishops Wood 132kV | Warndon 132 11 (GT1A) | Warndon 132/11kVDUMMY | Primary | 11 | 52.2176 | -2.1935 | Steady Progression | Thermal headroom (MW) | 31.1257 | 31.1767 | 31.5406 | 31.2784 | 30.7469 | 30.4097 | 30.3204 | 30.2468 | 30.1229 | 29.8707 | 29.6481 | 29.0582 | 28.3804 | 27.7507 | 26.5633 | 25.6588 | 20.7985 | 16.8843 | 15.1267
Bishops Wood 132kV | Warndon 132 11 (GT1A) | Warndon 132/11kVDUMMY | Primary | 11 | 52.2176 | -2.1935 | System Transformation | Thermal headroom (MW) | 31.0423 | 30.9277 | 31.2077 | 30.5906 | 29.9307 | 29.4525 | 29.1651 | 28.9116 | 28.5185 | 27.9006 | 27.2465 | 25.8201 | 24.6529 | 23.2611 | 21.9694 | 20.361 | 15.0615 | 12.9521 | 13.1796
Bishops Wood 132kV | Warndon 132 11 (GT1A) | Warndon 132/11kVDUMMY | Primary | 11 | 52.2176 | -2.1935 | WPD Best View | Thermal headroom (MW) | 31.1257 | 31.1767 | 31.5406 | 31.2784 | 30.7469 | 30.4097 | 30.3204 | 30.2468 | 30.1229 | 29.8707 | 29.6481 | 29.0582 | 28.3804 | 27.7507 | 26.5633 | 25.6588 | 20.7985 | 16.8843 | 15.1267
Bishops Wood 132kV | Worcester 132 11 (GT1) | Worcester 132/11kVDUMMY | Primary | 11 | 52.1919 | -2.2359 | Consumer Transformation | Thermal headroom (MW) | 44.6454 | 43.5108 | 42.5987 | 41.2949 | 39.381 | 37.3846 | 35.112 | 32.8497 | 30.7464 | 28.7756 | 27.1529 | 25.4749 | 23.275 | 21.9502 | 20.997 | 19.707 | 12.1525 | 10.156 | 10.4819
Bishops Wood 132kV | Worcester 132 11 (GT1) | Worcester 132/11kVDUMMY | Primary | 11 | 52.1919 | -2.2359 | Leading the Way | Thermal headroom (MW) | 44.5365 | 43.281 | 42.5243 | 40.8143 | 39.2828 | 37.557 | 35.4999 | 33.377 | 31.3554 | 29.4108 | 27.9331 | 26.1559 | 25.3669 | 24.8209 | 23.6576 | 21.7573 | 17.6851 | 17.4589 | 20.5072
Bishops Wood 132kV | Worcester 132 11 (GT1) | Worcester 132/11kVDUMMY | Primary | 11 | 52.1919 | -2.2359 | Steady Progression | Thermal headroom (MW) | 44.9381 | 44.6839 | 44.8522 | 44.4538 | 44.0104 | 43.7074 | 43.4433 | 42.9902 | 42.5272 | 42.0278 | 41.5625 | 40.5426 | 39.7893 | 38.8776 | 37.9517 | 36.9909 | 31.6379 | 27.8227 | 26.3396
Bishops Wood 132kV | Worcester 132 11 (GT1) | Worcester 132/11kVDUMMY | Primary | 11 | 52.1919 | -2.2359 | System Transformation | Thermal headroom (MW) | 44.7688 | 44.3555 | 44.2401 | 43.7306 | 43.061 | 42.6456 | 42.1521 | 41.3676 | 40.5254 | 39.234 | 38.3114 | 37.2005 | 35.9571 | 34.5724 | 32.5461 | 31.3933 | 26.8897 | 25.0116 | 25.6119
Bishops Wood 132kV | Worcester 132 11 (GT1) | Worcester 132/11kVDUMMY | Primary | 11 | 52.1919 | -2.2359 | WPD Best View | Thermal headroom (MW) | 44.9381 | 44.6839 | 44.8522 | 44.4538 | 44.0104 | 43.7074 | 43.4433 | 42.9902 | 42.5272 | 42.0278 | 41.5625 | 40.5426 | 39.7893 | 38.8776 | 37.9517 | 36.9909 | 31.6379 | 27.8227 | 26.3396
Bushbury 132kV | Bushbury 132 11 (GT1C) | Bushbury B-C 132/33/11kVDUMMY | Primary | 11 | 52.6337 | -2.113 | Consumer Transformation | Thermal headroom (MW) | 23.1301 | 21.8361 | 21.1174 | 18.9549 | 17.6402 | 16.1327 | 13.9382 | 11.3796 | 9.3123 | 7.4887 | 5.9329 | 3.6272 | 1.318 | -1.4441 | -4.9899 | -8.7465 | -21.6216 | -26.9317 | -26.7816
Bushbury 132kV | Bushbury 132 11 (GT1C) | Bushbury B-C 132/33/11kVDUMMY | Primary | 11 | 52.6337 | -2.113 | Leading the Way | Thermal headroom (MW) | 22.9689 | 21.465 | 19.9858 | 18.6916 | 17.9885 | 16.592 | 14.3188 | 12.4519 | 10.4365 | 8.6383 | 6.6734 | 5.1375 | 3.4203 | 0.28005 | -3.1601 | -6.2476 | -14.4889 | -15.9955 | -11.7188
Bushbury 132kV | Bushbury 132 11 (GT1C) | Bushbury B-C 132/33/11kVDUMMY | Primary | 11 | 52.6337 | -2.113 | Steady Progression | Thermal headroom (MW) | 23.434 | 23.2685 | 23.952 | 23.849 | 22.8901 | 22.8046 | 22.8576 | 22.8293 | 22.7678 | 22.7409 | 22.6909 | 21.979 | 21.4187 | 20.7443 | 19.6536 | 18.8679 | 13.887 | 10.202 | 7.7201
Bushbury 132kV | Bushbury 132 11 (GT1C) | Bushbury B-C 132/33/11kVDUMMY | Primary | 11 | 52.6337 | -2.113 | System Transformation | Thermal headroom (MW) | 23.2506 | 22.9132 | 23.2306 | 22.0972 | 22.2176 | 21.9907 | 21.8675 | 21.5556 | 21.1971 | 20.5077 | 20.0433 | 18.9488 | 17.8831 | 16.3628 | 14.8481 | 13.38 | 8.0726 | 3.0692 | 2.8889
Bushbury 132kV | Bushbury 132 11 (GT1C) | Bushbury B-C 132/33/11kVDUMMY | Primary | 11 | 52.6337 | -2.113 | WPD Best View | Thermal headroom (MW) | 23.13 | 21.8076 | 19.9893 | 18.6411 | 17.7482 | 16.2404 | 14.126 | 11.6272 | 9.5613 | 7.7453 | 6.178 | 3.6913 | 1.8635 | -1.461 | -5.0798 | -9.2648 | -20.6027 | -24.4887 | -22.9051
Bushbury 132kV | Bushbury 132 33 | Bushbury 132 33 | Bulk Supply Point | 33 | 52.6337 | -2.113 | Consumer Transformation | Thermal headroom (MW) | 93.9428 | 93.6246 | 93.4539 | 93.0372 | 92.3951 | 91.761 | 90.7109 | 89.6136 | 88.6058 | 87.6668 | 86.8723 | 85.6144 | 83.9704 | 82.7271 | 81.5106 | 80.2283 | 75.7192 | 73.9591 | 74.0471
Bushbury 132kV | Bushbury 132 33 | Bushbury 132 33 | Bulk Supply Point | 33 | 52.6337 | -2.113 | Leading the Way | Thermal headroom (MW) | 93.9252 | 93.6212 | 93.4656 | 92.9716 | 92.6276 | 92.1008 | 91.0148 | 89.9442 | 88.8274 | 87.6529 | 86.2739 | 84.5791 | 83.2407 | 82.0065 | 80.7772 | 79.3662 | 76.2903 | 76.311 | 78.343
Bushbury 132kV | Bushbury 132 33 | Bushbury 132 33 | Bulk Supply Point | 33 | 52.6337 | -2.113 | Steady Progression | Thermal headroom (MW) | 94.0355 | 94.0171 | 94.2088 | 94.2102 | 94.0944 | 93.9963 | 93.7503 | 93.4738 | 93.1672 | 92.8114 | 92.4845 | 91.853 | 91.362 | 90.8221 | 90.1673 | 89.5455 | 85.5787 | 81.8407 | 80.2014
Bushbury 132kV | Bushbury 132 33 | Bushbury 132 33 | Bulk Supply Point | 33 | 52.6337 | -2.113 | System Transformation | Thermal headroom (MW) | 93.9976 | 93.958 | 94.1064 | 94.0105 | 93.9593 | 93.8446 | 93.4369 | 92.9707 | 92.4386 | 91.6404 | 91.0435 | 90.2456 | 89.4366 | 88.4575 | 86.9588 | 85.8012 | 80.7334 | 78.4932 | 78.5705
Bushbury 132kV | Bushbury 132 33 | Bushbury 132 33 | Bulk Supply Point | 33 | 52.6337 | -2.113 | WPD Best View | Thermal headroom (MW) | 93.9344 | 93.6645 | 93.6253 | 93.0864 | 92.7874 | 92.3117 | 91.3473 | 90.3375 | 89.2817 | 88.0668 | 86.7345 | 85.141 | 83.6754 | 82.4183 | 81.2049 | 79.8442 | 76.5572 | 76.2273 | 77.6607
Bushbury 132kV | Bushbury 132 33 | ALBRIGHTON 33 11kV S STN | Primary | 11 | 52.6372 | -2.2497 | Consumer Transformation | Thermal headroom (MW) | 7.6714 | 7.0482 | 6.5273 | 5.5992 | 4.3298 | 3.2115 | 1.6991 | -0.15035 | -1.6156 | -2.9896 | -3.9492 | -4.9755 | -6.3687 | -7.3799 | -8.302 | -9.4487 | -13.3923 | -15.3876 | -15.236
Bushbury 132kV | Bushbury 132 33 | ALBRIGHTON 33 11kV S STN | Primary | 11 | 52.6372 | -2.2497 | Leading the Way | Thermal headroom (MW) | 7.6225 | 7.0425 | 6.4011 | 5.438 | 4.6456 | 3.6595 | 1.8875 | 0.39388 | -1.1656 | -2.6901 | -3.7373 | -4.904 | -5.7433 | -6.3488 | -7.1675 | -8.6802 | -11.4539 | -11.5794 | -9.8789
Bushbury 132kV | Bushbury 132 33 | ALBRIGHTON 33 11kV S STN | Primary | 11 | 52.6372 | -2.2497 | Steady Progression | Thermal headroom (MW) | 7.8304 | 7.7099 | 7.7737 | 7.6712 | 7.1895 | 6.9027 | 6.4845 | 6.0372 | 5.5301 | 4.9984 | 4.6245 | 3.7451 | 3.1519 | 2.5017 | 1.3581 | 0.54547 | -3.7626 | -7.1935 | -8.8003
Bushbury 132kV | Bushbury 132 33 | ALBRIGHTON 33 11kV S STN | Primary | 11 | 52.6372 | -2.2497 | System Transformation | Thermal headroom (MW) | 7.748 | 7.5794 | 7.5739 | 7.1694 | 6.8823 | 6.54 | 5.9335 | 5.2312 | 4.4314 | 3.1994 | 2.527 | 1.3354 | 0.39903 | -0.60992 | -2.1111 | -3.1787 | -8.223 | -9.3689 | -9.5346
Bushbury 132kV | Bushbury 132 33 | ALBRIGHTON 33 11kV S STN | Primary | 11 | 52.6372 | -2.2497 | WPD Best View | Thermal headroom (MW) | 7.6659 | 7.2331 | 6.9933 | 5.9613 | 5.3784 | 4.6528 | 3.562 | 2.3601 | 1.0428 | -0.27096 | -1.2106 | -2.708 | -3.4358 | -4.1222 | -4.9562 | -6.0615 | -8.7286 | -10.0787 | -9.2905
Bushbury 132kV | Bushbury 132 33 | FOUR ASHES 33 11kV S STN | Primary | 11 | 52.6763 | -2.117 | Consumer Transformation | Thermal headroom (MW) | 8.961 | 8.5074 | 8.1009 | 7.5858 | 6.5965 | 5.6498 | 3.9866 | 2.3552 | 0.75757 | -0.75283 | -2.1549 | -4.6808 | -7.6869 | -10.2973 | -12.9415 | -15.5907 | -24.8136 | -28.4698 | -28.676
Bushbury 132kV | Bushbury 132 33 | FOUR ASHES 33 11kV S STN | Primary | 11 | 52.6763 | -2.117 | Leading the Way | Thermal headroom (MW) | 8.9322 | 8.4928 | 8.2517 | 7.4341 | 6.9445 | 6.1341 | 4.4224 | 2.6437 | 0.79337 | -1.2345 | -4.0379 | -7.2551 | -10.1907 | -13.0743 | -15.8434 | -18.7372 | -25.6145 | -25.8318 | -22.7083
Bushbury 132kV | Bushbury 132 33 | FOUR ASHES 33 11kV S STN | Primary | 11 | 52.6763 | -2.117 | Steady Progression | Thermal headroom (MW) | 9.0827 | 9.0366 | 9.1451 | 9.0581 | 8.9687 | 8.7669 | 8.2517 | 7.6714 | 7.0603 | 6.3963 | 5.7352 | 4.5707 | 3.6694 | 2.7027 | 1.7018 | 0.64103 | -6.1132 | -13.4899 | -17.0415
Bushbury 132kV | Bushbury 132 33 | FOUR ASHES 33 11kV S STN | Primary | 11 | 52.6763 | -2.117 | System Transformation | Thermal headroom (MW) | 9.0296 | 8.954 | 8.9954 | 8.9107 | 8.8048 | 8.5589 | 7.7337 | 6.8224 | 5.8287 | 4.4376 | 3.328 | 2.0071 | 0.58833 | -1.1768 | -3.6503 | -5.8578 | -15.6867 | -20.4954 | -20.818
Bushbury 132kV | Bushbury 132 33 | FOUR ASHES 33 11kV S STN | Primary | 11 | 52.6763 | -2.117 | WPD Best View | Thermal headroom (MW) | 8.9405 | 8.5234 | 8.3043 | 7.5254 | 7.0756 | 6.3137 | 4.6533 | 2.9314 | 1.1418 | -1.0922 | -3.8544 | -7.0241 | -9.9074 | -12.7386 | -15.4607 | -18.3118 | -25.2464 | -25.7451 | -22.7835
Bushbury 132kV | Bushbury 132 33 | I54 Busines Park 33/11kv | Primary | 11 | 52.6301 | -2.1418 | Consumer Transformation | Thermal headroom (MW) | 56.425 | 56.3643 | 56.5684 | 56.4623 | 56.4155 | 56.2815 | 56.0025 | 55.7265 | 55.4662 | 55.2485 | 55.094 | 54.9267 | 54.4491 | 54.391 | 54.3906 | 54.3345 | 54.0106 | 54.1363 | 54.4781
Bushbury 132kV | Bushbury 132 33 | I54 Busines Park 33/11kv | Primary | 11 | 52.6301 | -2.1418 | Leading the Way | Thermal headroom (MW) | 56.4313 | 56.3723 | 56.5076 | 56.5196 | 56.5048 | 56.441 | 56.2353 | 56.0089 | 55.7687 | 55.5439 | 55.3591 | 54.8622 | 54.8108 | 54.8583 | 54.9011 | 54.9284 | 55.3023 | 55.6141 | 56.7779
Bushbury 132kV | Bushbury 132 33 | I54 Busines Park 33/11kv | Primary | 11 | 52.6301 | -2.1418 | Steady Progression | Thermal headroom (MW) | 56.4624 | 56.5146 | 56.844 | 56.9749 | 56.9916 | 57.0733 | 57.1554 | 57.2392 | 57.306 | 57.3157 | 57.3232 | 57.2991 | 57.2368 | 57.1445 | 57.0233 | 56.8944 | 55.6786 | 55.2239 | 55.3707
Bushbury 132kV | Bushbury 132 33 | I54 Busines Park 33/11kv | Primary | 11 | 52.6301 | -2.1418 | System Transformation | Thermal headroom (MW) | 56.4579 | 56.5083 | 56.8276 | 56.8543 | 56.9572 | 57.0651 | 57.1363 | 57.1907 | 57.2079 | 57.1526 | 57.0691 | 56.9303 | 56.7467 | 56.5164 | 55.9272 | 55.7154 | 55.106 | 54.807 | 55.3726
Bushbury 132kV | Bushbury 132 33 | I54 Busines Park 33/11kv | Primary | 11 | 52.6301 | -2.1418 | WPD Best View | Thermal headroom (MW) | 56.4268 | 56.3644 | 56.5834 | 56.4805 | 56.4448 | 56.344 | 56.0849 | 55.8237 | 55.5664 | 55.3493 | 55.1907 | 55.036 | 54.5805 | 54.5582 | 54.6011 | 54.5312 | 54.4061 | 54.6769 | 54.9541
Bushbury 132kV | Stafford 132 11 (GT1B1) | Stafford 132/25/11kVDUMMY | Primary | 11 | 52.8104 | -2.1221 | Consumer Transformation | Thermal headroom (MW) | 37.4507 | 35.7063 | 34.2659 | 32.3567 | 30.6507 | 28.0331 | 24.9073 | 21.7222 | 18.3243 | 14.611 | 11.2971 | 8.1667 | 4.5369 | 0.88737 | -2.2284 | -5.7273 | -16.5088 | -18.7005 | -17.1982
Bushbury 132kV | Stafford 132 11 (GT1B1) | Stafford 132/25/11kVDUMMY | Primary | 11 | 52.8104 | -2.1221 | Leading the Way | Thermal headroom (MW) | 37.4105 | 35.1198 | 33.9922 | 32.0914 | 30.5771 | 28.2816 | 25.3552 | 22.0896 | 18.1253 | 14.487 | 10.7749 | 7.6854 | 4.5801 | 1.5277 | -1.336 | -4.0552 | -10.2532 | -9.0088 | -3.3769
Bushbury 132kV | Stafford 132 11 (GT1B1) | Stafford 132/25/11kVDUMMY | Primary | 11 | 52.8104 | -2.1221 | Steady Progression | Thermal headroom (MW) | 37.7165 | 37.0859 | 37.2193 | 36.3711 | 36.1061 | 35.6769 | 35.2613 | 34.5879 | 33.856 | 33.1659 | 32.3668 | 31.619 | 30.4244 | 29.2483 | 28.1329 | 26.3941 | 17.2364 | 7.0515 | 4.7896
Bushbury 132kV | Stafford 132 11 (GT1B1) | Stafford 132/25/11kVDUMMY | Primary | 11 | 52.8104 | -2.1221 | System Transformation | Thermal headroom (MW) | 37.6171 | 36.6951 | 36.2482 | 35.3392 | 35.1319 | 34.5953 | 33.7819 | 32.6244 | 31.2822 | 29.577 | 28.0763 | 26.7685 | 24.8794 | 22.8283 | 20.5188 | 17.8349 | 5.4894 | -0.011169 | 0.89792
Bushbury 132kV | Stafford 132 11 (GT1B1) | Stafford 132/25/11kVDUMMY | Primary | 11 | 52.8104 | -2.1221 | WPD Best View | Thermal headroom (MW) | 37.7166 | 37.0859 | 37.2198 | 36.3709 | 36.1057 | 35.6762 | 35.2599 | 34.5845 | 33.8483 | 33.1525 | 32.3452 | 31.5858 | 30.3773 | 29.1835 | 28.0469 | 26.2845 | 17.028 | 6.968 | 4.7808
Bushbury 132kV | Stafford South 132 11 (GT1A) | STAFFORD SOUTH 11kV S STN | Primary | 11 | 52.7943 | -2.1066 | Consumer Transformation | Thermal headroom (MW) | 41.828 | 40.761 | 40.0371 | 38.871 | 37.343 | 35.5154 | 32.9674 | 30.6088 | 27.9856 | 25.8854 | 24.222 | 22.3411 | 20.0494 | 18.3049 | 16.8695 | 15.3067 | 5.1807 | 0.86504 | -0.12661
Bushbury 132kV | Stafford South 132 11 (GT1A) | STAFFORD SOUTH 11kV S STN | Primary | 11 | 52.7943 | -2.1066 | Leading the Way | Thermal headroom (MW) | 41.8035 | 40.823 | 40.2903 | 39.28 | 38.062 | 36.5583 | 34.2909 | 32.2119 | 29.6445 | 27.5582 | 25.8807 | 23.963 | 22.8126 | 21.8016 | 20.9499 | 19.7126 | 11.6796 | 9.7854 | 13.27
Bushbury 132kV | Stafford South 132 11 (GT1A) | STAFFORD SOUTH 11kV S STN | Primary | 11 | 52.7943 | -2.1066 | Steady Progression | Thermal headroom (MW) | 42.0893 | 41.9966 | 42.3591 | 42.3412 | 42.2471 | 42.0708 | 41.7516 | 41.3357 | 40.8896 | 40.4001 | 39.9563 | 39.2625 | 38.4606 | 37.5467 | 36.5451 | 35.1412 | 28.0922 | 23.1958 | 21.2868
Bushbury 132kV | Stafford South 132 11 (GT1A) | STAFFORD SOUTH 11kV S STN | Primary | 11 | 52.7943 | -2.1066 | System Transformation | Thermal headroom (MW) | 41.9872 | 41.7867 | 42.0563 | 41.9304 | 41.74 | 41.5188 | 40.9599 | 40.2554 | 39.4496 | 38.5361 | 37.5985 | 36.3974 | 34.7245 | 33.2666 | 31.0814 | 29.7381 | 22.3188 | 18.857 | 18.9195
Bushbury 132kV | Stafford South 132 11 (GT1A) | STAFFORD SOUTH 11kV S STN | Primary | 11 | 52.7943 | -2.1066 | WPD Best View | Thermal headroom (MW) | 42.0471 | 41.8723 | 42.1395 | 41.9822 | 41.7686 | 41.3608 | 40.7959 | 40.1416 | 39.4119 | 38.6724 | 38.0217 | 36.8293 | 36.0243 | 35.2029 | 34.4653 | 33.1935 | 27.725 | 24.1757 | 23.4235
Bushbury 132kV | Wednesfield 132 11 (GT2A) | Wednesfield 132/11kVDUMMY | Primary | 11 | 52.599 | -2.0706 | Consumer Transformation | Thermal headroom (MW) | 31.78 | 30.2961 | 29.3163 | 27.89 | 26.4284 | 24.6246 | 21.8913 | 19.4432 | 16.2443 | 13.9095 | 11.9098 | 9.5238 | 6.6709 | 3.3014 | -0.58761 | -5.3399 | -21.3078 | -27.0811 | -27.9635
Bushbury 132kV | Wednesfield 132 11 (GT2A) | Wednesfield 132/11kVDUMMY | Primary | 11 | 52.599 | -2.0706 | Leading the Way | Thermal headroom (MW) | 31.6175 | 30.1035 | 29.4559 | 28.1368 | 26.8913 | 25.4886 | 23.0668 | 20.9767 | 17.8639 | 15.535 | 13.4994 | 11.2099 | 8.907 | 5.585 | 1.5583 | -1.5177 | -11.7731 | -14.5053 | -9.9591
Bushbury 132kV | Wednesfield 132 11 (GT2A) | Wednesfield 132/11kVDUMMY | Primary | 11 | 52.599 | -2.0706 | Steady Progression | Thermal headroom (MW) | 32.1644 | 32.0129 | 32.5553 | 32.4224 | 32.3805 | 32.3364 | 32.2463 | 32.1448 | 31.8787 | 31.5581 | 31.242 | 30.6076 | 29.9111 | 29.0681 | 28.1297 | 26.3475 | 19.6336 | 13.183 | 10.5963
Bushbury 132kV | Wednesfield 132 11 (GT2A) | Wednesfield 132/11kVDUMMY | Primary | 11 | 52.599 | -2.0706 | System Transformation | Thermal headroom (MW) | 31.9304 | 31.6212 | 31.8867 | 31.7151 | 31.5731 | 31.4805 | 31.1285 | 30.7366 | 30.0647 | 29.301 | 28.4505 | 27.3319 | 25.3465 | 23.9221 | 21.748 | 20.2269 | 12.5217 | 5.5584 | 4.9675
Bushbury 132kV | Wednesfield 132 11 (GT2A) | Wednesfield 132/11kVDUMMY | Primary | 11 | 52.599 | -2.0706 | WPD Best View | Thermal headroom (MW) | 31.9163 | 30.9141 | 30.5046 | 29.558 | 28.6137 | 27.5797 | 25.9027 | 24.3712 | 22.3284 | 20.715 | 19.3096 | 17.7225 | 15.906 | 14.5451 | 13.4019 | 10.6792 | -1.3202 | -8.4263 | -9.8912
Bustleholm 132kV | Bustleholm 132 11 (GT1) | BUSTLEHOLM 11kV S STN | Primary | 11 | 52.5538 | -1.962 | Consumer Transformation | Thermal headroom (MW) | 40.3149 | 39.218 | 38.4833 | 37.4261 | 36.0624 | 34.3432 | 31.847 | 29.2239 | 26.7029 | 24.7067 | 22.9342 | 20.9128 | 18.7907 | 17.2334 | 15.599 | 13.3613 | 2.2245 | -3.3553 | -4.613
Bustleholm 132kV | Bustleholm 132 11 (GT1) | BUSTLEHOLM 11kV S STN | Primary | 11 | 52.5538 | -1.962 | Leading the Way | Thermal headroom (MW) | 40.2685 | 39.2675 | 38.7545 | 37.8558 | 36.8059 | 35.3383 | 32.7487 | 30.7521 | 28.305 | 26.2851 | 24.4685 | 22.7938 | 21.7876 | 20.7311 | 19.3157 | 17.6307 | 9.893 | 6.6632 | 9.2361
Bustleholm 132kV | Bustleholm 132 11 (GT1) | BUSTLEHOLM 11kV S STN | Primary | 11 | 52.5538 | -1.962 | Steady Progression | Thermal headroom (MW) | 40.5582 | 40.4907 | 40.9219 | 40.9631 | 40.9328 | 40.8348 | 40.6597 | 40.3972 | 40.0885 | 39.7862 | 39.4196 | 38.8463 | 38.2011 | 37.4233 | 36.2208 | 34.9711 | 29.4267 | 23.7592 | 21.3185
Bustleholm 132kV | Bustleholm 132 11 (GT1) | BUSTLEHOLM 11kV S STN | Primary | 11 | 52.5538 | -1.962 | System Transformation | Thermal headroom (MW) | 40.4395 | 40.2879 | 40.6156 | 40.5484 | 40.4655 | 40.36 | 40.0488 | 39.5307 | 38.9347 | 38.2494 | 37.4459 | 36.151 | 34.6802 | 33.4532 | 31.837 | 30.6329 | 23.7472 | 20.3365 | 19.9534
Bustleholm 132kV | Bustleholm 132 11 (GT1) | BUSTLEHOLM 11kV S STN | Primary | 11 | 52.5538 | -1.962 | WPD Best View | Thermal headroom (MW) | 40.4623 | 40.2927 | 40.6029 | 40.5339 | 40.4025 | 40.224 | 39.7479 | 39.257 | 38.6566 | 38.058 | 37.3973 | 36.6304 | 35.4509 | 34.5745 | 33.0266 | 32.2437 | 26.583 | 22.303 | 21.4949
Bustleholm 132kV | Kingstanding 132 11 (GT1A) | Kingstanding 132/11kVDummy | Primary | 11 | 52.5557 | -1.8798 | Consumer Transformation | Thermal headroom (MW) | 28.057 | 26.6035 | 25.6621 | 24.1114 | 22.056 | 19.6718 | 16.1888 | 12.6217 | 9.1864 | 6.414 | 4.0078 | 1.117 | -1.8611 | -4.6358 | -6.9884 | -9.8102 | -22.652 | -29.9312 | -31.418
Bustleholm 132kV | Kingstanding 132 11 (GT1A) | Kingstanding 132/11kVDummy | Primary | 11 | 52.5557 | -1.8798 | Leading the Way | Thermal headroom (MW) | 28.0436 | 26.7303 | 26.1431 | 24.9226 | 23.3131 | 21.3146 | 17.8407 | 15.0264 | 11.7612 | 8.9025 | 6.3438 | 4.0687 | 1.9357 | 0.22367 | -1.5279 | -2.6686 | -13.9079 | -17.4069 | -12.9824
Bustleholm 132kV | Kingstanding 132 11 (GT1A) | Kingstanding 132/11kVDummy | Primary | 11 | 52.5557 | -1.8798 | Steady Progression | Thermal headroom (MW) | 28.3921 | 28.3303 | 28.967 | 29.0196 | 28.9706 | 28.7407 | 28.3401 | 27.8302 | 27.3087 | 26.7386 | 26.1504 | 25.2076 | 24.1334 | 22.8707 | 21.1155 | 19.2631 | 10.0836 | 2.6769 | -0.50805
Bustleholm 132kV | Kingstanding 132 11 (GT1A) | Kingstanding 132/11kVDummy | Primary | 11 | 52.5557 | -1.8798 | System Transformation | Thermal headroom (MW) | 28.2774 | 28.1118 | 28.6017 | 28.5839 | 28.4604 | 28.2589 | 27.591 | 26.7836 | 25.8273 | 24.7321 | 23.4975 | 21.5664 | 19.3961 | 17.3562 | 14.9317 | 12.9614 | 2.3915 | -1.7982 | -2.0063
Bustleholm 132kV | Kingstanding 132 11 (GT1A) | Kingstanding 132/11kVDummy | Primary | 11 | 52.5557 | -1.8798 | WPD Best View | Thermal headroom (MW) | 28.1791 | 27.3311 | 27.2105 | 26.5205 | 25.7495 | 24.529 | 22.5522 | 20.7411 | 18.5251 | 16.6425 | 14.8291 | 12.8389 | 11.2732 | 9.7945 | 7.8329 | 6.2006 | -1.0897 | -5.8132 | -4.8971
Bustleholm 132kV | Ladywood 132 11 (GT1A) | Ladywood 132/11kVDUMMY | Primary | 11 | 52.4768 | -1.9159 | Consumer Transformation | Thermal headroom (MW) | 40.2088 | 38.1039 | 36.1842 | 34.2804 | 31.9364 | 30.8797 | 29.6363 | 28.4785 | 27.3162 | 26.2943 | 24.5819 | 22.9224 | 20.8296 | 19.2134 | 17.5101 | 15.8076 | 10.7149 | 10.4637 | 11.8632
Bustleholm 132kV | Ladywood 132 11 (GT1A) | Ladywood 132/11kVDUMMY | Primary | 11 | 52.4768 | -1.9159 | Leading the Way | Thermal headroom (MW) | 39.674 | 36.7827 | 34.7284 | 32.0724 | 29.6542 | 28.7303 | 27.5688 | 26.6042 | 25.5722 | 23.8633 | 22.2408 | 20.4491 | 18.8548 | 17.2986 | 15.791 | 14.116 | 11.9136 | 13.8672 | 17.981
Bustleholm 132kV | Ladywood 132 11 (GT1A) | Ladywood 132/11kVDUMMY | Primary | 11 | 52.4768 | -1.9159 | Steady Progression | Thermal headroom (MW) | 40.7805 | 39.6699 | 39.105 | 37.8744 | 36.841 | 36.5924 | 36.3339 | 36.0466 | 35.7297 | 35.4077 | 35.0932 | 34.271 | 33.8431 | 33.3372 | 32.837 | 32.1609 | 26.3911 | 17.1839 | 13.8026
Bustleholm 132kV | Ladywood 132 11 (GT1A) | Ladywood 132/11kVDUMMY | Primary | 11 | 52.4768 | -1.9159 | System Transformation | Thermal headroom (MW) | 40.3287 | 38.7573 | 37.4297 | 36.1149 | 34.7708 | 34.5699 | 34.0574 | 33.474 | 32.8268 | 31.8568 | 31.262 | 30.5598 | 29.8341 | 29.0661 | 27.3358 | 25.6828 | 17.1603 | 12.8396 | 13.3667
Bustleholm 132kV | Ladywood 132 11 (GT1A) | Ladywood 132/11kVDUMMY | Primary | 11 | 52.4768 | -1.9159 | WPD Best View | Thermal headroom (MW) | 39.674 | 36.7827 | 34.547 | 31.7313 | 29.1387 | 28.1896 | 26.984 | 25.9756 | 24.9651 | 23.8633 | 22.2408 | 20.4491 | 18.8548 | 17.2986 | 15.791 | 14.116 | 11.9136 | 13.8672 | 17.981
Bustleholm 132kV | Perry Barr 132 11 (GT1) | Perry Barr 132/11kVDUMMY | Primary | 11 | 52.5272 | -1.8956 | Consumer Transformation | Thermal headroom (MW) | 20.1536 | 18.9248 | 18.0488 | 16.9633 | 15.7335 | 14.0717 | 11.4083 | 8.6279 | 6.2823 | 4.1073 | 2.3663 | -0.085441 | -1.9141 | -3.8542 | -5.0842 | -8.5923 | -21.9805 | -27.7302 | -28.3033
Bustleholm 132kV | Perry Barr 132 11 (GT1) | Perry Barr 132/11kVDUMMY | Primary | 11 | 52.5272 | -1.8956 | Leading the Way | Thermal headroom (MW) | 20.0434 | 18.4218 | 18.0789 | 17.0769 | 16.0156 | 14.5762 | 11.8924 | 9.7038 | 7.4293 | 5.2411 | 3.187 | 1.9635 | 0.69475 | 0.17499 | -2.3323 | -4.7213 | -13.54 | -15.957 | -11.7951
Bustleholm 132kV | Perry Barr 132 11 (GT1) | Perry Barr 132/11kVDUMMY | Primary | 11 | 52.5272 | -1.8956 | Steady Progression | Thermal headroom (MW) | 20.4803 | 20.3292 | 21.007 | 20.7045 | 20.7042 | 20.6537 | 20.6071 | 20.5175 | 20.4001 | 20.1451 | 19.9261 | 19.4487 | 18.8856 | 18.1993 | 17.0732 | 16.2394 | 10.734 | 6.3294 | 4.4098
Bustleholm 132kV | Perry Barr 132 11 (GT1) | Perry Barr 132/11kVDUMMY | Primary | 11 | 52.5272 | -1.8956 | System Transformation | Thermal headroom (MW) | 20.3147 | 20.0039 | 20.1541 | 20.0815 | 19.9786 | 19.8734 | 19.5928 | 19.2285 | 18.7691 | 18.0465 | 17.372 | 16.1034 | 15.051 | 13.5074 | 12.3151 | 10.8213 | 5.5716 | 2.9007 | 3.295
Bustleholm 132kV | Perry Barr 132 11 (GT1) | Perry Barr 132/11kVDUMMY | Primary | 11 | 52.5272 | -1.8956 | WPD Best View | Thermal headroom (MW) | 20.0694 | 18.4932 | 18.214 | 17.2939 | 16.3331 | 15.0032 | 12.5894 | 10.6144 | 8.5091 | 6.4482 | 4.4365 | 3.172 | 1.7396 | 0.89137 | -0.82 | -3.0848 | -12.1757 | -15.2473 | -11.5263
Bustleholm 132kV | Rushall 132 11 (GT1) | Rushall 132/11kVDUMMY | Primary | 11 | 52.5983 | -1.9706 | Consumer Transformation | Thermal headroom (MW) | 37.2794 | 35.5396 | 34.0964 | 32.2772 | 30.2904 | 27.6346 | 23.3811 | 19.9739 | 16.3265 | 12.1861 | 8.345 | 3.4218 | -1.6471 | -6.1888 | -11.3508 | -16.4424 | -35.2509 | -41.5816 | -41.4036
Bustleholm 132kV | Rushall 132 11 (GT1) | Rushall 132/11kVDUMMY | Primary | 11 | 52.5983 | -1.9706 | Leading the Way | Thermal headroom (MW) | 37.2204 | 35.651 | 34.6127 | 33.0659 | 31.4754 | 28.8925 | 25.4373 | 22.1589 | 18.1836 | 14.1533 | 9.3458 | 4.9001 | 0.20927 | -4.1604 | -8.848 | -12.9484 | -24.6623 | -26.3048 | -18.6992
Bustleholm 132kV | Rushall 132 11 (GT1) | Rushall 132/11kVDUMMY | Primary | 11 | 52.5983 | -1.9706 | Steady Progression | Thermal headroom (MW) | 37.7314 | 37.675 | 38.5404 | 38.6232 | 38.6796 | 38.6083 | 38.4494 | 38.2607 | 38.005 | 37.7432 | 36.9384 | 36.151 | 35.2501 | 33.7306 | 32.3942 | 30.4342 | 17.4244 | 2.3128 | -2.2778
Bustleholm 132kV | Rushall 132 11 (GT1) | Rushall 132/11kVDUMMY | Primary | 11 | 52.5983 | -1.9706 | System Transformation | Thermal headroom (MW) | 37.5436 | 37.3409 | 37.9602 | 37.9693 | 37.9011 | 37.7854 | 37.1857 | 36.1745 | 35.3901 | 34.4149 | 33.0135 | 31.1036 | 28.8629 | 26.217 | 23.2018 | 19.936 | 1.826 | -7.8667 | -7.9741
Bustleholm 132kV | Rushall 132 11 (GT1) | Rushall 132/11kVDUMMY | Primary | 11 | 52.5983 | -1.9706 | WPD Best View | Thermal headroom (MW) | 37.7271 | 37.6631 | 38.5073 | 38.5727 | 38.5961 | 38.5028 | 38.3101 | 38.0624 | 37.7369 | 37.3722 | 36.4499 | 35.573 | 34.5375 | 32.9033 | 31.4478 | 29.4107 | 16.5645 | 2.1499 | -2.0421
Bustleholm 132kV | Smethwick 132 11 (GT2B) | Smethwick 132/11kVDUMMY | Primary | 11 | 52.5075 | -1.9688 | Consumer Transformation | Thermal headroom (MW) | 34.6064 | 33.4119 | 33.2946 | 32.6446 | 31.3309 | 29.753 | 27.4263 | 25.3284 | 23.0611 | 20.8055 | 18.6021 | 15.5086 | 12.2585 | 9.3888 | 6.0793 | 3.1965 | -8.2323 | -11.492 | -10.989
Bustleholm 132kV | Smethwick 132 11 (GT2B) | Smethwick 132/11kVDUMMY | Primary | 11 | 52.5075 | -1.9688 | Leading the Way | Thermal headroom (MW) | 34.6124 | 33.3617 | 33.4059 | 32.5113 | 31.723 | 30.4299 | 28.1935 | 26.2268 | 23.8675 | 21.0044 | 18.3016 | 15.1525 | 12.1742 | 8.8286 | 5.9357 | 2.9933 | -3.6101 | -3.55 | 2.4884
Bustleholm 132kV | Smethwick 132 11 (GT2B) | Smethwick 132/11kVDUMMY | Primary | 11 | 52.5075 | -1.9688 | Steady Progression | Thermal headroom (MW) | 34.8012 | 34.5647 | 35.1613 | 35.2123 | 35.1517 | 34.9591 | 34.6004 | 34.3505 | 34.0093 | 33.336 | 32.9686 | 32.0677 | 31.3611 | 30.4994 | 29.4608 | 28.2198 | 18.0689 | 8.2583 | 5.8949
Bustleholm 132kV | Smethwick 132 11 (GT2B) | Smethwick 132/11kVDUMMY | Primary | 11 | 52.5075 | -1.9688 | System Transformation | Thermal headroom (MW) | 34.7793 | 34.47 | 34.9629 | 35.0744 | 35.0167 | 34.8656 | 34.1999 | 33.4376 | 32.805 | 31.7933 | 30.9218 | 29.7873 | 28.3576 | 26.2981 | 23.9136 | 21.3669 | 8.0451 | 2.2123 | 2.9283
Bustleholm 132kV | Smethwick 132 11 (GT2B) | Smethwick 132/11kVDUMMY | Primary | 11 | 52.5075 | -1.9688 | WPD Best View | Thermal headroom (MW) | 34.7612 | 33.9847 | 34.419 | 34.4254 | 34.2354 | 33.9289 | 33.0356 | 32.4186 | 31.506 | 29.802 | 28.6014 | 27.1473 | 25.3618 | 22.9682 | 20.3537 | 17.9815 | 5.6229 | 0.83931 | 2.6797
Bustleholm 132kV | Winson Green 132 11 (GT1) | Winson Green 132/11kVDUMMY | Primary | 11 | 52.487 | -1.9279 | Consumer Transformation | Thermal headroom (MW) | 37.0875 | 35.367 | 34.3475 | 33.0214 | 31.4737 | 29.2656 | 26.4751 | 23.8616 | 21.0027 | 18.1172 | 15.3488 | 11.8644 | 8.6176 | 5.5048 | 1.8986 | -1.4306 | -14.0803 | -17.8143 | -17.5679
Bustleholm 132kV | Winson Green 132 11 (GT1) | Winson Green 132/11kVDUMMY | Primary | 11 | 52.487 | -1.9279 | Leading the Way | Thermal headroom (MW) | 36.8819 | 34.8786 | 33.8236 | 32.3036 | 30.5567 | 28.3975 | 25.6899 | 23.1072 | 20.1861 | 16.6404 | 13.6018 | 10.852 | 7.9182 | 4.5923 | 1.7709 | -0.71661 | -8.1452 | -8.5242 | -3.1359
Bustleholm 132kV | Winson Green 132 11 (GT1) | Winson Green 132/11kVDUMMY | Primary | 11 | 52.487 | -1.9279 | Steady Progression | Thermal headroom (MW) | 37.3728 | 36.8391 | 36.8871 | 36.4065 | 35.9211 | 35.4472 | 35.1827 | 34.8681 | 34.3008 | 33.3508 | 32.7086 | 31.9823 | 31.1446 | 30.0642 | 28.8937 | 27.4957 | 16.9901 | 5.3908 | 1.589
Bustleholm 132kV | Winson Green 132 11 (GT1) | Winson Green 132/11kVDUMMY | Primary | 11 | 52.487 | -1.9279 | System Transformation | Thermal headroom (MW) | 37.2277 | 36.6192 | 36.4019 | 35.9325 | 35.3936 | 34.9314 | 34.1487 | 32.9547 | 31.9015 | 30.8018 | 29.6744 | 28.3743 | 26.7926 | 24.5901 | 22.48 | 19.8318 | 6.6165 | -0.51673 | -0.33299
Bustleholm 132kV | Winson Green 132 11 (GT1) | Winson Green 132/11kVDUMMY | Primary | 11 | 52.487 | -1.9279 | WPD Best View | Thermal headroom (MW) | 36.8941 | 34.9118 | 33.9061 | 32.4145 | 30.7733 | 28.792 | 26.2679 | 23.8627 | 21.0874 | 17.7352 | 14.8805 | 12.2695 | 9.4552 | 6.2496 | 3.5046 | 1.0484 | -6.8069 | -7.6538 | -2.5745
Cellarhead 132kV | Boothen 132 11 (GT1B) | Boothen 132/33/11kVDUMMY | Primary | 11 | 52.9964 | -2.181 | Consumer Transformation | Thermal headroom (MW) | 12.0804 | 10.9602 | 10.448 | 9.4451 | 8.5405 | 6.7942 | 4.1341 | 1.2176 | -1.3635 | -3.4274 | -5.0731 | -6.8292 | -8.7214 | -10.1832 | -10.9969 | -13.3051 | -23.1565 | -27.0229 | -27.3858
Cellarhead 132kV | Boothen 132 11 (GT1B) | Boothen 132/33/11kVDUMMY | Primary | 11 | 52.9964 | -2.181 | Leading the Way | Thermal headroom (MW) | 11.9811 | 10.7722 | 10.363 | 9.3444 | 8.6418 | 7.2813 | 4.4793 | 2.1268 | -0.41535 | -2.4591 | -4.0125 | -5.3429 | -6.0191 | -6.5822 | -8.4354 | -10.3484 | -16.8872 | -17.9887 | -14.1021
Cellarhead 132kV | Boothen 132 11 (GT1B) | Boothen 132/33/11kVDUMMY | Primary | 11 | 52.9964 | -2.181 | Steady Progression | Thermal headroom (MW) | 12.3254 | 11.9949 | 12.4001 | 12.2434 | 12.2345 | 12.1071 | 11.8355 | 11.5392 | 11.0425 | 10.5718 | 10.1537 | 9.5478 | 8.8611 | 7.9059 | 6.6571 | 5.6951 | 0.61076 | -2.7351 | -3.8185
Cellarhead 132kV | Boothen 132 11 (GT1B) | Boothen 132/33/11kVDUMMY | Primary | 11 | 52.9964 | -2.181 | System Transformation | Thermal headroom (MW) | 12.2037 | 11.7237 | 11.9477 | 11.695 | 11.6354 | 11.4589 | 11.0061 | 10.4294 | 9.528 | 8.6953 | 7.8649 | 6.5334 | 5.3304 | 3.8509 | 2.2836 | 1.1688 | -3.6632 | -5.2784 | -4.5749
Cellarhead 132kV | Boothen 132 11 (GT1B) | Boothen 132/33/11kVDUMMY | Primary | 11 | 52.9964 | -2.181 | WPD Best View | Thermal headroom (MW) | 12.0417 | 11.0445 | 10.8788 | 10.1394 | 9.7089 | 8.7284 | 6.6791 | 4.943 | 2.9621 | 1.423 | 0.25481 | -0.62186 | -1.3954 | -2.3645 | -3.1833 | -3.9019 | -10.27 | -12.3961 | -9.8881
Cellarhead 132kV | Burslem 132 11 (GT3A) | Burslem 132/33/11kVDUMMY | Primary | 11 | 53.0509 | -2.2026 | Consumer Transformation | Thermal headroom (MW) | 35.1242 | 34.2618 | 33.3536 | 32.154 | 31.0027 | 29.4641 | 26.9601 | 24.1182 | 21.3187 | 18.6054 | 15.4273 | 11.3993 | 7.8782 | 3.9325 | 0.19772 | -3.783 | -17.798 | -23.3942 | -23.6954
Cellarhead 132kV | Burslem 132 11 (GT3A) | Burslem 132/33/11kVDUMMY | Primary | 11 | 53.0509 | -2.2026 | Leading the Way | Thermal headroom (MW) | 35.1182 | 33.9657 | 33.7927 | 32.6549 | 31.8259 | 30.6943 | 28.0919 | 25.7599 | 22.8652 | 19.9247 | 15.8351 | 12.3158 | 8.6325 | 5.0951 | 1.3401 | -1.5048 | -10.9943 | -12.2196 | -6.8509
Cellarhead 132kV | Burslem 132 11 (GT3A) | Burslem 132/33/11kVDUMMY | Primary | 11 | 53.0509 | -2.2026 | Steady Progression | Thermal headroom (MW) | 35.3555 | 35.343 | 35.8803 | 35.3869 | 35.4276 | 35.3858 | 35.1827 | 34.9189 | 34.6536 | 34.3868 | 33.8113 | 33.0581 | 32.3141 | 31.303 | 29.8286 | 28.5574 | 18.7951 | 8.565 | 5.3136
Cellarhead 132kV | Burslem 132 11 (GT3A) | Burslem 132/33/11kVDUMMY | Primary | 11 | 53.0509 | -2.2026 | System Transformation | Thermal headroom (MW) | 35.2826 | 35.226 | 35.2812 | 35.0964 | 35.1206 | 35.1162 | 34.7762 | 34.2991 | 33.6485 | 32.9184 | 31.6467 | 29.9183 | 28.4904 | 26.2722 | 24.1161 | 21.5602 | 8.163 | 1.5517 | 1.5515
Cellarhead 132kV | Burslem 132 11 (GT3A) | Burslem 132/33/11kVDUMMY | Primary | 11 | 53.0509 | -2.2026 | WPD Best View | Thermal headroom (MW) | 35.1282 | 34.0214 | 33.8733 | 32.8327 | 32.0497 | 31.0196 | 28.5681 | 26.3228 | 23.6036 | 20.8921 | 17.0404 | 13.7306 | 10.2585 | 6.932 | 3.3829 | 0.70681 | -8.7901 | -10.7725 | -6.0252
Cellarhead 132kV | Forsbrook 132 33 | Forsbrook 132 33 | Bulk Supply Point | 33 | 52.98 | -2.0436 | Consumer Transformation | Thermal headroom (MW) | 85.4738 | 83.961 | 82.7889 | 81.0082 | 78.8736 | 76.2586 | 73.2083 | 70.2658 | 67.2591 | 64.4633 | 62.0309 | 59.3413 | 55.6733 | 53.4475 | 51.4491 | 49.6815 | 39.5952 | 36.2941 | 35.9148
Cellarhead 132kV | Forsbrook 132 33 | Forsbrook 132 33 | Bulk Supply Point | 33 | 52.98 | -2.0436 | Leading the Way | Thermal headroom (MW) | 85.2652 | 83.5665 | 82.6674 | 81.1479 | 79.2518 | 77.0402 | 74.3387 | 71.6819 | 68.7079 | 65.8335 | 63.244 | 59.6539 | 57.5168 | 55.8883 | 53.6183 | 50.8394 | 43.7217 | 44.2272 | 48.9762
Cellarhead 132kV | Forsbrook 132 33 | Forsbrook 132 33 | Bulk Supply Point | 33 | 52.98 | -2.0436 | Steady Progression | Thermal headroom (MW) | 85.8938 | 85.3783 | 85.4757 | 85.1061 | 84.4932 | 83.7094 | 82.8744 | 81.9881 | 81.0008 | 79.9965 | 78.9978 | 77.7147 | 76.2542 | 74.5814 | 72.6865 | 70.6609 | 58.4556 | 51.2783 | 48.7032
Cellarhead 132kV | Forsbrook 132 33 | Forsbrook 132 33 | Bulk Supply Point | 33 | 52.98 | -2.0436 | System Transformation | Thermal headroom (MW) | 85.6518 | 84.9166 | 84.7175 | 84.3079 | 83.7139 | 82.8521 | 81.7625 | 80.4741 | 79.0284 | 77.4197 | 75.7024 | 73.6301 | 71.2258 | 68.6533 | 64.7461 | 61.9348 | 51.4357 | 47.4366 | 48.18
Cellarhead 132kV | Forsbrook 132 33 | Forsbrook 132 33 | Bulk Supply Point | 33 | 52.98 | -2.0436 | WPD Best View | Thermal headroom (MW) | 85.8501 | 85.1711 | 85.1303 | 84.4975 | 83.6104 | 82.5297 | 81.2333 | 79.8877 | 78.3663 | 76.8292 | 75.2874 | 73.4467 | 71.5085 | 69.4065 | 67.2359 | 65.1341 | 54.4601 | 49.6779 | 48.8345
Cellarhead 132kV | Forsbrook 132 33 | CAULDON | Primary | 11 | 53.0412 | -1.8862 | Consumer Transformation | Thermal headroom (MW) | 4.3646 | 3.7971 | 3.4528 | 2.8605 | 2.1518 | 1.2876 | 0.37457 | -0.5126 | -1.443 | -2.3026 | -3.0407 | -3.7405 | -4.7123 | -5.2113 | -5.7963 | -6.2867 | -9.4697 | -10.3592 | -10.3908
Cellarhead 132kV | Forsbrook 132 33 | CAULDON | Primary | 11 | 53.0412 | -1.8862 | Leading the Way | Thermal headroom (MW) | 4.2446 | 3.5683 | 3.3379 | 2.922 | 2.3292 | 1.6401 | 0.86804 | 0.10823 | -0.77407 | -1.6648 | -2.4487 | -3.4952 | -4.0474 | -4.4206 | -5.1876 | -6.5301 | -9.1688 | -8.6692 | -7.199
Cellarhead 132kV | Forsbrook 132 33 | CAULDON | Primary | 11 | 53.0412 | -1.8862 | Steady Progression | Thermal headroom (MW) | 4.5394 | 4.2965 | 4.3397 | 4.2605 | 4.0616 | 3.7839 | 3.4479 | 3.128 | 2.779 | 2.4253 | 2.0717 | 1.618 | 1.1201 | 0.52492 | -0.25744 | -1.0752 | -5.5643 | -7.93 | -8.9863
Cellarhead 132kV | Forsbrook 132 33 | CAULDON | Primary | 11 | 53.0412 | -1.8862 | System Transformation | Thermal headroom (MW) | 4.4124 | 4.07 | 3.9915 | 3.9343 | 3.7963 | 3.4883 | 3.072 | 2.6077 | 2.1028 | 1.5578 | 0.95775 | 0.23569 | -0.63588 | -1.5886 | -3.1092 | -4.2632 | -7.9704 | -9.2164 | -9.045
Cellarhead 132kV | Forsbrook 132 33 | CAULDON | Primary | 11 | 53.0412 | -1.8862 | WPD Best View | Thermal headroom (MW) | 4.5341 | 4.2802 | 4.3128 | 4.1426 | 3.8738 | 3.521 | 3.0944 | 2.6717 | 2.2107 | 1.7404 | 1.2616 | 0.63545 | -0.035593 | -0.77407 | -1.6335 | -2.4788 | -6.2564 | -7.8703 | -8.5011
Cellarhead 132kV | Forsbrook 132 33 | FROGHALL 33 11kV S STN | Primary | 11 | 53.0224 | -1.9636 | Consumer Transformation | Thermal headroom (MW) | -6.8952 | -6.8649 | -6.654 | -6.591 | -6.5533 | -6.5411 | -6.5391 | -6.5407 | -6.5385 | -6.5233 | -6.4833 | -6.434 | -6.3757 | -6.2858 | -6.173 | -6.0498 | -5.4925 | -5.1152 | -4.6701
Cellarhead 132kV | Forsbrook 132 33 | FROGHALL 33 11kV S STN | Primary | 11 | 53.0224 | -1.9636 | Leading the Way | Thermal headroom (MW) | -6.8935 | -6.8587 | -6.6391 | -6.5669 | -6.5147 | -6.4791 | -6.4572 | -6.4445 | -6.4394 | -6.4241 | -6.3854 | -6.3241 | -6.2341 | -6.1087 | -5.9528 | -5.787 | -5.0743 | -4.5706 | -4.0104
Cellarhead 132kV | Forsbrook 132 33 | FROGHALL 33 11kV S STN | Primary | 11 | 53.0224 | -1.9636 | Steady Progression | Thermal headroom (MW) | -6.8851 | -6.836 | -6.6 | -6.4893 | -6.3865 | -6.2994 | -6.2263 | -6.1569 | -6.091 | -6.0285 | -5.9668 | -5.9152 | -5.8739 | -5.8444 | -5.8235 | -5.8081 | -5.7844 | -5.536 | -5.1385
Cellarhead 132kV | Forsbrook 132 33 | FROGHALL 33 11kV S STN | Primary | 11 | 53.0224 | -1.9636 | System Transformation | Thermal headroom (MW) | -6.8846 | -6.836 | -6.5975 | -6.4897 | -6.3871 | -6.3003 | -6.229 | -6.1671 | -6.1185 | -6.0776 | -6.0438 | -6.03 | -6.0272 | -6.0361 | -6.0474 | -6.0498 | -5.8569 | -5.3876 | -4.9097
Cellarhead 132kV | Forsbrook 132 33 | FROGHALL 33 11kV S STN | Primary | 11 | 53.0224 | -1.9636 | WPD Best View | Thermal headroom (MW) | -6.8851 | -6.836 | -6.6 | -6.4893 | -6.3865 | -6.2994 | -6.2263 | -6.1569 | -6.091 | -6.0285 | -5.9668 | -5.9152 | -5.8739 | -5.8444 | -5.8235 | -5.8081 | -5.7844 | -5.536 | -5.1385
Cellarhead 132kV | Forsbrook 132 33 | KINGSLEY HOLT 33 11kV S STN | Primary | 11 | 53.0091 | -1.9694 | Consumer Transformation | Thermal headroom (MW) | 3.8916 | 3.6551 | 3.3893 | 3.0422 | 2.6374 | 2.1468 | 1.5548 | 0.97599 | 0.40834 | -0.10324 | -0.50588 | -0.95667 | -1.7687 | -2.1472 | -2.4395 | -2.6901 | -3.6434 | -4.3736 | -4.7333
Cellarhead 132kV | Forsbrook 132 33 | KINGSLEY HOLT 33 11kV S STN | Primary | 11 | 53.0091 | -1.9694 | Leading the Way | Thermal headroom (MW) | 3.8858 | 3.6513 | 3.4406 | 3.1027 | 2.7376 | 2.3284 | 1.8057 | 1.2835 | 0.71568 | 0.21588 | -0.18153 | -0.91046 | -1.2301 | -1.438 | -1.5428 | -1.5756 | -2.5927 | -2.7261 | -1.9406
Cellarhead 132kV | Forsbrook 132 33 | KINGSLEY HOLT 33 11kV S STN | Primary | 11 | 53.0091 | -1.9694 | Steady Progression | Thermal headroom (MW) | 3.9479 | 3.9022 | 3.8986 | 3.7772 | 3.6538 | 3.5181 | 3.3782 | 3.2125 | 3.0421 | 2.858 | 2.7026 | 2.4942 | 2.2511 | 1.9701 | 1.6788 | 1.3659 | -0.85284 | -2.1354 | -2.5217
Cellarhead 132kV | Forsbrook 132 33 | KINGSLEY HOLT 33 11kV S STN | Primary | 11 | 53.0091 | -1.9694 | System Transformation | Thermal headroom (MW) | 3.931 | 3.8727 | 3.8245 | 3.6951 | 3.5475 | 3.3981 | 3.2266 | 3.0103 | 2.7593 | 2.4798 | 2.2022 | 1.8484 | 1.4746 | 1.0605 | 0.2913 | -0.12131 | -1.8156 | -2.6507 | -2.536
Cellarhead 132kV | Forsbrook 132 33 | KINGSLEY HOLT 33 11kV S STN | Primary | 11 | 53.0091 | -1.9694 | WPD Best View | Thermal headroom (MW) | 3.9484 | 3.9022 | 3.902 | 3.7766 | 3.653 | 3.5172 | 3.3754 | 3.2023 | 3.0145 | 2.8089 | 2.6256 | 2.3794 | 2.0978 | 1.7784 | 1.4548 | 1.1241 | -1.047 | -2.0504 | -2.3071
Cellarhead 132kV | Forsbrook 132 33 | SIMPLEX 33 11kV S STN | Primary | 11 | 52.9662 | -2.078 | Consumer Transformation | Thermal headroom (MW) | 3.9815 | 3.2764 | 2.5614 | 1.6494 | 0.59039 | -0.7092 | -2.3044 | -3.8056 | -5.2673 | -6.6392 | -7.8599 | -9.3156 | -11.0046 | -12.2234 | -13.0819 | -13.8294 | -20.0104 | -21.7885 | -21.9067
Cellarhead 132kV | Forsbrook 132 33 | SIMPLEX 33 11kV S STN | Primary | 11 | 52.9662 | -2.078 | Leading the Way | Thermal headroom (MW) | 3.9076 | 3.1544 | 2.5189 | 1.6058 | 0.60387 | -0.57553 | -2.0506 | -3.486 | -4.9531 | -6.3919 | -7.7151 | -9.3557 | -10.4763 | -11.3728 | -12.732 | -13.9923 | -17.3236 | -17.482 | -15.3983
Cellarhead 132kV | Forsbrook 132 33 | SIMPLEX 33 11kV S STN | Primary | 11 | 52.9662 | -2.078 | Steady Progression | Thermal headroom (MW) | 4.1506 | 3.8849 | 3.7441 | 3.4825 | 3.1119 | 2.6405 | 2.1819 | 1.6898 | 1.1267 | 0.5687 | 0.021474 | -0.65953 | -1.4106 | -2.2505 | -3.0344 | -3.8646 | -9.4262 | -12.3448 | -13.3621
Cellarhead 132kV | Forsbrook 132 33 | SIMPLEX 33 11kV S STN | Primary | 11 | 52.9662 | -2.078 | System Transformation | Thermal headroom (MW) | 4.0718 | 3.709 | 3.4696 | 3.1321 | 2.7152 | 2.2025 | 1.6134 | 0.90828 | 0.16552 | -0.69246 | -1.5667 | -2.6066 | -3.7662 | -4.9866 | -6.4366 | -7.6369 | -12.366 | -13.7295 | -13.3874
Cellarhead 132kV | Forsbrook 132 33 | SIMPLEX 33 11kV S STN | Primary | 11 | 52.9662 | -2.078 | WPD Best View | Thermal headroom (MW) | 4.1255 | 3.7551 | 3.5234 | 3.0887 | 2.5553 | 1.9263 | 1.1703 | 0.39731 | -0.44515 | -1.2822 | -2.0483 | -2.8447 | -3.6312 | -4.5309 | -5.2654 | -5.9808 | -10.2229 | -12.2964 | -12.5968
Cellarhead 132kV | Longton 132 11 (GT3A) | Longton 132/33/11kV | Primary | 11 | 52.9741 | -2.1333 | Consumer Transformation | Thermal headroom (MW) | 30.6566 | 29.5436 | 28.8799 | 27.6389 | 26.0118 | 23.8343 | 20.4143 | 17.7096 | 15.1618 | 12.8318 | 10.4953 | 7.7184 | 3.2947 | -0.61633 | -5.3599 | -9.3486 | -24.9624 | -31.0278 | -31.5643
Cellarhead 132kV | Longton 132 11 (GT3A) | Longton 132/33/11kV | Primary | 11 | 52.9741 | -2.1333 | Leading the Way | Thermal headroom (MW) | 30.6523 | 29.451 | 29.0017 | 28.1858 | 26.6646 | 24.4579 | 21.7024 | 19.2287 | 16.7601 | 14.007 | 12.0327 | 9.0333 | 5.5574 | 1.7084 | -2.248 | -5.6053 | -15.4538 | -17.7687 | -12.3474
Cellarhead 132kV | Longton 132 11 (GT3A) | Longton 132/33/11kV | Primary | 11 | 52.9741 | -2.1333 | Steady Progression | Thermal headroom (MW) | 30.8858 | 30.843 | 31.5229 | 31.5048 | 30.9891 | 30.7444 | 30.5509 | 30.3191 | 30.0489 | 29.6577 | 29.2906 | 28.6221 | 27.9259 | 26.7219 | 25.6683 | 24.6699 | 18.1701 | 9.6144 | 6.2614
Cellarhead 132kV | Longton 132 11 (GT3A) | Longton 132/33/11kV | Primary | 11 | 52.9741 | -2.1333 | System Transformation | Thermal headroom (MW) | 30.8113 | 30.6735 | 31.0923 | 30.9308 | 30.485 | 30.1069 | 29.6721 | 29.2016 | 28.5681 | 27.7438 | 26.5383 | 25.3886 | 24.1855 | 22.4926 | 20.5325 | 18.8579 | 9.1337 | 1.9855 | 1.793
Cellarhead 132kV | Longton 132 11 (GT3A) | Longton 132/33/11kV | Primary | 11 | 52.9741 | -2.1333 | WPD Best View | Thermal headroom (MW) | 30.6974 | 29.852 | 29.762 | 28.8962 | 27.2686 | 25.2298 | 22.8461 | 20.6577 | 18.4594 | 15.9159 | 14.0922 | 10.7436 | 7.5522 | 3.9313 | 0.18487 | -2.9759 | -13.0984 | -16.4385 | -11.7492
Cellarhead 132kV | Meaford 'C' 132 33 | Meaford 'C' 132 33 | Bulk Supply Point | 33 | 52.9315 | -2.1673 | Consumer Transformation | Thermal headroom (MW) | 77.6071 | 75.2051 | 72.5569 | 68.8137 | 65.1985 | 60.9493 | 56.1726 | 50.9469 | 46.2916 | 41.725 | 38.0468 | 34.1842 | 29.84 | 26.6887 | 24.1169 | 21.449 | 11.1453 | 5.7312 | 5.8668
Cellarhead 132kV | Meaford 'C' 132 33 | Meaford 'C' 132 33 | Bulk Supply Point | 33 | 52.9315 | -2.1673 | Leading the Way | Thermal headroom (MW) | 77.5778 | 75.2334 | 72.4408 | 69.3318 | 66.2774 | 62.7403 | 58.1236 | 53.9955 | 49.377 | 44.6702 | 40.6903 | 36.236 | 33.0963 | 30.7249 | 28.5555 | 26.9933 | 16.3641 | 17.4031 | 24.3979
Cellarhead 132kV | Meaford 'C' 132 33 | Meaford 'C' 132 33 | Bulk Supply Point | 33 | 52.9315 | -2.1673 | Steady Progression | Thermal headroom (MW) | 78.1334 | 77.5786 | 77.1338 | 76.0969 | 74.5338 | 73.2316 | 71.7967 | 70.2763 | 68.6277 | 66.8173 | 65.1683 | 62.9927 | 60.4312 | 57.5739 | 53.917 | 50.4478 | 30.5457 | 17.7473 | 12.9426
Cellarhead 132kV | Meaford 'C' 132 33 | Meaford 'C' 132 33 | Bulk Supply Point | 33 | 52.9315 | -2.1673 | System Transformation | Thermal headroom (MW) | 77.9536 | 77.1741 | 76.4265 | 74.5971 | 73.4573 | 72.0583 | 70.2034 | 68.0053 | 65.5825 | 62.7474 | 59.9121 | 55.8475 | 51.7464 | 47.161 | 41.5963 | 36.8215 | 18.0113 | 12.5173 | 12.7584
Cellarhead 132kV | Meaford 'C' 132 33 | Meaford 'C' 132 33 | Bulk Supply Point | 33 | 52.9315 | -2.1673 | WPD Best View | Thermal headroom (MW) | 78.0465 | 77.3265 | 76.7154 | 74.8867 | 73.7409 | 72.2983 | 70.5921 | 68.6185 | 66.5542 | 64.3885 | 62.3076 | 59.743 | 56.7782 | 53.5406 | 49.7153 | 46.1574 | 28.3427 | 18.4948 | 15.7449
Cellarhead 132kV | Meaford 'C' 132 33 | BEARSTONE | Primary | 11 | 52.9473 | -2.4119 | Consumer Transformation | Thermal headroom (MW) | 2.2046 | 1.8731 | 1.3895 | 0.82604 | 0.13077 | -0.68777 | -1.5715 | -2.46 | -3.3826 | -4.2318 | -4.9307 | -5.5991 | -6.1892 | -6.6682 | -7.0122 | -7.2865 | -8.8995 | -9.6633 | -9.4829
Cellarhead 132kV | Meaford 'C' 132 33 | BEARSTONE | Primary | 11 | 52.9473 | -2.4119 | Leading the Way | Thermal headroom (MW) | 2.194 | 1.9259 | 1.5315 | 1.0129 | 0.4357 | -0.23462 | -0.98535 | -1.7698 | -2.6695 | -3.5528 | -4.3374 | -4.9999 | -5.5291 | -5.8688 | -6.0198 | -6.3314 | -8.2746 | -7.9444 | -6.6657
Cellarhead 132kV | Meaford 'C' 132 33 | BEARSTONE | Primary | 11 | 52.9473 | -2.4119 | Steady Progression | Thermal headroom (MW) | 2.2732 | 2.2625 | 2.2089 | 2.0515 | 1.8388 | 1.5805 | 1.2813 | 0.95632 | 0.61264 | 0.2644 | -0.083284 | -0.52696 | -1.0312 | -1.6427 | -2.3089 | -3.0158 | -6.82 | -8.8267 | -9.6668
Cellarhead 132kV | Meaford 'C' 132 33 | BEARSTONE | Primary | 11 | 52.9473 | -2.4119 | System Transformation | Thermal headroom (MW) | 2.2357 | 2.1948 | 2.1166 | 1.9242 | 1.6802 | 1.3979 | 1.0127 | 0.56649 | 0.07618 | -0.47253 | -1.0543 | -1.7905 | -2.6465 | -3.587 | -4.5607 | -5.4974 | -8.7653 | -9.4235 | -9.3059
Cellarhead 132kV | Meaford 'C' 132 33 | BEARSTONE | Primary | 11 | 52.9473 | -2.4119 | WPD Best View | Thermal headroom (MW) | 2.2485 | 2.2165 | 2.1462 | 1.9703 | 1.7373 | 1.4593 | 1.1111 | 0.71633 | 0.30174 | -0.14402 | -0.60455 | -1.1515 | -1.8255 | -2.5766 | -3.3747 | -4.1815 | -7.7693 | -9.2143 | -9.5981
Cellarhead 132kV | Meaford 'C' 132 33 | CHEADLE 33 11kV S STN | Primary | 11 | 52.9813 | -2.0048 | Consumer Transformation | Thermal headroom (MW) | 6.9485 | 6.5717 | 6.3677 | 5.9947 | 5.5393 | 4.93 | 4.113 | 3.338 | 2.4598 | 1.6021 | 0.73713 | -0.31836 | -1.7426 | -2.8663 | -3.9244 | -4.9536 | -8.6051 | -9.4815 | -9.3571
Cellarhead 132kV | Meaford 'C' 132 33 | CHEADLE 33 11kV S STN | Primary | 11 | 52.9813 | -2.0048 | Leading the Way | Thermal headroom (MW) | 6.9276 | 6.516 | 6.3067 | 5.9798 | 5.5642 | 5.0278 | 4.2646 | 3.5069 | 2.6371 | 1.6291 | 0.65456 | -0.76826 | -1.8204 | -2.9191 | -3.9289 | -4.7565 | -6.8563 | -6.5949 | -4.7223
Cellarhead 132kV | Meaford 'C' 132 33 | CHEADLE 33 11kV S STN | Primary | 11 | 52.9813 | -2.0048 | Steady Progression | Thermal headroom (MW) | 7.059 | 6.9862 | 7.1458 | 7.1458 | 7.0665 | 6.9714 | 6.9653 | 6.8635 | 6.7632 | 6.6478 | 6.4197 | 6.1043 | 5.7379 | 5.3249 | 4.8921 | 4.4051 | 1.4844 | -0.88899 | -1.5167
Cellarhead 132kV | Meaford 'C' 132 33 | CHEADLE 33 11kV S STN | Primary | 11 | 52.9813 | -2.0048 | System Transformation | Thermal headroom (MW) | 7.0094 | 6.8398 | 6.946 | 6.8591 | 6.7526 | 6.7102 | 6.5947 | 6.4084 | 6.1441 | 5.8855 | 5.4385 | 4.9015 | 4.2681 | 3.6106 | 2.5997 | 1.9905 | -1.0461 | -2.9642 | -2.4585
Cellarhead 132kV | Meaford 'C' 132 33 | CHEADLE 33 11kV S STN | Primary | 11 | 52.9813 | -2.0048 | WPD Best View | Thermal headroom (MW) | 7.0561 | 6.9472 | 7.0665 | 7.0523 | 6.9235 | 6.8091 | 6.7211 | 6.5464 | 6.337 | 5.9805 | 5.6311 | 5.214 | 4.7888 | 4.3606 | 3.9596 | 3.5785 | 0.49189 | -1.9745 | -2.1874
Cellarhead 132kV | Meaford 'C' 132 33 | COTES HEATH 33 11kV S STN | Primary | 11 | 52.9116 | -2.2481 | Consumer Transformation | Thermal headroom (MW) | 9.3283 | 9.0536 | 8.7773 | 8.4206 | 7.9811 | 7.4629 | 6.892 | 6.3253 | 5.7859 | 5.2967 | 4.8401 | 4.3804 | 3.6221 | 3.2785 | 3.0359 | 2.8463 | 2.0246 | 1.508 | 1.3209
Cellarhead 132kV | Meaford 'C' 132 33 | COTES HEATH 33 11kV S STN | Primary | 11 | 52.9116 | -2.2481 | Leading the Way | Thermal headroom (MW) | 9.3293 | 9.0843 | 8.874 | 8.5358 | 8.1797 | 7.7586 | 7.2768 | 6.7961 | 6.2586 | 5.752 | 5.2432 | 4.4372 | 4.0786 | 3.8316 | 3.7286 | 3.6815 | 2.5302 | 2.7722 | 3.7607
Cellarhead 132kV | Meaford 'C' 132 33 | COTES HEATH 33 11kV S STN | Primary | 11 | 52.9116 | -2.2481 | Steady Progression | Thermal headroom (MW) | 9.4058 | 9.3466 | 9.3379 | 9.2645 | 9.1562 | 8.9956 | 8.8321 | 8.6546 | 8.458 | 8.2577 | 8.0635 | 7.7968 | 7.4991 | 7.1457 | 6.7754 | 6.3794 | 3.597 | 2.2543 | 1.7838
Cellarhead 132kV | Meaford 'C' 132 33 | COTES HEATH 33 11kV S STN | Primary | 11 | 52.9116 | -2.2481 | System Transformation | Thermal headroom (MW) | 9.3844 | 9.3102 | 9.2804 | 9.1766 | 9.0499 | 8.8753 | 8.6582 | 8.4021 | 8.1087 | 7.769 | 7.4229 | 6.9786 | 6.4871 | 5.9572 | 4.9755 | 4.3763 | 2.2659 | 1.4919 | 1.665
Cellarhead 132kV | Meaford 'C' 132 33 | COTES HEATH 33 11kV S STN | Primary | 11 | 52.9116 | -2.2481 | WPD Best View | Thermal headroom (MW) | 9.4058 | 9.3466 | 9.3379 | 9.2645 | 9.1562 | 8.9956 | 8.8321 | 8.6546 | 8.458 | 8.2577 | 8.0635 | 7.7968 | 7.4991 | 7.1457 | 6.7754 | 6.3794 | 3.597 | 2.2543 | 1.7838
Cellarhead 132kV | Meaford 'C' 132 33 | ECCLESHALL PRIMARY 33 11kV S STN | Primary | 11 | 52.8527 | -2.2551 | Consumer Transformation | Thermal headroom (MW) | 0.26788 | 0.049728 | -0.16078 | -0.42752 | -0.75454 | -1.2236 | -1.6858 | -2.1358 | -2.5714 | -3.0877 | -3.4256 | -3.8298 | -4.5453 | -4.8628 | -5.1285 | -5.3341 | -7.0993 | -7.5778 | -7.7638
Cellarhead 132kV | Meaford 'C' 132 33 | ECCLESHALL PRIMARY 33 11kV S STN | Primary | 11 | 52.8527 | -2.2551 | Leading the Way | Thermal headroom (MW) | 0.27189 | 0.078915 | -0.073347 | -0.3235 | -0.5871 | -1.0078 | -1.4005 | -1.7935 | -2.2155 | -2.8005 | -3.197 | -3.9333 | -4.2278 | -4.4659 | -4.8117 | -5.2897 | -6.4454 | -6.3204 | -5.4706
Cellarhead 132kV | Meaford 'C' 132 33 | ECCLESHALL PRIMARY 33 11kV S STN | Primary | 11 | 52.8527 | -2.2551 | Steady Progression | Thermal headroom (MW) | 0.32236 | 0.28527 | 0.30208 | 0.25185 | 0.18009 | 0.0080173 | -0.11544 | -0.23714 | -0.37439 | -0.58769 | -0.73466 | -0.93706 | -1.1628 | -1.4208 | -1.7025 | -1.9918 | -4.0765 | -5.0246 | -5.3625
Cellarhead 132kV | Meaford 'C' 132 33 | ECCLESHALL PRIMARY 33 11kV S STN | Primary | 11 | 52.8527 | -2.2551 | System Transformation | Thermal headroom (MW) | 0.30336 | 0.25696 | 0.25313 | 0.19153 | 0.1067 | -0.096155 | -0.24044 | -0.42923 | -0.63111 | -1.0028 | -1.269 | -1.5945 | -1.9484 | -2.3485 | -3.1282 | -3.5909 | -5.1865 | -5.8401 | -5.6861
Cellarhead 132kV | Meaford 'C' 132 33 | ECCLESHALL PRIMARY 33 11kV S STN | Primary | 11 | 52.8527 | -2.2551 | WPD Best View | Thermal headroom (MW) | 0.32236 | 0.28527 | 0.30208 | 0.25185 | 0.18009 | 0.0080173 | -0.11544 | -0.23714 | -0.37439 | -0.58769 | -0.73466 | -0.93706 | -1.1628 | -1.4208 | -1.7025 | -1.9918 | -4.0765 | -5.0246 | -5.3625
Cellarhead 132kV | Meaford 'C' 132 33 | GNOSALL 33 11kV S STN | Primary | 11 | 52.7821 | -2.2577 | Consumer Transformation | Thermal headroom (MW) | 0.58944 | 0.20395 | -0.23262 | -0.75149 | -1.3951 | -2.1509 | -3.0239 | -4.2269 | -5.0925 | -5.9281 | -6.6218 | -7.3215 | -7.9572 | -8.4721 | -8.8769 | -9.5513 | -10.7525 | -12.1239 | -12.0995
Cellarhead 132kV | Meaford 'C' 132 33 | GNOSALL 33 11kV S STN | Primary | 11 | 52.7821 | -2.2577 | Leading the Way | Thermal headroom (MW) | 0.58351 | 0.24019 | -0.099639 | -0.57518 | -1.0991 | -1.7306 | -2.8272 | -3.5695 | -4.4043 | -5.2816 | -6.0167 | -6.6608 | -7.1832 | -7.5363 | -8.0539 | -8.1015 | -9.789 | -9.7529 | -8.9221
Cellarhead 132kV | Meaford 'C' 132 33 | GNOSALL 33 11kV S STN | Primary | 11 | 52.7821 | -2.2577 | Steady Progression | Thermal headroom (MW) | 0.70798 | 0.60018 | 0.51945 | 0.38006 | 0.19167 | -0.040834 | -0.30539 | -0.59728 | -0.90689 | -1.2294 | -1.5374 | -1.9262 | -2.3848 | -2.8916 | -3.8509 | -4.5008 | -8.1435 | -10.7869 | -11.9381
Cellarhead 132kV | Meaford 'C' 132 33 | GNOSALL 33 11kV S STN | Primary | 11 | 52.7821 | -2.2577 | System Transformation | Thermal headroom (MW) | 0.686 | 0.54583 | 0.45351 | 0.28097 | 0.078328 | -0.16514 | -0.49232 | -0.86653 | -1.327 | -1.8018 | -2.3216 | -3.3193 | -4.0607 | -4.9113 | -5.8011 | -6.6637 | -10.5211 | -11.3477 | -11.6234
Cellarhead 132kV | Meaford 'C' 132 33 | GNOSALL 33 11kV S STN | Primary | 11 | 52.7821 | -2.2577 | WPD Best View | Thermal headroom (MW) | 0.6862 | 0.53906 | 0.41758 | 0.19679 | -0.071358 | -0.40102 | -0.77 | -1.1828 | -1.6313 | -2.0697 | -2.5261 | -3.0372 | -3.5652 | -4.0688 | -4.9033 | -5.3704 | -7.5725 | -9.0411 | -9.5211
Cellarhead 132kV | Meaford 'C' 132 33 | HIGH OFFLEY 33 11kV S STN | Primary | 11 | 52.832 | -2.3205 | Consumer Transformation | Thermal headroom (MW) | 2.3301 | 2.0277 | 1.619 | 1.1753 | 0.63621 | -0.0082276 | -0.69356 | -1.416 | -2.1364 | -2.8005 | -3.3492 | -3.8689 | -4.6852 | -5.0638 | -5.3405 | -5.5593 | -6.8137 | -7.4517 | -7.7026
Cellarhead 132kV | Meaford 'C' 132 33 | HIGH OFFLEY 33 11kV S STN | Primary | 11 | 52.832 | -2.3205 | Leading the Way | Thermal headroom (MW) | 2.3211 | 2.0482 | 1.7269 | 1.3059 | 0.85882 | 0.32961 | -0.25249 | -0.88169 | -1.5869 | -2.2733 | -2.8606 | -3.7445 | -4.1557 | -4.437 | -4.5601 | -4.81 | -6.3322 | -6.1159 | -5.1654
Cellarhead 132kV | Meaford 'C' 132 33 | HIGH OFFLEY 33 11kV S STN | Primary | 11 | 52.832 | -2.3205 | Steady Progression | Thermal headroom (MW) | 2.3865 | 2.3661 | 2.2744 | 2.1369 | 1.9708 | 1.7674 | 1.5151 | 1.2666 | 0.99001 | 0.72274 | 0.45332 | 0.099042 | -0.30598 | -0.77524 | -1.3014 | -1.8481 | -5.2464 | -7.1204 | -7.8624
Cellarhead 132kV | Meaford 'C' 132 33 | HIGH OFFLEY 33 11kV S STN | Primary | 11 | 52.832 | -2.3205 | System Transformation | Thermal headroom (MW) | 2.3545 | 2.312 | 2.1959 | 2.0326 | 1.8429 | 1.6214 | 1.2957 | 0.94837 | 0.56482 | 0.13112 | -0.31888 | -0.91 | -1.5705 | -2.2968 | -3.4224 | -4.1471 | -6.7504 | -7.7871 | -7.7323
Cellarhead 132kV | Meaford 'C' 132 33 | HIGH OFFLEY 33 11kV S STN | Primary | 11 | 52.832 | -2.3205 | WPD Best View | Thermal headroom (MW) | 2.3826 | 2.3266 | 2.2162 | 2.0362 | 1.8312 | 1.5794 | 1.2741 | 0.96153 | 0.6071 | 0.23905 | -0.1262 | -0.56448 | -1.0088 | -1.4763 | -1.9602 | -2.4317 | -5.0538 | -6.1989 | -6.5431
Cellarhead 132kV | Meaford 'C' 132 33 | HILL CHORLTON 33 11kV S STN | Primary | 11 | 52.9521 | -2.2974 | Consumer Transformation | Thermal headroom (MW) | 0.087937 | -0.15604 | -0.48139 | -0.89276 | -1.3709 | -1.9106 | -2.5295 | -3.1737 | -3.8155 | -4.4078 | -4.8979 | -5.3834 | -5.8199 | -6.1745 | -6.4354 | -6.6417 | -7.6016 | -8.2164 | -8.1833
Cellarhead 132kV | Meaford 'C' 132 33 | HILL CHORLTON 33 11kV S STN | Primary | 11 | 52.9521 | -2.2974 | Leading the Way | Thermal headroom (MW) | 0.086176 | -0.13011 | -0.40746 | -0.81169 | -1.226 | -1.6708 | -2.1892 | -2.76 | -3.3851 | -3.9871 | -4.5122 | -4.9638 | -5.3211 | -5.5444 | -5.6425 | -5.6646 | -7.0542 | -6.9594 | -6.1029
Cellarhead 132kV | Meaford 'C' 132 33 | HILL CHORLTON 33 11kV S STN | Primary | 11 | 52.9521 | -2.2974 | Steady Progression | Thermal headroom (MW) | 0.12343 | 0.068693 | -0.035839 | -0.19886 | -0.37955 | -0.57672 | -0.79592 | -1.0384 | -1.2939 | -1.5464 | -1.7965 | -2.1057 | -2.4696 | -2.8769 | -3.3379 | -3.8172 | -6.3521 | -7.5246 | -7.9861
Cellarhead 132kV | Meaford 'C' 132 33 | HILL CHORLTON 33 11kV S STN | Primary | 11 | 52.9521 | -2.2974 | System Transformation | Thermal headroom (MW) | 0.1131 | 0.051202 | -0.0734 | -0.26644 | -0.46187 | -0.66057 | -0.90989 | -1.1993 | -1.5295 | -1.8921 | -2.2963 | -2.8001 | -3.3612 | -3.9898 | -4.646 | -5.2684 | -7.422 | -7.7896 | -7.7328
Cellarhead 132kV | Meaford 'C' 132 33 | HILL CHORLTON 33 11kV S STN | Primary | 11 | 52.9521 | -2.2974 | WPD Best View | Thermal headroom (MW) | 0.12343 | 0.063723 | -0.035839 | -0.19886 | -0.37955 | -0.57672 | -0.79592 | -1.0384 | -1.2939 | -1.5464 | -1.7965 | -2.1057 | -2.4696 | -2.8769 | -3.3379 | -3.8172 | -6.3521 | -7.5246 | -7.9861
Cellarhead 132kV | Meaford 'C' 132 33 | HINSTOCK 33 11kV S STN | Primary | 11 | 52.8368 | -2.4509 | Consumer Transformation | Thermal headroom (MW) | 1.8704 | 1.5575 | 1.2318 | 0.82271 | 0.32585 | -0.26336 | -0.8993 | -1.509 | -2.1064 | -2.7168 | -3.223 | -3.6941 | -4.1171 | -4.4547 | -4.7087 | -4.8909 | -5.5227 | -6.0724 | -5.9321
Cellarhead 132kV | Meaford 'C' 132 33 | HINSTOCK 33 11kV S STN | Primary | 11 | 52.8368 | -2.4509 | Leading the Way | Thermal headroom (MW) | 1.8721 | 1.5935 | 1.3297 | 0.95863 | 0.54884 | 0.064468 | -0.47338 | -1.0059 | -1.5895 | -2.22 | -2.78 | -3.2391 | -3.6164 | -3.8542 | -3.9578 | -3.9735 | -5.0371 | -4.7851 | -3.832
Cellarhead 132kV | Meaford 'C' 132 33 | HINSTOCK 33 11kV S STN | Primary | 11 | 52.8368 | -2.4509 | Steady Progression | Thermal headroom (MW) | 1.9714 | 1.8943 | 1.8527 | 1.7518 | 1.6196 | 1.445 | 1.2429 | 1.0288 | 0.80262 | 0.56472 | 0.33238 | 0.011127 | -0.32937 | -0.72473 | -1.1539 | -1.6508 | -4.4717 | -6.2327 | -6.861
Cellarhead 132kV | Meaford 'C' 132 33 | HINSTOCK 33 11kV S STN | Primary | 11 | 52.8368 | -2.4509 | System Transformation | Thermal headroom (MW) | 1.9449 | 1.849 | 1.7825 | 1.6527 | 1.4936 | 1.3041 | 1.0368 | 0.72889 | 0.37002 | -0.012459 | -0.41515 | -0.9192 | -1.4743 | -2.1388 | -2.8336 | -3.5089 | -5.9045 | -6.4936 | -6.3661
Cellarhead 132kV | Meaford 'C' 132 33 | HINSTOCK 33 11kV S STN | Primary | 11 | 52.8368 | -2.4509 | WPD Best View | Thermal headroom (MW) | 1.9324 | 1.8182 | 1.7232 | 1.5627 | 1.3642 | 1.1262 | 0.81132 | 0.46177 | 0.076645 | -0.30999 | -0.67971 | -1.1385 | -1.6528 | -2.1826 | -2.7026 | -3.2053 | -5.1335 | -5.8369 | -5.6977
Cellarhead 132kV | Meaford 'C' 132 33 | HOOKGATE 33 11kV S STN | Primary | 11 | 52.9129 | -2.3799 | Consumer Transformation | Thermal headroom (MW) | 3.1894 | 2.8418 | 2.3207 | 1.7348 | 0.98936 | 0.09991 | -0.85493 | -2.158 | -3.1335 | -4.0531 | -4.798 | -5.55 | -6.2174 | -6.7565 | -7.1517 | -7.8257 | -9.5447 | -10.8157 | -10.6924
Cellarhead 132kV | Meaford 'C' 132 33 | HOOKGATE 33 11kV S STN | Primary | 11 | 52.9129 | -2.3799 | Leading the Way | Thermal headroom (MW) | 3.1931 | 2.8626 | 2.4201 | 1.8791 | 1.2493 | 0.48407 | -0.66899 | -1.4752 | -2.4371 | -3.3723 | -4.187 | -4.9081 | -5.4807 | -5.8448 | -6.3821 | -6.6271 | -8.7822 | -8.5702 | -7.5832
Cellarhead 132kV | Meaford 'C' 132 33 | HOOKGATE 33 11kV S STN | Primary | 11 | 52.9129 | -2.3799 | Steady Progression | Thermal headroom (MW) | 3.2762 | 3.2371 | 3.1101 | 2.9207 | 2.6699 | 2.3754 | 2.0597 | 1.716 | 1.35 | 0.96696 | 0.6068 | 0.1576 | -0.35546 | -0.9953 | -2.0381 | -2.7796 | -6.694 | -9.0258 | -10.1904
Cellarhead 132kV | Meaford 'C' 132 33 | HOOKGATE 33 11kV S STN | Primary | 11 | 52.9129 | -2.3799 | System Transformation | Thermal headroom (MW) | 3.2443 | 3.1577 | 3.0145 | 2.7862 | 2.5101 | 2.2011 | 1.8137 | 1.3751 | 0.85803 | 0.30396 | -0.29713 | -1.4049 | -2.275 | -3.2476 | -4.2575 | -5.2302 | -9.284 | -9.9429 | -10.1938
Cellarhead 132kV | Meaford 'C' 132 33 | HOOKGATE 33 11kV S STN | Primary | 11 | 52.9129 | -2.3799 | WPD Best View | Thermal headroom (MW) | 3.2763 | 3.2315 | 3.1134 | 2.92 | 2.669 | 2.3745 | 2.0569 | 1.7058 | 1.3225 | 0.91791 | 0.52974 | 0.0428 | -0.52686 | -1.214 | -2.3009 | -3.075 | -6.8883 | -8.9408 | -9.9758
Cellarhead 132kV | Meaford 'C' 132 33 | MARKET DRAYTON 33 11kV S STN | Primary | 11 | 52.9019 | -2.4819 | Consumer Transformation | Thermal headroom (MW) | 13.3059 | 11.8284 | 10.8773 | 7.238 | 6.4408 | 5.4044 | 4.0939 | 2.7838 | 1.5985 | 0.40538 | -0.40848 | -1.5568 | -2.19 | -2.8166 | -3.7919 | -4.2949 | -9.1528 | -10.3437 | -9.5937
Cellarhead 132kV | Meaford 'C' 132 33 | MARKET DRAYTON 33 11kV S STN | Primary | 11 | 52.9019 | -2.4819 | Leading the Way | Thermal headroom (MW) | 13.2924 | 11.6509 | 8.5983 | 6.79 | 6.1339 | 5.2809 | 4.1123 | 2.9601 | 1.8283 | 0.28291 | -0.48827 | -1.0185 | -1.3586 | -2.1585 | -2.8934 | -3.8353 | -6.5788 | -6.4611 | -4.2253
Cellarhead 132kV | Meaford 'C' 132 33 | MARKET DRAYTON 33 11kV S STN | Primary | 11 | 52.9019 | -2.4819 | Steady Progression | Thermal headroom (MW) | 13.4622 | 13.0016 | 12.8421 | 12.1331 | 9.9462 | 9.7306 | 9.423 | 9.0856 | 8.7717 | 7.9928 | 7.6727 | 7.2026 | 6.6912 | 6.092 | 5.4565 | 4.7927 | 0.59451 | -2.8901 | -3.98
Cellarhead 132kV | Meaford 'C' 132 33 | MARKET DRAYTON 33 11kV S STN | Primary | 11 | 52.9019 | -2.4819 | System Transformation | Thermal headroom (MW) | 13.4017 | 12.7267 | 12.342 | 9.2565 | 9.1498 | 8.9158 | 8.4839 | 7.5636 | 6.9927 | 6.2346 | 5.6182 | 4.8927 | 4.0616 | 2.788 | 1.8698 | 0.65776 | -3.3147 | -4.7748 | -4.393
Cellarhead 132kV | Meaford 'C' 132 33 | MARKET DRAYTON 33 11kV S STN | Primary | 11 | 52.9019 | -2.4819 | WPD Best View | Thermal headroom (MW) | 13.4026 | 12.7303 | 12.3426 | 9.1982 | 9.1035 | 8.9283 | 8.515 | 7.6295 | 7.1237 | 6.4548 | 5.9549 | 5.3717 | 4.7018 | 3.5774 | 2.7862 | 1.6445 | -2.4847 | -4.8669 | -4.9705
Cellarhead 132kV | Meaford 'C' 132 33 | Meaford C 132/33/11kVDUMMY | Primary | 11 | 52.9315 | -2.1673 | Consumer Transformation | Thermal headroom (MW) | 23.0801 | 22.1923 | 21.34 | 20.4952 | 19.3831 | 18.3574 | 17.047 | 15.9752 | 14.9462 | 13.647 | 12.8721 | 11.7003 | 9.6031 | 7.5259 | 5.7305 | 3.6621 | -3.697 | -5.9563 | -6.127
Cellarhead 132kV | Meaford 'C' 132 33 | Meaford C 132/33/11kVDUMMY | Primary | 11 | 52.9315 | -2.1673 | Leading the Way | Thermal headroom (MW) | 23.0421 | 21.8566 | 21.1248 | 20.2165 | 19.1247 | 18.253 | 16.9994 | 16.0654 | 14.7345 | 13.8321 | 13.0303 | 11.2047 | 9.2578 | 7.6341 | 5.6952 | 4.0018 | -0.70895 | -0.95144 | 1.994
Cellarhead 132kV | Meaford 'C' 132 33 | Meaford C 132/33/11kVDUMMY | Primary | 11 | 52.9315 | -2.1673 | Steady Progression | Thermal headroom (MW) | 23.216 | 22.8708 | 22.8172 | 22.365 | 22.1717 | 21.9318 | 21.7011 | 21.5495 | 21.3418 | 21.1222 | 20.902 | 20.5675 | 19.8193 | 19.3823 | 18.911 | 18.0503 | 14.4585 | 8.2003 | 6.8051
Cellarhead 132kV | Meaford 'C' 132 33 | Meaford C 132/33/11kVDUMMY | Primary | 11 | 52.9315 | -2.1673 | System Transformation | Thermal headroom (MW) | 23.158 | 22.6744 | 22.2478 | 21.8644 | 21.6178 | 21.3018 | 20.8994 | 20.6288 | 20.2485 | 19.4711 | 19.0329 | 18.4684 | 17.4822 | 16.7996 | 15.7253 | 14.6816 | 7.6548 | 3.706 | 3.6115
Cellarhead 132kV | Meaford 'C' 132 33 | Meaford C 132/33/11kVDUMMY | Primary | 11 | 52.9315 | -2.1673 | WPD Best View | Thermal headroom (MW) | 23.1816 | 22.8065 | 22.7239 | 22.2464 | 22.0293 | 21.7527 | 21.4796 | 21.2309 | 20.9318 | 20.6683 | 20.4303 | 20.1121 | 19.4271 | 19.0859 | 18.7543 | 18.0475 | 14.1006 | 8.0915 | 6.8706
Cellarhead 132kV | Meaford 'C' 132 33 | TEAN 33 11kV S STN | Primary | 11 | 52.9585 | -1.9903 | Consumer Transformation | Thermal headroom (MW) | 15.857 | 15.4466 | 14.9056 | 14.3669 | 13.7095 | 12.9207 | 12.0248 | 10.7866 | 9.9348 | 9.0935 | 8.3705 | 7.6449 | 6.9927 | 6.4343 | 6.0177 | 5.3148 | 3.8203 | 2.4793 | 2.5878
Cellarhead 132kV | Meaford 'C' 132 33 | TEAN 33 11kV S STN | Primary | 11 | 52.9585 | -1.9903 | Leading the Way | Thermal headroom (MW) | 15.8523 | 15.4786 | 14.9933 | 14.4939 | 13.95 | 13.298 | 12.1777 | 11.3873 | 10.5824 | 9.7177 | 8.9347 | 8.2637 | 7.6971 | 7.3133 | 6.7622 | 6.6921 | 4.7819 | 4.9306 | 5.9512
Cellarhead 132kV | Meaford 'C' 132 33 | TEAN 33 11kV S STN | Primary | 11 | 52.9585 | -1.9903 | Steady Progression | Thermal headroom (MW) | 15.9869 | 15.865 | 15.7243 | 15.5757 | 15.3922 | 15.1505 | 14.8831 | 14.5945 | 14.2556 | 13.9428 | 13.628 | 13.2163 | 12.7496 | 12.2251 | 11.2905 | 10.654 | 6.9113 | 4.418 | 3.2806
Cellarhead 132kV | Meaford 'C' 132 33 | TEAN 33 11kV S STN | Primary | 11 | 52.9585 | -1.9903 | System Transformation | Thermal headroom (MW) | 15.9489 | 15.7985 | 15.607 | 15.4246 | 15.2255 | 14.9749 | 14.6326 | 14.2324 | 13.7546 | 13.2508 | 12.7116 | 11.7021 | 10.9585 | 10.1117 | 9.1776 | 8.2735 | 4.2956 | 3.5598 | 3.3681
Cellarhead 132kV | Meaford 'C' 132 33 | TEAN 33 11kV S STN | Primary | 11 | 52.9585 | -1.9903 | WPD Best View | Thermal headroom (MW) | 15.9771 | 15.8454 | 15.6722 | 15.5084 | 15.32 | 15.0751 | 14.7688 | 14.4341 | 14.0278 | 13.6393 | 13.2316 | 12.7179 | 12.1424 | 11.5028 | 10.4123 | 9.6439 | 6.1268 | 4.1621 | 3.3958
Cellarhead 132kV | Newcastle 132 11 (GT5) | Newcastle 132/11kVDUMMY | Primary | 11 | 53.029 | -2.2423 | Consumer Transformation | Thermal headroom (MW) | 56.6582 | 55.1492 | 54.5042 | 52.5598 | 51.0438 | 49.1794 | 46.4635 | 43.8574 | 41.2718 | 38.6598 | 36.0136 | 32.1489 | 28.6605 | 25.3374 | 21.7198 | 18.4381 | 5.6456 | 0.89027 | 1.1009
Cellarhead 132kV | Newcastle 132 11 (GT5) | Newcastle 132/11kVDUMMY | Primary | 11 | 53.029 | -2.2423 | Leading the Way | Thermal headroom (MW) | 56.583 | 55.0705 | 53.9751 | 52.9277 | 51.4638 | 49.8391 | 47.3078 | 44.6725 | 42.1502 | 38.9793 | 36.1594 | 33.3776 | 30.6518 | 27.3134 | 24.7223 | 22.5782 | 14.3163 | 12.4322 | 17.6086
Cellarhead 132kV | Newcastle 132 11 (GT5) | Newcastle 132/11kVDUMMY | Primary | 11 | 53.029 | -2.2423 | Steady Progression | Thermal headroom (MW) | 56.9323 | 57.0186 | 57.8956 | 57.955 | 57.1518 | 57.3114 | 57.4045 | 57.3915 | 57.4417 | 57.1055 | 57.146 | 56.7713 | 56.3392 | 55.7263 | 55.1761 | 54.5033 | 47.9065 | 40.4948 | 38.1219
Cellarhead 132kV | Newcastle 132 11 (GT5) | Newcastle 132/11kVDUMMY | Primary | 11 | 53.029 | -2.2423 | System Transformation | Thermal headroom (MW) | 56.7862 | 56.7638 | 57.3349 | 56.6198 | 56.3427 | 56.4677 | 56.3189 | 55.5637 | 55.2263 | 54.8864 | 54.3896 | 53.4927 | 52.6001 | 50.9388 | 49.7011 | 47.988 | 39.2069 | 33.7257 | 34.0254
Cellarhead 132kV | Newcastle 132 11 (GT5) | Newcastle 132/11kVDUMMY | Primary | 11 | 53.029 | -2.2423 | WPD Best View | Thermal headroom (MW) | 56.9019 | 56.8778 | 56.779 | 56.7513 | 56.6051 | 56.615 | 56.489 | 56.051 | 55.8053 | 55.1576 | 54.8097 | 54.0526 | 53.2544 | 52.2726 | 51.3807 | 50.4547 | 43.908 | 37.8648 | 36.7039
Cellarhead 132kV | Newcastle 132 33 | Newcastle 132 33 | Bulk Supply Point | 33 | 53.029 | -2.2423 | Consumer Transformation | Thermal headroom (MW) | 9.9669 | 9.3308 | 8.6968 | 7.818 | 6.7397 | 5.3948 | 3.6152 | 1.6113 | 0.041082 | -1.374 | -2.5338 | -4.0336 | -5.433 | -6.655 | -7.6096 | -8.7971 | -13.5565 | -16.6129 | -16.9568
Cellarhead 132kV | Newcastle 132 33 | Newcastle 132 33 | Bulk Supply Point | 33 | 53.029 | -2.2423 | Leading the Way | Thermal headroom (MW) | 9.9536 | 9.3398 | 8.9256 | 8.135 | 7.2351 | 6.1386 | 4.2497 | 2.7385 | 1.2204 | -0.18099 | -1.4272 | -2.5905 | -3.6205 | -4.3438 | -5.0342 | -5.2994 | -10.5018 | -11.3696 | -9.3364
Cellarhead 132kV | Newcastle 132 33 | Newcastle 132 33 | Bulk Supply Point | 33 | 53.029 | -2.2423 | Steady Progression | Thermal headroom (MW) | 10.1197 | 10.0123 | 10.0854 | 9.9064 | 9.6534 | 9.3295 | 8.9636 | 8.5407 | 8.0913 | 7.6459 | 7.215 | 6.6288 | 5.9398 | 5.1564 | 4.0094 | 3.0839 | -2.7108 | -6.9114 | -8.4436
Cellarhead 132kV | Newcastle 132 33 | Newcastle 132 33 | Bulk Supply Point | 33 | 53.029 | -2.2423 | System Transformation | Thermal headroom (MW) | 10.0756 | 9.9433 | 9.931 | 9.7687 | 9.4808 | 9.1489 | 8.6796 | 8.1099 | 7.4743 | 6.7677 | 6.0005 | 4.7571 | 3.6835 | 2.4983 | 1.2838 | -0.076129 | -6.1049 | -7.757 | -7.8865
Cellarhead 132kV | Newcastle 132 33 | Newcastle 132 33 | Bulk Supply Point | 33 | 53.029 | -2.2423 | WPD Best View | Thermal headroom (MW) | 10.1106 | 9.9261 | 9.9815 | 9.8319 | 9.5112 | 9.1346 | 8.7131 | 8.2287 | 7.7134 | 7.2168 | 6.7609 | 6.1853 | 5.549 | 4.8524 | 3.7401 | 2.8602 | -2.2959 | -6.0147 | -7.2533
Cellarhead 132kV | Newcastle 132 33 | SCOT HAY 33 11kV S STN | Primary | 11 | 53.0213 | -2.2915 | Consumer Transformation | Thermal headroom (MW) | 1.2939 | 1.0109 | 0.74988 | 0.3631 | -0.10791 | -0.70581 | -1.4585 | -2.5336 | -3.2175 | -3.8362 | -4.3189 | -4.9247 | -5.4984 | -5.9992 | -6.4013 | -7.1006 | -8.6635 | -10.1154 | -10.2691
Cellarhead 132kV | Newcastle 132 33 | SCOT HAY 33 11kV S STN | Primary | 11 | 53.0213 | -2.2915 | Leading the Way | Thermal headroom (MW) | 1.2864 | 1.0389 | 0.84736 | 0.49443 | 0.078604 | -0.41811 | -1.4536 | -2.097 | -2.7712 | -3.3879 | -3.8662 | -4.3561 | -4.7559 | -5.029 | -5.5409 | -5.621 | -7.2205 | -7.6131 | -7.076
Cellarhead 132kV | Newcastle 132 33 | SCOT HAY 33 11kV S STN | Primary | 11 | 53.0213 | -2.2915 | Steady Progression | Thermal headroom (MW) | 1.3655 | 1.314 | 1.3252 | 1.2401 | 1.1152 | 0.96957 | 0.81649 | 0.62463 | 0.42095 | 0.22924 | 0.049084 | -0.19757 | -0.47839 | -0.79812 | -1.499 | -1.8654 | -4.0721 | -5.886 | -6.7412
Cellarhead 132kV | Newcastle 132 33 | SCOT HAY 33 11kV S STN | Primary | 11 | 53.0213 | -2.2915 | System Transformation | Thermal headroom (MW) | 1.3416 | 1.2742 | 1.2751 | 1.1677 | 1.0203 | 0.86715 | 0.65912 | 0.40146 | 0.118 | -0.1979 | -0.51841 | -1.2594 | -1.6997 | -2.1807 | -2.6562 | -3.189 | -5.9165 | -6.5451 | -6.8422
Cellarhead 132kV | Newcastle 132 33 | SCOT HAY 33 11kV S STN | Primary | 11 | 53.0213 | -2.2915 | WPD Best View | Thermal headroom (MW) | 1.3655 | 1.314 | 1.3252 | 1.2401 | 1.1152 | 0.96957 | 0.81649 | 0.62463 | 0.42095 | 0.22924 | 0.049084 | -0.19757 | -0.47839 | -0.79812 | -1.499 | -1.8654 | -4.0721 | -5.886 | -6.7412
Cellarhead 132kV | Newcastle 132 33 | TALKE 33 11kV S STN | Primary | 11 | 53.0823 | -2.2633 | Consumer Transformation | Thermal headroom (MW) | 12.2895 | 11.9386 | 11.5715 | 11.0834 | 10.4814 | 9.7393 | 8.7252 | 7.7729 | 6.8947 | 6.1052 | 5.4379 | 4.5596 | 3.7471 | 3.0374 | 2.4921 | 1.9795 | -1.1071 | -2.7161 | -2.9051
Cellarhead 132kV | Newcastle 132 33 | TALKE 33 11kV S STN | Primary | 11 | 53.0823 | -2.2633 | Leading the Way | Thermal headroom (MW) | 12.2835 | 11.9236 | 11.7013 | 11.2662 | 10.7828 | 10.1854 | 9.3062 | 8.4486 | 7.6105 | 6.8319 | 6.0812 | 5.4166 | 4.7999 | 4.3604 | 4.1502 | 3.9723 | 0.50774 | 0.03455 | 1.4618
Cellarhead 132kV | Newcastle 132 33 | TALKE 33 11kV S STN | Primary | 11 | 53.0823 | -2.2633 | Steady Progression | Thermal headroom (MW) | 12.3707 | 12.3146 | 12.3726 | 12.2785 | 12.1492 | 11.9719 | 11.762 | 11.5319 | 11.2872 | 11.0361 | 10.7888 | 10.4538 | 10.0524 | 9.5963 | 9.1225 | 8.5743 | 5.0692 | 2.7068 | 2.0062
Cellarhead 132kV | Newcastle 132 33 | TALKE 33 11kV S STN | Primary | 11 | 53.0823 | -2.2633 | System Transformation | Thermal headroom (MW) | 12.3499 | 12.2842 | 12.272 | 12.2118 | 12.0692 | 11.8906 | 11.6312 | 11.3205 | 10.9705 | 10.5821 | 10.1416 | 9.6123 | 8.9891 | 8.2969 | 7.5732 | 6.7629 | 3.4757 | 2.4759 | 2.604
Cellarhead 132kV | Newcastle 132 33 | TALKE 33 11kV S STN | Primary | 11 | 53.0823 | -2.2633 | WPD Best View | Thermal headroom (MW) | 12.3624 | 12.2352 | 12.2769 | 12.2098 | 12.0181 | 11.7922 | 11.531 | 11.2442 | 10.9387 | 10.6405 | 10.3702 | 10.0448 | 9.6921 | 9.316 | 8.8742 | 8.368 | 5.4517 | 3.5335 | 3.1037
Cellarhead 132kV | Stagefields 132 11 (GT3A) | Stagefields 132/33/11kV | Primary | 11 | 53.0136 | -2.1695 | Consumer Transformation | Thermal headroom (MW) | 26.3815 | 25.106 | 24.1663 | 22.7611 | 20.6941 | 18.2991 | 14.9896 | 11.6818 | 7.9315 | 4.231 | 0.5551 | -4.5681 | -10.5123 | -15.6571 | -20.48 | -25.3858 | -41.5208 | -46.6456 | -46.9472
Cellarhead 132kV | Stagefields 132 11 (GT3A) | Stagefields 132/33/11kV | Primary | 11 | 53.0136 | -2.1695 | Leading the Way | Thermal headroom (MW) | 26.2996 | 24.7291 | 24.1753 | 23.0777 | 21.1135 | 18.833 | 15.7387 | 12.7583 | 8.5605 | 5.0875 | 0.98204 | -4.0556 | -8.8072 | -12.9971 | -17.3855 | -20.9586 | -30.5535 | -31.5982 | -25.3214
Cellarhead 132kV | Stagefields 132 11 (GT3A) | Stagefields 132/33/11kV | Primary | 11 | 53.0136 | -2.1695 | Steady Progression | Thermal headroom (MW) | 26.7021 | 26.6064 | 27.2872 | 27.0137 | 26.5589 | 26.2126 | 25.9814 | 25.6385 | 25.0043 | 24.438 | 23.6891 | 22.8402 | 21.4523 | 20.2897 | 19.1091 | 17.5123 | 10.199 | -2.63 | -6.4066
Cellarhead 132kV | Stagefields 132 11 (GT3A) | Stagefields 132/33/11kV | Primary | 11 | 53.0136 | -2.1695 | System Transformation | Thermal headroom (MW) | 26.5478 | 26.3314 | 26.5251 | 26.2686 | 25.8038 | 25.2778 | 24.6442 | 23.8713 | 22.6027 | 21.0856 | 19.6374 | 18.1429 | 16.102 | 14.3879 | 11.9968 | 10.15 | -2.8737 | -11.4729 | -11.4978
Cellarhead 132kV | Stagefields 132 11 (GT3A) | Stagefields 132/33/11kV | Primary | 11 | 53.0136 | -2.1695 | WPD Best View | Thermal headroom (MW) | 26.3265 | 24.855 | 24.3884 | 23.4166 | 21.5751 | 19.4297 | 16.5435 | 13.7558 | 9.8869 | 6.6784 | 2.4714 | -1.9564 | -6.459 | -10.4558 | -14.6047 | -17.9984 | -27.7652 | -29.2979 | -23.5932
Cellarhead 132kV | Whitfield 132 33 | Whitfield 132 33 | Bulk Supply Point | 33 | 53.0794 | -2.178 | Consumer Transformation | Thermal headroom (MW) | 198.8366 | 197.8165 | 197.0186 | 195.8462 | 194.4761 | 192.7567 | 190.4513 | 188.0317 | 185.808 | 183.897 | 182.2671 | 180.2912 | 177.7279 | 175.6665 | 173.7581 | 171.5146 | 162.6727 | 158.6089 | 158.004
Cellarhead 132kV | Whitfield 132 33 | Whitfield 132 33 | Bulk Supply Point | 33 | 53.0794 | -2.178 | Leading the Way | Thermal headroom (MW) | 198.7991 | 197.7923 | 197.2007 | 196.1747 | 195.0406 | 193.6091 | 191.3111 | 189.3914 | 187.2197 | 185.2232 | 183.4937 | 181.4955 | 179.6752 | 178.006 | 176.0867 | 174.6848 | 168.0594 | 166.7806 | 170.0591
Cellarhead 132kV | Whitfield 132 33 | Whitfield 132 33 | Bulk Supply Point | 33 | 53.0794 | -2.178 | Steady Progression | Thermal headroom (MW) | 199.0586 | 198.9002 | 199.0792 | 198.9256 | 198.7104 | 198.3556 | 197.9488 | 197.4856 | 196.9815 | 196.3895 | 195.8615 | 195.1304 | 194.3027 | 193.3547 | 192.0798 | 190.8874 | 183.7311 | 177.6331 | 175.3276
Cellarhead 132kV | Whitfield 132 33 | Whitfield 132 33 | Bulk Supply Point | 33 | 53.0794 | -2.178 | System Transformation | Thermal headroom (MW) | 198.974 | 198.7315 | 198.7895 | 198.5673 | 198.3109 | 197.9447 | 197.3908 | 196.6424 | 195.8405 | 194.9289 | 193.9588 | 192.4999 | 191.0395 | 189.4987 | 187.5236 | 185.9414 | 178.1507 | 174.4099 | 174.3306
Cellarhead 132kV | Whitfield 132 33 | Whitfield 132 33 | Bulk Supply Point | 33 | 53.0794 | -2.178 | WPD Best View | Thermal headroom (MW) | 199.0191 | 198.6773 | 198.7061 | 198.3641 | 197.9398 | 197.3352 | 196.5173 | 195.6731 | 194.7715 | 193.8167 | 192.999 | 191.9956 | 191.0476 | 190.0347 | 188.7915 | 187.6974 | 181.7508 | 176.6762 | 175.3862
Cellarhead 132kV | Whitfield 132 33 | CHEDDLETON 33 11kV S STN | Primary | 11 | 53.0712 | -2.0361 | Consumer Transformation | Thermal headroom (MW) | 2.445 | 2.2179 | 2.0676 | 1.8207 | 1.49 | 1.0979 | 0.60729 | -0.22878 | -0.68466 | -1.1124 | -1.4618 | -1.8586 | -2.2751 | -2.6524 | -2.9247 | -3.5178 | -5.1897 | -6.0673 | -5.8754
Cellarhead 132kV | Whitfield 132 33 | CHEDDLETON 33 11kV S STN | Primary | 11 | 53.0712 | -2.0361 | Leading the Way | Thermal headroom (MW) | 2.4155 | 2.1816 | 2.0556 | 1.8357 | 1.528 | 1.1927 | 0.37877 | -0.066018 | -0.53014 | -0.96772 | -1.3661 | -1.7502 | -2.0918 | -2.3687 | -3.0474 | -3.5032 | -4.582 | -4.4955 | -3.9498
Cellarhead 132kV | Whitfield 132 33 | CHEDDLETON 33 11kV S STN | Primary | 11 | 53.0712 | -2.0361 | Steady Progression | Thermal headroom (MW) | 2.507 | 2.4405 | 2.4832 | 2.4462 | 2.3881 | 2.3022 | 2.1896 | 2.0466 | 1.8998 | 1.7516 | 1.6109 | 1.4126 | 1.1916 | 0.95212 | 0.33886 | 0.081226 | -1.3785 | -2.683 | -3.3085
Cellarhead 132kV | Whitfield 132 33 | CHEDDLETON 33 11kV S STN | Primary | 11 | 53.0712 | -2.0361 | System Transformation | Thermal headroom (MW) | 2.4716 | 2.376 | 2.3869 | 2.3285 | 2.2634 | 2.1587 | 1.9965 | 1.794 | 1.5677 | 1.3204 | 1.0448 | 0.36269 | 0.0055449 | -0.3891 | -0.74779 | -1.1065 | -3.2311 | -3.485 | -3.6054
Cellarhead 132kV | Whitfield 132 33 | CHEDDLETON 33 11kV S STN | Primary | 11 | 53.0712 | -2.0361 | WPD Best View | Thermal headroom (MW) | 2.507 | 2.4405 | 2.4832 | 2.4462 | 2.3881 | 2.3022 | 2.1896 | 2.0466 | 1.8998 | 1.7516 | 1.6109 | 1.4126 | 1.1916 | 0.95212 | 0.33886 | 0.081226 | -1.3785 | -2.683 | -3.3085
Cellarhead 132kV | Whitfield 132 33 | CONGLETON 33 11kV S STN | Primary | 11 | 53.1633 | -2.2039 | Consumer Transformation | Thermal headroom (MW) | 16.0101 | 15.2859 | 14.8217 | 14.1557 | 13.5546 | 12.7544 | 11.4896 | 9.9854 | 8.8855 | 7.897 | 7.0576 | 6.0428 | 4.5172 | 2.6684 | 0.69141 | -1.5343 | -8.3297 | -10.8012 | -10.5289
Cellarhead 132kV | Whitfield 132 33 | CONGLETON 33 11kV S STN | Primary | 11 | 53.1633 | -2.2039 | Leading the Way | Thermal headroom (MW) | 15.933 | 15.1906 | 14.8182 | 14.1876 | 13.7293 | 13.1571 | 11.728 | 10.7625 | 9.7503 | 8.8167 | 7.9776 | 7.3267 | 5.5637 | 3.8072 | 1.7259 | 0.22942 | -4.0852 | -4.5143 | -1.9843
Cellarhead 132kV | Whitfield 132 33 | CONGLETON 33 11kV S STN | Primary | 11 | 53.1633 | -2.2039 | Steady Progression | Thermal headroom (MW) | 16.1794 | 16.013 | 16.1792 | 16.0888 | 16.0814 | 16.0602 | 15.9938 | 15.9058 | 15.7914 | 15.6375 | 15.4619 | 15.188 | 14.8426 | 14.4513 | 13.6469 | 13.1543 | 10.3819 | 6.0398 | 4.4337
Cellarhead 132kV | Whitfield 132 33 | CONGLETON 33 11kV S STN | Primary | 11 | 53.1633 | -2.2039 | System Transformation | Thermal headroom (MW) | 16.0928 | 15.8441 | 15.9074 | 15.7756 | 15.7408 | 15.7192 | 15.5825 | 15.4129 | 15.1169 | 14.7643 | 14.3733 | 13.4969 | 12.9063 | 12.2341 | 11.5498 | 10.8854 | 6.0183 | 3.0207 | 3.0744
Cellarhead 132kV | Whitfield 132 33 | CONGLETON 33 11kV S STN | Primary | 11 | 53.1633 | -2.2039 | WPD Best View | Thermal headroom (MW) | 16.1794 | 16.013 | 16.1792 | 16.0888 | 16.0814 | 16.0602 | 15.9938 | 15.9058 | 15.7914 | 15.6375 | 15.4619 | 15.188 | 14.8426 | 14.4513 | 13.6469 | 13.1543 | 10.3819 | 6.0398 | 4.4337
Cellarhead 132kV | Whitfield 132 33 | ENDON 33 11kV S STN | Primary | 11 | 53.0703 | -2.1041 | Consumer Transformation | Thermal headroom (MW) | 13.5261 | 13.1844 | 12.857 | 12.3804 | 11.805 | 11.0914 | 10.1742 | 9.2821 | 8.3597 | 7.5351 | 6.8448 | 5.9716 | 5.1942 | 4.4909 | 3.9172 | 3.4374 | 0.97324 | -0.55501 | -0.73661
Cellarhead 132kV | Whitfield 132 33 | ENDON 33 11kV S STN | Primary | 11 | 53.0703 | -2.1041 | Leading the Way | Thermal headroom (MW) | 13.5263 | 13.2185 | 12.9925 | 12.5851 | 12.1171 | 11.5395 | 10.7506 | 9.9621 | 9.0649 | 8.1977 | 7.4184 | 6.6963 | 6.1055 | 5.6712 | 5.4115 | 5.2664 | 2.7496 | 2.2073 | 3.4248
Cellarhead 132kV | Whitfield 132 33 | ENDON 33 11kV S STN | Primary | 11 | 53.0703 | -2.1041 | Steady Progression | Thermal headroom (MW) | 13.6049 | 13.5624 | 13.6255 | 13.5905 | 13.4889 | 13.2991 | 13.1242 | 12.9096 | 12.6387 | 12.3925 | 12.151 | 11.8015 | 11.4202 | 10.9896 | 10.5141 | 10.0173 | 6.9609 | 5.0845 | 4.3639
Cellarhead 132kV | Whitfield 132 33 | ENDON 33 11kV S STN | Primary | 11 | 53.0703 | -2.1041 | System Transformation | Thermal headroom (MW) | 13.5816 | 13.5188 | 13.5633 | 13.5101 | 13.3686 | 13.192 | 12.9584 | 12.6503 | 12.2671 | 11.8417 | 11.4105 | 10.8659 | 10.2531 | 9.5933 | 8.8783 | 8.124 | 5.347 | 4.5211 | 4.5894
Cellarhead 132kV | Whitfield 132 33 | ENDON 33 11kV S STN | Primary | 11 | 53.0703 | -2.1041 | WPD Best View | Thermal headroom (MW) | 13.5767 | 13.4129 | 13.3546 | 13.1444 | 12.8664 | 12.501 | 12.0115 | 11.494 | 10.8679 | 10.2783 | 9.7772 | 9.3022 | 8.7905 | 8.3078 | 7.8755 | 7.495 | 5.6454 | 4.7761 | 4.8878
Cellarhead 132kV | Whitfield 132 33 | GOLDENHILL BANK 33 11kV S STN | Primary | 11 | 53.0829 | -2.2268 | Consumer Transformation | Thermal headroom (MW) | 0.82551 | 0.6026 | 0.37556 | 0.067905 | -0.31445 | -0.76179 | -1.371 | -1.9517 | -2.5308 | -3.0666 | -3.5431 | -4.1172 | -5.0154 | -5.4928 | -5.8902 | -6.2456 | -8.1934 | -9.3724 | -9.9623
Cellarhead 132kV | Whitfield 132 33 | GOLDENHILL BANK 33 11kV S STN | Primary | 11 | 53.0829 | -2.2268 | Leading the Way | Thermal headroom (MW) | 0.82538 | 0.60482 | 0.45262 | 0.18682 | -0.12067 | -0.50795 | -1.0288 | -1.528 | -2.1023 | -2.6478 | -3.1834 | -4.0133 | -4.4297 | -4.7515 | -4.9399 | -5.0625 | -7.0236 | -7.5215 | -6.7057
Cellarhead 132kV | Whitfield 132 33 | GOLDENHILL BANK 33 11kV S STN | Primary | 11 | 53.0829 | -2.2268 | Steady Progression | Thermal headroom (MW) | 0.87162 | 0.84577 | 0.88129 | 0.84074 | 0.74491 | 0.63166 | 0.51719 | 0.37605 | 0.22849 | 0.075107 | -0.10137 | -0.30693 | -0.54016 | -0.83 | -1.1261 | -1.4503 | -3.9526 | -5.5279 | -6.0749
Cellarhead 132kV | Whitfield 132 33 | GOLDENHILL BANK 33 11kV S STN | Primary | 11 | 53.0829 | -2.2268 | System Transformation | Thermal headroom (MW) | 0.85971 | 0.82799 | 0.82649 | 0.76603 | 0.68632 | 0.58801 | 0.44878 | 0.26261 | 0.045869 | -0.22687 | -0.50071 | -0.84031 | -1.2252 | -1.6516 | -2.4933 | -2.9825 | -4.9276 | -6.0234 | -6.0212
Cellarhead 132kV | Whitfield 132 33 | GOLDENHILL BANK 33 11kV S STN | Primary | 11 | 53.0829 | -2.2268 | WPD Best View | Thermal headroom (MW) | 0.86352 | 0.7812 | 0.79752 | 0.70959 | 0.56911 | 0.38063 | 0.18742 | -0.034981 | -0.27878 | -0.50557 | -0.73596 | -0.95961 | -1.2288 | -1.5365 | -1.8069 | -2.0693 | -3.8821 | -4.8626 | -5.031
Cellarhead 132kV | Whitfield 132 33 | KNYPERSLEY 33 11kV S STN | Primary | 11 | 53.0987 | -2.1785 | Consumer Transformation | Thermal headroom (MW) | 11.8564 | 11.3853 | 10.9312 | 10.2676 | 9.4976 | 8.5272 | 7.3422 | 6.2284 | 4.7792 | 3.7765 | 2.8929 | 1.9439 | 0.60489 | -0.2676 | -0.96251 | -2.498 | -7.9661 | -10.0281 | -10.3722
Cellarhead 132kV | Whitfield 132 33 | KNYPERSLEY 33 11kV S STN | Primary | 11 | 53.0987 | -2.1785 | Leading the Way | Thermal headroom (MW) | 11.8456 | 11.3546 | 10.9911 | 10.394 | 9.7133 | 8.8585 | 7.786 | 6.7659 | 5.3175 | 4.3032 | 3.4126 | 2.2827 | 1.5559 | 0.86764 | -0.62591 | -1.6253 | -4.9712 | -5.8856 | -4.3205
Cellarhead 132kV | Whitfield 132 33 | KNYPERSLEY 33 11kV S STN | Primary | 11 | 53.0987 | -2.1785 | Steady Progression | Thermal headroom (MW) | 11.9735 | 11.8927 | 11.916 | 11.7624 | 11.6136 | 11.358 | 11.1014 | 10.8254 | 10.5328 | 10.2062 | 9.9114 | 9.5064 | 9.0535 | 8.5396 | 8.0189 | 7.1126 | 3.4254 | 0.11875 | -1.0904
Cellarhead 132kV | Whitfield 132 33 | KNYPERSLEY 33 11kV S STN | Primary | 11 | 53.0987 | -2.1785 | System Transformation | Thermal headroom (MW) | 11.9298 | 11.7925 | 11.7372 | 11.5615 | 11.3641 | 11.0844 | 10.7395 | 10.3344 | 9.8741 | 9.3738 | 8.8218 | 8.1832 | 7.1091 | 6.3456 | 5.2528 | 4.5155 | 0.26636 | -1.9116 | -2.0856
Cellarhead 132kV | Whitfield 132 33 | KNYPERSLEY 33 11kV S STN | Primary | 11 | 53.0987 | -2.1785 | WPD Best View | Thermal headroom (MW) | 11.9735 | 11.8927 | 11.916 | 11.7624 | 11.6136 | 11.358 | 11.1014 | 10.8254 | 10.5328 | 10.2062 | 9.9114 | 9.5064 | 9.0535 | 8.5396 | 8.0189 | 7.1126 | 3.4254 | 0.11875 | -1.0904
Cellarhead 132kV | Whitfield 132 33 | LEEK 33 11kV S STN | Primary | 11 | 53.102 | -2.0327 | Consumer Transformation | Thermal headroom (MW) | 1.0123 | 0.13386 | -0.31496 | -0.94575 | -1.6455 | -2.5854 | -3.7754 | -4.8646 | -5.8943 | -6.7933 | -7.5758 | -8.8201 | -10.2235 | -11.8706 | -13.9118 | -15.5878 | -22.3058 | -24.6656 | -24.6035
Cellarhead 132kV | Whitfield 132 33 | LEEK 33 11kV S STN | Primary | 11 | 53.102 | -2.0327 | Leading the Way | Thermal headroom (MW) | 1.0055 | 0.12549 | -0.21762 | -0.78606 | -1.3788 | -2.1848 | -3.2721 | -4.253 | -5.2428 | -6.511 | -7.2686 | -7.9435 | -9.5008 | -11.4225 | -12.9145 | -14.2462 | -18.3838 | -19.2011 | -16.7528
Cellarhead 132kV | Whitfield 132 33 | LEEK 33 11kV S STN | Primary | 11 | 53.102 | -2.0327 | Steady Progression | Thermal headroom (MW) | 1.1337 | 1.0751 | 1.2405 | 1.1529 | 1.048 | 0.91941 | 0.76997 | 0.57404 | 0.40094 | -0.12884 | -0.30837 | -0.61912 | -0.95085 | -1.3577 | -1.7891 | -2.2583 | -5.6336 | -9.9787 | -11.7913
Cellarhead 132kV | Whitfield 132 33 | LEEK 33 11kV S STN | Primary | 11 | 53.102 | -2.0327 | System Transformation | Thermal headroom (MW) | 1.0886 | 0.97373 | 1.0361 | 0.88953 | 0.74641 | 0.5958 | 0.33289 | -0.35002 | -0.69193 | -1.0705 | -1.4656 | -1.9852 | -2.5754 | -3.6037 | -4.2357 | -5.2336 | -9.9834 | -13.6102 | -13.7723
Cellarhead 132kV | Whitfield 132 33 | LEEK 33 11kV S STN | Primary | 11 | 53.102 | -2.0327 | WPD Best View | Thermal headroom (MW) | 1.1337 | 1.0751 | 1.2405 | 1.1529 | 1.048 | 0.91941 | 0.76997 | 0.57404 | 0.40094 | -0.12884 | -0.30837 | -0.61912 | -0.95085 | -1.3577 | -1.7891 | -2.2583 | -5.6336 | -9.9787 | -11.7913
Cellarhead 132kV | Whitfield 132 33 | Whitfield 132/33/11kVDUMMY | Primary | 11 | 53.0794 | -2.178 | Consumer Transformation | Thermal headroom (MW) | 12.0227 | 11.6233 | 11.3241 | 10.8389 | 10.2518 | 9.4798 | 8.341 | 7.3256 | 6.3868 | 5.5378 | 4.8465 | 4.0453 | 2.8609 | 2.1107 | 1.4817 | 0.95139 | -2.2723 | -3.8894 | -4.5093
Cellarhead 132kV | Whitfield 132 33 | Whitfield 132/33/11kVDUMMY | Primary | 11 | 53.0794 | -2.178 | Leading the Way | Thermal headroom (MW) | 12.0226 | 11.6608 | 11.4618 | 11.0823 | 10.6434 | 10.0176 | 9.0009 | 8.0877 | 7.1928 | 6.3535 | 5.6497 | 4.6815 | 4.0877 | 3.6401 | 3.3743 | 3.0681 | 0.35581 | -0.30681 | 0.93998
Cellarhead 132kV | Whitfield 132 33 | Whitfield 132/33/11kVDUMMY | Primary | 11 | 53.0794 | -2.178 | Steady Progression | Thermal headroom (MW) | 12.1068 | 12.0629 | 12.1578 | 12.1402 | 12.1025 | 11.9611 | 11.7341 | 11.5422 | 11.336 | 11.1127 | 10.8936 | 10.5931 | 10.239 | 9.8554 | 9.4252 | 8.9855 | 5.7919 | 3.5776 | 2.8857
Cellarhead 132kV | Whitfield 132 33 | Whitfield 132/33/11kVDUMMY | Primary | 11 | 53.0794 | -2.178 | System Transformation | Thermal headroom (MW) | 12.0868 | 12.0166 | 12.0985 | 12.0517 | 12.0086 | 11.8541 | 11.5817 | 11.2863 | 10.9667 | 10.6079 | 10.2145 | 9.7222 | 9.1915 | 8.6015 | 7.6399 | 7.0559 | 4.3414 | 2.945 | 3.0295
Cellarhead 132kV | Whitfield 132 33 | Whitfield 132/33/11kVDUMMY | Primary | 11 | 53.0794 | -2.178 | WPD Best View | Thermal headroom (MW) | 12.0393 | 11.7062 | 11.5399 | 11.2649 | 10.9056 | 10.3793 | 9.4653 | 8.6656 | 7.8924 | 7.1475 | 6.4862 | 5.5699 | 5.0836 | 4.6045 | 4.1687 | 3.7651 | 1.4131 | -0.094536 | 0.5039
East Claydon 132kV | Banbury 132 11 (GT1A) | Banbury 132/11kVDUMMY | Primary | 11 | 52.0698 | -1.335 | Consumer Transformation | Thermal headroom (MW) | 89.567 | 86.7174 | 85.1768 | 82.4024 | 79.7337 | 76.3209 | 73.0902 | 70.1331 | 67.0912 | 63.6749 | 60.7068 | 56.3228 | 52.6588 | 48.9992 | 45.5835 | 41.7496 | 28.2844 | 24.7985 | 26.6025
East Claydon 132kV | Banbury 132 11 (GT1A) | Banbury 132/11kVDUMMY | Primary | 11 | 52.0698 | -1.335 | Leading the Way | Thermal headroom (MW) | 89.3391 | 85.5997 | 84.3483 | 81.5363 | 78.5664 | 75.0693 | 71.6095 | 69.2085 | 66.1492 | 62.3949 | 58.8005 | 55.0918 | 51.3089 | 48.244 | 44.9945 | 42.4524 | 33.9658 | 34.9975 | 41.5588
East Claydon 132kV | Banbury 132 11 (GT1A) | Banbury 132/11kVDUMMY | Primary | 11 | 52.0698 | -1.335 | Steady Progression | Thermal headroom (MW) | 90.0383 | 88.9005 | 89.4179 | 88.1998 | 87.0882 | 86.1044 | 85.6844 | 85.4237 | 84.9485 | 84.2418 | 83.8194 | 82.6859 | 81.6933 | 80.6663 | 79.2133 | 77.936 | 67.8134 | 56.2691 | 52.7062
East Claydon 132kV | Banbury 132 11 (GT1A) | Banbury 132/11kVDUMMY | Primary | 11 | 52.0698 | -1.335 | System Transformation | Thermal headroom (MW) | 89.7367 | 88.0436 | 87.7658 | 86.3212 | 85.0282 | 83.6146 | 82.6761 | 82.0285 | 80.9273 | 79.3535 | 78.1513 | 75.7395 | 73.8985 | 71.7502 | 69.7126 | 67.0061 | 53.0987 | 47.1096 | 48.0126
East Claydon 132kV | Banbury 132 11 (GT1A) | Banbury 132/11kVDUMMY | Primary | 11 | 52.0698 | -1.335 | WPD Best View | Thermal headroom (MW) | 89.3542 | 85.7048 | 84.5062 | 81.6894 | 78.7888 | 75.3368 | 71.9659 | 69.6641 | 66.7503 | 63.1314 | 59.704 | 56.1616 | 52.5879 | 49.7027 | 46.6406 | 44.2392 | 35.4842 | 35.6788 | 41.6636
Feckenham 66kV | Bevington 66 11 (T1) | BEVINGTON 66 11kV S STN | Primary | 11 | 52.1734 | -1.9437 | Consumer Transformation | Thermal headroom (MW) | 8.7465 | 7.9914 | 7.2859 | 6.4254 | 5.0243 | 3.8389 | 2.4575 | 1.1593 | -0.085932 | -1.2202 | -2.1506 | -3.2644 | -5.0061 | -5.9105 | -6.6342 | -7.909 | -13.6162 | -15.2654 | -15.4441
Feckenham 66kV | Bevington 66 11 (T1) | BEVINGTON 66 11kV S STN | Primary | 11 | 52.1734 | -1.9437 | Leading the Way | Thermal headroom (MW) | 8.734 | 8.0598 | 7.5167 | 6.4019 | 5.5608 | 4.5998 | 3.4607 | 2.3038 | 1.1001 | -0.058831 | -1.1104 | -2.8502 | -3.7195 | -4.3713 | -5.9754 | -7.6982 | -10.9594 | -10.9564 | -8.6297
Feckenham 66kV | Bevington 66 11 (T1) | BEVINGTON 66 11kV S STN | Primary | 11 | 52.1734 | -1.9437 | Steady Progression | Thermal headroom (MW) | 8.9497 | 8.81 | 8.813 | 8.6778 | 8.4405 | 8.1653 | 7.8032 | 7.4533 | 7.0723 | 6.6786 | 6.3167 | 5.3924 | 4.7602 | 4.0572 | 3.2821 | 2.4817 | -3.1704 | -6.6042 | -8.0616
Feckenham 66kV | Bevington 66 11 (T1) | BEVINGTON 66 11kV S STN | Primary | 11 | 52.1734 | -1.9437 | System Transformation | Thermal headroom (MW) | 8.8696 | 8.6651 | 8.6109 | 8.3966 | 8.0941 | 7.7816 | 7.2784 | 6.7392 | 6.1194 | 5.0662 | 4.3299 | 3.4185 | 2.3952 | 1.2739 | -0.59954 | -1.8578 | -7.1244 | -8.96 | -8.9406
Feckenham 66kV | Bevington 66 11 (T1) | BEVINGTON 66 11kV S STN | Primary | 11 | 52.1734 | -1.9437 | WPD Best View | Thermal headroom (MW) | 8.9497 | 8.81 | 8.813 | 8.6778 | 8.4405 | 8.1653 | 7.8032 | 7.4533 | 7.0723 | 6.6786 | 6.3167 | 5.3924 | 4.7602 | 4.0572 | 3.2821 | 2.4817 | -3.1704 | -6.6042 | -8.0616
Feckenham 66kV | Bloxham 66 11 | BLOXHAM 66 11kV S STN | Primary | 11 | 52.0314 | -1.3865 | Consumer Transformation | Thermal headroom (MW) | -0.76776 | -1.2718 | -1.8706 | -2.7467 | -3.7244 | -5.136 | -6.6129 | -8.3189 | -9.6178 | -10.8561 | -11.8152 | -12.8013 | -13.8102 | -14.6371 | -15.2847 | -16.1107 | -19.4775 | -20.7667 | -20.2635
Feckenham 66kV | Bloxham 66 11 | BLOXHAM 66 11kV S STN | Primary | 11 | 52.0314 | -1.3865 | Leading the Way | Thermal headroom (MW) | -0.83367 | -1.3859 | -1.928 | -2.7701 | -3.6674 | -4.9275 | -6.6016 | -7.835 | -9.07 | -10.2818 | -11.1425 | -11.8921 | -12.5915 | -13.0251 | -13.7288 | -14.73 | -17.1389 | -16.7647 | -15.3464
Feckenham 66kV | Bloxham 66 11 | BLOXHAM 66 11kV S STN | Primary | 11 | 52.0314 | -1.3865 | Steady Progression | Thermal headroom (MW) | -0.59859 | -0.71185 | -0.68961 | -0.98873 | -1.2457 | -1.6122 | -2.0054 | -2.4087 | -2.8521 | -3.3167 | -3.7429 | -4.2677 | -4.8787 | -5.5341 | -6.6006 | -7.3439 | -11.5795 | -14.6729 | -15.8285
Feckenham 66kV | Bloxham 66 11 | BLOXHAM 66 11kV S STN | Primary | 11 | 52.0314 | -1.3865 | System Transformation | Thermal headroom (MW) | -0.71363 | -0.88642 | -1.0189 | -1.3656 | -1.7084 | -2.1401 | -2.6557 | -3.2107 | -3.8426 | -4.5568 | -5.2527 | -6.4259 | -7.374 | -8.3205 | -9.2739 | -10.2376 | -14.6318 | -15.5467 | -15.5639
Feckenham 66kV | Bloxham 66 11 | BLOXHAM 66 11kV S STN | Primary | 11 | 52.0314 | -1.3865 | WPD Best View | Thermal headroom (MW) | -0.83153 | -1.3799 | -1.8967 | -2.6788 | -3.5363 | -4.7479 | -6.3681 | -7.5447 | -8.7188 | -9.8834 | -10.721 | -11.3552 | -12.0606 | -12.5419 | -13.1584 | -13.9356 | -16.4805 | -16.6518 | -15.5651
Feckenham 66kV | Broadway 66 11 (T1) | BROADWAY 66 11kV S STN | Primary | 11 | 52.0545 | -1.8557 | Consumer Transformation | Thermal headroom (MW) | 3.0123 | 2.3687 | 1.7023 | 0.90662 | -0.097293 | -1.3445 | -2.7575 | -4.4548 | -5.8013 | -6.996 | -8.0539 | -9.2561 | -10.3243 | -11.2882 | -12.0542 | -13.0442 | -18.0429 | -20.0385 | -19.8565
Feckenham 66kV | Broadway 66 11 (T1) | BROADWAY 66 11kV S STN | Primary | 11 | 52.0545 | -1.8557 | Leading the Way | Thermal headroom (MW) | 2.9849 | 2.3955 | 1.9041 | 1.1959 | 0.37164 | -0.63905 | -2.184 | -3.3901 | -4.6589 | -5.8892 | -7.0753 | -8.1513 | -9.0334 | -9.6926 | -10.6202 | -11.9304 | -15.5294 | -15.5182 | -13.6634
Feckenham 66kV | Broadway 66 11 (T1) | BROADWAY 66 11kV S STN | Primary | 11 | 52.0545 | -1.8557 | Steady Progression | Thermal headroom (MW) | 3.1989 | 3.0486 | 3.0165 | 2.8125 | 2.5554 | 2.2285 | 1.8491 | 1.4531 | 1.0188 | 0.57514 | 0.14779 | -0.42886 | -1.0872 | -1.8224 | -2.9871 | -3.8368 | -8.9794 | -12.1949 | -13.6336
Feckenham 66kV | Broadway 66 11 (T1) | BROADWAY 66 11kV S STN | Primary | 11 | 52.0545 | -1.8557 | System Transformation | Thermal headroom (MW) | 3.1245 | 2.9373 | 2.8365 | 2.6117 | 2.3134 | 1.9553 | 1.4799 | 0.93138 | 0.28638 | -0.42917 | -1.189 | -2.4705 | -3.5245 | -4.6596 | -5.92 | -7.2172 | -12.595 | -13.6648 | -13.7551
Feckenham 66kV | Broadway 66 11 (T1) | BROADWAY 66 11kV S STN | Primary | 11 | 52.0545 | -1.8557 | WPD Best View | Thermal headroom (MW) | 3.1989 | 3.0486 | 3.0165 | 2.8125 | 2.5554 | 2.2285 | 1.8491 | 1.4531 | 1.0188 | 0.57514 | 0.14779 | -0.42886 | -1.0872 | -1.8224 | -2.9871 | -3.8368 | -8.9794 | -12.1949 | -13.6336
Feckenham 66kV | Brotheridge Green 66 11 (T1) | BROTHERIDGE GRN 66 11kV S STN | Primary | 11 | 52.0715 | -2.2622 | Consumer Transformation | Thermal headroom (MW) | -2.1202 | -2.7296 | -3.3458 | -4.0728 | -4.939 | -5.9453 | -7.0544 | -8.1157 | -9.1315 | -10.0459 | -10.8759 | -11.6982 | -12.8057 | -13.5468 | -14.0746 | -14.4499 | -16.0244 | -17.0655 | -17.0756
Feckenham 66kV | Brotheridge Green 66 11 (T1) | BROTHERIDGE GRN 66 11kV S STN | Primary | 11 | 52.0715 | -2.2622 | Leading the Way | Thermal headroom (MW) | -2.1263 | -2.7076 | -3.1614 | -3.8303 | -4.5312 | -5.3692 | -6.3192 | -7.2375 | -8.2218 | -9.1311 | -10.0426 | -11.2055 | -11.8374 | -12.4231 | -12.7183 | -12.8065 | -14.9707 | -14.5332 | -12.8365
Feckenham 66kV | Brotheridge Green 66 11 (T1) | BROTHERIDGE GRN 66 11kV S STN | Primary | 11 | 52.0715 | -2.2622 | Steady Progression | Thermal headroom (MW) | -1.9388 | -2.0482 | -2.0677 | -2.2242 | -2.4077 | -2.6655 | -2.973 | -3.2925 | -3.6301 | -3.9983 | -4.3383 | -4.8265 | -5.3773 | -6.0748 | -6.795 | -7.5217 | -12.4754 | -15.7729 | -16.9765
Feckenham 66kV | Brotheridge Green 66 11 (T1) | BROTHERIDGE GRN 66 11kV S STN | Primary | 11 | 52.0715 | -2.2622 | System Transformation | Thermal headroom (MW) | -2.0045 | -2.1767 | -2.2666 | -2.4665 | -2.6996 | -3.0006 | -3.4432 | -3.9297 | -4.5001 | -5.1334 | -5.7855 | -6.604 | -7.5075 | -8.6036 | -10.0976 | -11.1983 | -15.2284 | -16.7714 | -16.494
Feckenham 66kV | Brotheridge Green 66 11 (T1) | BROTHERIDGE GRN 66 11kV S STN | Primary | 11 | 52.0715 | -2.2622 | WPD Best View | Thermal headroom (MW) | -1.9489 | -2.087 | -2.1403 | -2.3397 | -2.5774 | -2.9072 | -3.2858 | -3.6764 | -4.0776 | -4.4931 | -4.8548 | -5.3453 | -5.8716 | -6.5083 | -7.202 | -7.942 | -12.4867 | -15.4805 | -16.5651
Feckenham 66kV | Epwell 66 11 (T1) | EPWELL 66 11kV S STN | Primary | 11 | 52.0701 | -1.4747 | Consumer Transformation | Thermal headroom (MW) | -6.2869 | -7.1435 | -8.2076 | -9.2079 | -10.6598 | -11.9467 | -13.3455 | -14.6675 | -15.9405 | -17.0742 | -17.9718 | -18.881 | -20.4696 | -21.2033 | -21.755 | -22.1659 | -24.1591 | -25.1939 | -25.0094
Feckenham 66kV | Epwell 66 11 (T1) | EPWELL 66 11kV S STN | Primary | 11 | 52.0701 | -1.4747 | Leading the Way | Thermal headroom (MW) | -6.3177 | -7.1139 | -8.1182 | -9.4225 | -10.3102 | -11.3893 | -12.5634 | -13.7212 | -14.924 | -16.0462 | -16.9549 | -18.6802 | -19.4828 | -20.0265 | -20.2459 | -20.6896 | -23.0348 | -22.3012 | -19.8817
Feckenham 66kV | Epwell 66 11 (T1) | EPWELL 66 11kV S STN | Primary | 11 | 52.0701 | -1.4747 | Steady Progression | Thermal headroom (MW) | -6.0417 | -6.1975 | -6.3774 | -6.5636 | -6.7626 | -7.0699 | -7.4505 | -7.8483 | -8.2434 | -8.6785 | -9.073 | -10.0791 | -10.7821 | -11.5744 | -12.4442 | -13.3294 | -19.2906 | -23.1112 | -24.7388
Feckenham 66kV | Epwell 66 11 (T1) | EPWELL 66 11kV S STN | Primary | 11 | 52.0701 | -1.4747 | System Transformation | Thermal headroom (MW) | -6.1535 | -6.4037 | -6.7691 | -7.0674 | -7.3418 | -7.7007 | -8.2955 | -8.9494 | -9.6816 | -10.8464 | -11.6712 | -12.7681 | -13.9449 | -15.2089 | -17.1822 | -18.4452 | -23.9435 | -25.6279 | -25.3356
Feckenham 66kV | Epwell 66 11 (T1) | EPWELL 66 11kV S STN | Primary | 11 | 52.0701 | -1.4747 | WPD Best View | Thermal headroom (MW) | -6.1996 | -6.7065 | -7.4272 | -8.003 | -8.5414 | -9.21 | -9.9933 | -10.7534 | -11.5322 | -12.2904 | -12.9405 | -14.3233 | -14.9138 | -15.5981 | -16.2317 | -16.8259 | -19.821 | -21.3809 | -21.4894
Feckenham 66kV | Evesham 66 11 (T1) | EVESHAM 66 11kV S STN | Primary | 11 | 52.1102 | -1.9329 | Consumer Transformation | Thermal headroom (MW) | 7.3145 | 6.5177 | 6.0349 | 5.0457 | 3.7865 | 2.4848 | 0.84362 | -0.66016 | -2.0485 | -3.9253 | -5.9884 | -9.1514 | -12.7613 | -16.2995 | -19.0846 | -22.1482 | -33.2546 | -37.1265 | -37.1797
Feckenham 66kV | Evesham 66 11 (T1) | EVESHAM 66 11kV S STN | Primary | 11 | 52.1102 | -1.9329 | Leading the Way | Thermal headroom (MW) | 7.2839 | 6.4842 | 6.2022 | 5.3018 | 4.1921 | 3.0545 | 1.5795 | 0.32213 | -1.3963 | -2.9637 | -5.3081 | -8.7846 | -12.4657 | -15.8256 | -18.8804 | -21.5105 | -28.6288 | -28.9357 | -24.4974
Feckenham 66kV | Evesham 66 11 (T1) | EVESHAM 66 11kV S STN | Primary | 11 | 52.1102 | -1.9329 | Steady Progression | Thermal headroom (MW) | 7.5225 | 7.5293 | 7.9921 | 7.8746 | 7.8466 | 7.7687 | 7.7058 | 7.6234 | 7.5383 | 7.4533 | 7.3612 | 6.8253 | 5.8402 | 5.1429 | 4.569 | 3.5906 | -3.778 | -13.5593 | -16.6626
Feckenham 66kV | Evesham 66 11 (T1) | EVESHAM 66 11kV S STN | Primary | 11 | 52.1102 | -1.9329 | System Transformation | Thermal headroom (MW) | 7.4276 | 7.3563 | 7.6457 | 7.4261 | 7.3678 | 7.2051 | 6.9255 | 6.619 | 6.2803 | 5.5429 | 5.0915 | 4.104 | 2.6448 | 1.4441 | 0.031937 | -2.1564 | -13.9909 | -20.5178 | -20.6789
Feckenham 66kV | Evesham 66 11 (T1) | EVESHAM 66 11kV S STN | Primary | 11 | 52.1102 | -1.9329 | WPD Best View | Thermal headroom (MW) | 7.5225 | 7.5293 | 7.9921 | 7.8746 | 7.8466 | 7.7687 | 7.7058 | 7.6234 | 7.5383 | 7.4533 | 7.3612 | 6.8253 | 5.8402 | 5.1429 | 4.569 | 3.5906 | -3.778 | -13.5593 | -16.6626
Feckenham 66kV | Feckenham 66 11 (T1) | Feckenham 66/11kVDUMMY | Primary | 11 | 52.253 | -1.9717 | Consumer Transformation | Thermal headroom (MW) | 13.3523 | 13.0164 | 12.5521 | 12.0262 | 11.3161 | 10.4526 | 9.4917 | 8.5107 | 7.5361 | 6.6342 | 5.8925 | 5.142 | 4.4924 | 3.9637 | 3.5648 | 3.2562 | 2.0874 | 1.0208 | 0.92175
Feckenham 66kV | Feckenham 66 11 (T1) | Feckenham 66/11kVDUMMY | Primary | 11 | 52.253 | -1.9717 | Leading the Way | Thermal headroom (MW) | 13.3674 | 13.0698 | 12.6898 | 12.2012 | 11.6184 | 10.9115 | 10.0938 | 9.2116 | 8.2576 | 7.3157 | 6.5033 | 5.7417 | 5.1635 | 4.7913 | 4.6152 | 4.5829 | 2.6513 | 2.7065 | 3.9764
Feckenham 66kV | Feckenham 66 11 (T1) | Feckenham 66/11kVDUMMY | Primary | 11 | 52.253 | -1.9717 | Steady Progression | Thermal headroom (MW) | 13.4431 | 13.3034 | 13.1202 | 12.9071 | 12.6436 | 12.3174 | 11.9468 | 11.543 | 11.1196 | 10.6755 | 10.2456 | 9.7315 | 9.1459 | 8.4864 | 7.767 | 6.9791 | 2.9478 | 1.2143 | 0.47551
Feckenham 66kV | Feckenham 66 11 (T1) | Feckenham 66/11kVDUMMY | Primary | 11 | 52.253 | -1.9717 | System Transformation | Thermal headroom (MW) | 13.445 | 13.2982 | 13.1087 | 12.8869 | 12.6178 | 12.2937 | 11.8861 | 11.4143 | 10.8676 | 10.2578 | 9.5971 | 8.8077 | 7.8936 | 6.8952 | 5.8536 | 4.8554 | 1.4114 | 0.82931 | 0.8233
Feckenham 66kV | Feckenham 66 11 (T1) | Feckenham 66/11kVDUMMY | Primary | 11 | 52.253 | -1.9717 | WPD Best View | Thermal headroom (MW) | 13.4431 | 13.3034 | 13.1202 | 12.9071 | 12.6436 | 12.3174 | 11.9468 | 11.543 | 11.1196 | 10.6755 | 10.2456 | 9.7315 | 9.1459 | 8.4864 | 7.767 | 6.9791 | 2.9478 | 1.2143 | 0.47551
Feckenham 66kV | Great Alne 66 11 (T1) | GREAT ALNE 66 11kV S STN | Primary | 11 | 52.2342 | -1.8112 | Consumer Transformation | Thermal headroom (MW) | 0.54067 | 0.13196 | -0.29686 | -0.89965 | -1.5112 | -2.2638 | -3.1765 | -4.3933 | -5.2055 | -5.9348 | -6.5256 | -7.201 | -8.1241 | -9.369 | -10.6851 | -12.3079 | -16.8821 | -18.5715 | -18.4311
Feckenham 66kV | Great Alne 66 11 (T1) | GREAT ALNE 66 11kV S STN | Primary | 11 | 52.2342 | -1.8112 | Leading the Way | Thermal headroom (MW) | 0.525 | 0.092225 | -0.24823 | -0.77156 | -1.2816 | -1.8969 | -3.0496 | -3.8246 | -4.6015 | -5.3407 | -5.9624 | -6.6455 | -7.9793 | -9.2879 | -10.9664 | -12.0706 | -15.0503 | -14.9811 | -13.335
Feckenham 66kV | Great Alne 66 11 (T1) | GREAT ALNE 66 11kV S STN | Primary | 11 | 52.2342 | -1.8112 | Steady Progression | Thermal headroom (MW) | 0.64177 | 0.5494 | 0.57338 | 0.36016 | 0.16774 | -0.016816 | -0.22559 | -0.44729 | -0.69653 | -0.93552 | -1.1707 | -1.5025 | -1.8881 | -2.3177 | -3.1567 | -3.6602 | -6.7257 | -10.5001 | -12.0485
Feckenham 66kV | Great Alne 66 11 (T1) | GREAT ALNE 66 11kV S STN | Primary | 11 | 52.2342 | -1.8112 | System Transformation | Thermal headroom (MW) | 0.60352 | 0.48963 | 0.40826 | 0.16345 | -0.0049316 | -0.19161 | -0.48165 | -0.79534 | -1.1653 | -1.5789 | -2.015 | -2.9088 | -3.5267 | -4.2086 | -4.9116 | -5.6072 | -10.394 | -12.8207 | -12.9906
Feckenham 66kV | Great Alne 66 11 (T1) | GREAT ALNE 66 11kV S STN | Primary | 11 | 52.2342 | -1.8112 | WPD Best View | Thermal headroom (MW) | 0.64177 | 0.5494 | 0.57338 | 0.36016 | 0.16774 | -0.016816 | -0.22559 | -0.44729 | -0.69653 | -0.93552 | -1.1707 | -1.5025 | -1.8881 | -2.3177 | -3.1567 | -3.6602 | -6.7257 | -10.5001 | -12.0485
Feckenham 66kV | Ipsley 66 11 (T1A) | IPSLEY 66 11kV S STN | Primary | 11 | 52.2962 | -1.9144 | Consumer Transformation | Thermal headroom (MW) | 42.6643 | 41.6955 | 39.3139 | 38.2507 | 37.3786 | 35.5328 | 33.6639 | 32.095 | 30.4391 | 28.7028 | 26.9942 | 24.7245 | 22.0684 | 19.7488 | 17.395 | 15.0153 | 6.4193 | 4.2206 | 4.4256
Feckenham 66kV | Ipsley 66 11 (T1A) | IPSLEY 66 11kV S STN | Primary | 11 | 52.2962 | -1.9144 | Leading the Way | Thermal headroom (MW) | 42.6612 | 40.1163 | 39.0624 | 37.8969 | 37.0578 | 35.1443 | 33.3121 | 31.8144 | 30.1069 | 28.3038 | 26.2546 | 23.7927 | 21.5547 | 19.2567 | 17.0856 | 15.1698 | 10.1333 | 10.4043 | 14.9916
Feckenham 66kV | Ipsley 66 11 (T1A) | IPSLEY 66 11kV S STN | Primary | 11 | 52.2962 | -1.9144 | Steady Progression | Thermal headroom (MW) | 42.8041 | 42.4375 | 42.3507 | 40.6069 | 40.4315 | 39.7763 | 39.3836 | 39.1747 | 38.9032 | 38.6319 | 38.3433 | 37.8716 | 37.3402 | 36.6606 | 35.9027 | 35.0265 | 28.0567 | 21.378 | 20.2795
Feckenham 66kV | Ipsley 66 11 (T1A) | IPSLEY 66 11kV S STN | Primary | 11 | 52.2962 | -1.9144 | System Transformation | Thermal headroom (MW) | 42.7441 | 42.2805 | 40.4739 | 40.0334 | 39.8141 | 38.9653 | 38.3859 | 37.997 | 37.5513 | 37.0259 | 36.353 | 35.4324 | 34.4269 | 33.1933 | 31.3715 | 29.807 | 21.1708 | 17.414 | 18.5714
Feckenham 66kV | Ipsley 66 11 (T1A) | IPSLEY 66 11kV S STN | Primary | 11 | 52.2962 | -1.9144 | WPD Best View | Thermal headroom (MW) | 42.8042 | 42.4375 | 42.3513 | 40.6066 | 40.4311 | 39.6223 | 39.1031 | 38.8893 | 38.6463 | 38.3491 | 38.0051 | 37.5125 | 36.95 | 36.2662 | 35.4887 | 34.5815 | 27.5477 | 21.1449 | 20.2051
Feckenham 66kV | Long Marston 66 11 (T1) | LONG MARSTON 66 11kV S STN | Primary | 11 | 52.1024 | -1.7822 | Consumer Transformation | Thermal headroom (MW) | 0.029334 | -0.36455 | -0.97206 | -1.7353 | -2.641 | -3.8957 | -5.2128 | -6.8123 | -8.0219 | -9.1235 | -10.0793 | -11.0978 | -12.3907 | -13.198 | -13.8159 | -14.6649 | -18.3388 | -19.5604 | -19.3031
Feckenham 66kV | Long Marston 66 11 (T1) | LONG MARSTON 66 11kV S STN | Primary | 11 | 52.1024 | -1.7822 | Leading the Way | Thermal headroom (MW) | -9.3821e-05 | -0.57708 | -0.90099 | -1.6416 | -2.4184 | -3.524 | -5.0373 | -6.142 | -7.3245 | -8.4392 | -9.4095 | -10.6909 | -11.453 | -11.999 | -12.829 | -13.9238 | -16.586 | -16.0303 | -14.5196
Feckenham 66kV | Long Marston 66 11 (T1) | LONG MARSTON 66 11kV S STN | Primary | 11 | 52.1024 | -1.7822 | Steady Progression | Thermal headroom (MW) | 0.16083 | 0.10484 | 0.14404 | -0.079572 | -0.32173 | -0.6951 | -1.0505 | -1.4382 | -1.8628 | -2.3072 | -2.7295 | -3.259 | -3.8979 | -4.583 | -5.6826 | -6.4675 | -11.4061 | -14.1781 | -15.346
Feckenham 66kV | Long Marston 66 11 (T1) | LONG MARSTON 66 11kV S STN | Primary | 11 | 52.1024 | -1.7822 | System Transformation | Thermal headroom (MW) | 0.12565 | -0.029558 | -0.21742 | -0.34013 | -0.64084 | -1.0548 | -1.5387 | -2.0818 | -2.7145 | -3.4022 | -4.1079 | -5.3274 | -6.3049 | -7.3321 | -8.7818 | -9.9088 | -14.6577 | -15.7616 | -15.7259
Feckenham 66kV | Long Marston 66 11 (T1) | LONG MARSTON 66 11kV S STN | Primary | 11 | 52.1024 | -1.7822 | WPD Best View | Thermal headroom (MW) | 0.16083 | 0.10484 | 0.14404 | -0.10468 | -0.32173 | -0.6951 | -1.0505 | -1.4382 | -1.8628 | -2.3072 | -2.7295 | -3.259 | -3.8979 | -4.583 | -5.6826 | -6.4675 | -11.4061 | -14.1781 | -15.346
Feckenham 66kV | Moreton 66 11 (T1) | MORETON 66 11kV S STN | Primary | 11 | 51.9944 | -1.7017 | Consumer Transformation | Thermal headroom (MW) | 0.78071 | -0.40825 | -1.2497 | -2.2642 | -3.5298 | -5.035 | -6.7335 | -8.3205 | -9.8414 | -11.3162 | -12.6204 | -14.3234 | -15.9516 | -16.971 | -18.1168 | -18.7491 | -22.9369 | -25.0138 | -25.1149
Feckenham 66kV | Moreton 66 11 (T1) | MORETON 66 11kV S STN | Primary | 11 | 51.9944 | -1.7017 | Leading the Way | Thermal headroom (MW) | 0.75034 | -0.36745 | -1.0331 | -1.9578 | -3.0283 | -4.2587 | -5.7155 | -7.093 | -8.5854 | -10.4528 | -11.8636 | -13.4427 | -14.5884 | -15.6754 | -16.0576 | -16.2216 | -20.7814 | -20.8324 | -18.2951
Feckenham 66kV | Moreton 66 11 (T1) | MORETON 66 11kV S STN | Primary | 11 | 51.9944 | -1.7017 | Steady Progression | Thermal headroom (MW) | 1.0317 | 0.81563 | 0.71224 | 0.44376 | 0.06936 | -0.36026 | -0.87835 | -1.3939 | -1.9712 | -2.8813 | -3.4468 | -4.177 | -5.0575 | -6.0067 | -7.0203 | -8.1577 | -15.8681 | -19.9213 | -21.7313
Feckenham 66kV | Moreton 66 11 (T1) | MORETON 66 11kV S STN | Primary | 11 | 51.9944 | -1.7017 | System Transformation | Thermal headroom (MW) | 0.93958 | 0.65863 | 0.48999 | 0.16592 | -0.27488 | -0.73398 | -1.4001 | -2.4867 | -3.3166 | -4.2223 | -5.1717 | -6.3497 | -7.747 | -9.6174 | -11.6246 | -13.6004 | -20.2103 | -22.6064 | -22.6652
Feckenham 66kV | Moreton 66 11 (T1) | MORETON 66 11kV S STN | Primary | 11 | 51.9944 | -1.7017 | WPD Best View | Thermal headroom (MW) | 1.0205 | 0.78504 | 0.65963 | 0.35246 | -0.061728 | -0.53991 | -1.1093 | -1.6815 | -2.3196 | -3.277 | -3.8654 | -4.5859 | -5.4177 | -6.3354 | -7.3598 | -8.4448 | -15.4855 | -19.0946 | -20.6338
Feckenham 66kV | Pershore 66 11 (T1) | PERSHORE 66 11kV S STN | Primary | 11 | 52.1346 | -2.0978 | Consumer Transformation | Thermal headroom (MW) | -4.1814 | -5.1345 | -5.6334 | -6.2486 | -6.9705 | -7.8921 | -9.0872 | -10.178 | -11.6068 | -12.9487 | -14.1479 | -15.9689 | -17.5171 | -19.0422 | -21.0182 | -22.5382 | -28.7133 | -30.3209 | -29.6802
Feckenham 66kV | Pershore 66 11 (T1) | PERSHORE 66 11kV S STN | Primary | 11 | 52.1346 | -2.0978 | Leading the Way | Thermal headroom (MW) | -4.2769 | -5.2385 | -5.5812 | -6.1047 | -6.7215 | -7.4907 | -8.4895 | -9.5049 | -11.0228 | -12.9299 | -14.3457 | -15.8709 | -17.4572 | -19.4584 | -21.0166 | -22.3734 | -26.1709 | -25.9796 | -23.2146
Feckenham 66kV | Pershore 66 11 (T1) | PERSHORE 66 11kV S STN | Primary | 11 | 52.1346 | -2.0978 | Steady Progression | Thermal headroom (MW) | -3.9655 | -4.063 | -3.9109 | -4.0226 | -4.1254 | -4.2276 | -4.403 | -4.6214 | -4.9145 | -5.5312 | -5.7521 | -6.1049 | -6.5235 | -7.0397 | -7.6504 | -8.3076 | -13.9501 | -19.3673 | -21.129
Feckenham 66kV | Pershore 66 11 (T1) | PERSHORE 66 11kV S STN | Primary | 11 | 52.1346 | -2.0978 | System Transformation | Thermal headroom (MW) | -4.0935 | -4.2367 | -4.2307 | -4.2976 | -4.4388 | -4.5739 | -4.8626 | -5.5444 | -6.1168 | -6.7108 | -7.2355 | -7.8916 | -8.6937 | -10.0448 | -11.1685 | -12.7207 | -19.8483 | -23.3249 | -23.2085
Feckenham 66kV | Pershore 66 11 (T1) | PERSHORE 66 11kV S STN | Primary | 11 | 52.1346 | -2.0978 | WPD Best View | Thermal headroom (MW) | -3.9655 | -4.063 | -3.9109 | -4.0226 | -4.1254 | -4.2276 | -4.403 | -4.6214 | -4.9145 | -5.5312 | -5.7521 | -6.1049 | -6.5235 | -7.0397 | -7.6504 | -8.3076 | -13.9501 | -19.3673 | -21.129
Feckenham 66kV | Redditch North 66 11 (T1) | REDDITCH NORTH 66 11kV S STN | Primary | 11 | 52.3132 | -1.9508 | Consumer Transformation | Thermal headroom (MW) | 26.1229 | 25.6082 | 25.2727 | 24.7427 | 24.1109 | 23.0271 | 21.6528 | 20.3099 | 18.8053 | 17.2746 | 15.7958 | 13.8401 | 11.4223 | 9.4135 | 7.3269 | 5.0368 | -2.0422 | -4.2188 | -4.1689
Feckenham 66kV | Redditch North 66 11 (T1) | REDDITCH NORTH 66 11kV S STN | Primary | 11 | 52.3132 | -1.9508 | Leading the Way | Thermal headroom (MW) | 26.1078 | 25.5979 | 25.4389 | 24.9745 | 24.4771 | 23.4738 | 22.2266 | 21.0246 | 19.5354 | 17.8024 | 16.0799 | 13.9073 | 11.9727 | 9.963 | 8.0409 | 5.9494 | 1.6157 | 1.6506 | 4.9758
Feckenham 66kV | Redditch North 66 11 (T1) | REDDITCH NORTH 66 11kV S STN | Primary | 11 | 52.3132 | -1.9508 | Steady Progression | Thermal headroom (MW) | 26.2559 | 26.2287 | 26.5443 | 26.5546 | 26.5671 | 26.4109 | 26.3138 | 26.2044 | 26.0668 | 25.938 | 25.7402 | 25.4082 | 25.0055 | 24.4145 | 23.7576 | 22.9341 | 17.6737 | 12.4444 | 11.1346
Feckenham 66kV | Redditch North 66 11 (T1) | REDDITCH NORTH 66 11kV S STN | Primary | 11 | 52.3132 | -1.9508 | System Transformation | Thermal headroom (MW) | 26.2373 | 26.1685 | 26.3884 | 26.4061 | 26.4355 | 26.185 | 26.0254 | 25.8167 | 25.5364 | 25.1055 | 24.6717 | 24.0427 | 23.2238 | 22.2911 | 20.7954 | 19.2772 | 12.5732 | 9.0075 | 9.5997
Feckenham 66kV | Redditch North 66 11 (T1) | REDDITCH NORTH 66 11kV S STN | Primary | 11 | 52.3132 | -1.9508 | WPD Best View | Thermal headroom (MW) | 26.2501 | 26.2128 | 26.5376 | 26.5406 | 26.5483 | 26.3621 | 26.2481 | 26.1229 | 25.9263 | 25.7334 | 25.47 | 25.009 | 24.3794 | 23.6542 | 22.877 | 21.985 | 16.327 | 11.5944 | 10.7747
Feckenham 66kV | Redditch South 66 11 (T1A) | REDDITCH SOUTH 66 11kV S STN | Primary | 11 | 52.2884 | -1.9476 | Consumer Transformation | Thermal headroom (MW) | 10.5065 | 9.573 | 8.7378 | 7.6417 | 6.1861 | 4.0485 | 1.3601 | -1.1075 | -3.3858 | -5.5139 | -7.4187 | -9.5215 | -12.0714 | -13.657 | -15.0504 | -17.7312 | -27.7764 | -31.0907 | -31.7899
Feckenham 66kV | Redditch South 66 11 (T1A) | REDDITCH SOUTH 66 11kV S STN | Primary | 11 | 52.2884 | -1.9476 | Leading the Way | Thermal headroom (MW) | 10.472 | 9.481 | 8.8596 | 7.8162 | 6.5413 | 4.6335 | 2.1417 | -0.14761 | -2.3771 | -4.4772 | -6.2846 | -8.3865 | -9.5146 | -10.4616 | -12.6732 | -14.6398 | -21.2009 | -22.3449 | -18.9205
Feckenham 66kV | Redditch South 66 11 (T1A) | REDDITCH SOUTH 66 11kV S STN | Primary | 11 | 52.2884 | -1.9476 | Steady Progression | Thermal headroom (MW) | 10.7058 | 10.5312 | 10.6886 | 10.4272 | 10.1704 | 9.795 | 9.3513 | 8.8264 | 8.2744 | 7.6958 | 7.1301 | 6.348 | 5.4715 | 4.5493 | 3.546 | 2.4781 | -3.9357 | -8.0261 | -9.2721
Feckenham 66kV | Redditch South 66 11 (T1A) | REDDITCH SOUTH 66 11kV S STN | Primary | 11 | 52.2884 | -1.9476 | System Transformation | Thermal headroom (MW) | 10.6287 | 10.3649 | 10.3231 | 10.0338 | 9.6621 | 9.2426 | 8.6014 | 7.8312 | 6.9977 | 6.0581 | 5.037 | 3.8099 | 2.4139 | 1.0478 | -1.044 | -2.2938 | -7.5703 | -9.9927 | -9.3962
Feckenham 66kV | Redditch South 66 11 (T1A) | REDDITCH SOUTH 66 11kV S STN | Primary | 11 | 52.2884 | -1.9476 | WPD Best View | Thermal headroom (MW) | 10.6979 | 10.4844 | 10.5929 | 10.2833 | 9.9819 | 9.5779 | 9.0837 | 8.5019 | 7.8682 | 7.1935 | 6.5178 | 5.6104 | 4.6063 | 3.6345 | 2.2393 | 1.21 | -4.4181 | -8.3606 | -9.3343
Feckenham 66kV | Shipston 66 11 (T1) | SHIPSTON 66 11kV S STN | Primary | 11 | 52.0798 | -1.6427 | Consumer Transformation | Thermal headroom (MW) | 0.84173 | -0.1926 | -0.80225 | -1.5429 | -2.366 | -3.3052 | -4.4105 | -5.4463 | -6.4379 | -7.3376 | -8.0656 | -9.172 | -9.9544 | -10.6973 | -12.058 | -13.3512 | -18.6607 | -20.1281 | -19.6302
Feckenham 66kV | Shipston 66 11 (T1) | SHIPSTON 66 11kV S STN | Primary | 11 | 52.0798 | -1.6427 | Leading the Way | Thermal headroom (MW) | 0.7939 | -0.2243 | -0.70148 | -1.3715 | -2.0505 | -2.8026 | -3.7579 | -4.6405 | -5.5859 | -6.8429 | -7.5937 | -8.3311 | -9.0158 | -10.6423 | -11.9891 | -13.1667 | -16.3959 | -16.4146 | -14.389
Feckenham 66kV | Shipston 66 11 (T1) | SHIPSTON 66 11kV S STN | Primary | 11 | 52.0798 | -1.6427 | Steady Progression | Thermal headroom (MW) | 1.0265 | 0.89293 | 0.91605 | 0.76788 | 0.59978 | 0.41729 | 0.19292 | -0.065269 | -0.35106 | -0.98452 | -1.2747 | -1.6953 | -2.1732 | -2.7363 | -3.3238 | -3.9567 | -8.3798 | -11.2509 | -12.6382
Feckenham 66kV | Shipston 66 11 (T1) | SHIPSTON 66 11kV S STN | Primary | 11 | 52.0798 | -1.6427 | System Transformation | Thermal headroom (MW) | 0.92952 | 0.72739 | 0.65548 | 0.45081 | 0.23054 | -0.0051358 | -0.36902 | -1.1784 | -1.6605 | -2.206 | -2.7752 | -3.4959 | -4.2918 | -5.559 | -6.4372 | -7.657 | -11.9358 | -14.5607 | -14.7233
Feckenham 66kV | Shipston 66 11 (T1) | SHIPSTON 66 11kV S STN | Primary | 11 | 52.0798 | -1.6427 | WPD Best View | Thermal headroom (MW) | 1.0265 | 0.89293 | 0.91605 | 0.76788 | 0.59978 | 0.41729 | 0.19292 | -0.065269 | -0.35106 | -0.98452 | -1.2747 | -1.6953 | -2.1732 | -2.7363 | -3.3238 | -3.9567 | -8.3798 | -11.2509 | -12.6382
Feckenham 66kV | Stow 66 11 (T1) | STOW 66 11kV S STN | Primary | 11 | 51.9243 | -1.77 | Consumer Transformation | Thermal headroom (MW) | -0.59023 | -0.95253 | -1.3123 | -1.7465 | -2.2778 | -2.9043 | -3.6213 | -4.6548 | -5.2999 | -5.8866 | -6.364 | -6.9668 | -7.4648 | -7.8981 | -8.2458 | -8.8768 | -11.1085 | -12.0997 | -11.8558
Feckenham 66kV | Stow 66 11 (T1) | STOW 66 11kV S STN | Primary | 11 | 51.9243 | -1.77 | Leading the Way | Thermal headroom (MW) | -0.61111 | -0.93887 | -1.2182 | -1.5944 | -2.0075 | -2.5092 | -3.4346 | -4.0128 | -4.6446 | -5.2189 | -5.7861 | -6.3919 | -6.8432 | -7.1761 | -7.702 | -7.7773 | -10.7656 | -10.4706 | -9.6109
Feckenham 66kV | Stow 66 11 (T1) | STOW 66 11kV S STN | Primary | 11 | 51.9243 | -1.77 | Steady Progression | Thermal headroom (MW) | -0.46628 | -0.53447 | -0.54759 | -0.62966 | -0.73988 | -0.88687 | -1.071 | -1.2764 | -1.4868 | -1.7117 | -1.9162 | -2.2399 | -2.5827 | -2.9862 | -3.7697 | -4.2263 | -7.4271 | -9.4598 | -10.4733
Feckenham 66kV | Stow 66 11 (T1) | STOW 66 11kV S STN | Primary | 11 | 51.9243 | -1.77 | System Transformation | Thermal headroom (MW) | -0.5209 | -0.63536 | -0.67272 | -0.78237 | -0.91879 | -1.0844 | -1.3502 | -1.6501 | -1.9971 | -2.3831 | -2.7716 | -3.6897 | -4.2627 | -4.8839 | -5.5276 | -6.2373 | -10.1738 | -10.7206 | -10.8644
Feckenham 66kV | Stow 66 11 (T1) | STOW 66 11kV S STN | Primary | 11 | 51.9243 | -1.77 | WPD Best View | Thermal headroom (MW) | -0.46628 | -0.53447 | -0.54759 | -0.62966 | -0.73988 | -0.88687 | -1.071 | -1.2764 | -1.4868 | -1.7117 | -1.9162 | -2.2399 | -2.5827 | -2.9862 | -3.7697 | -4.2263 | -7.4271 | -9.4598 | -10.4733
Feckenham 66kV | Stratford 66 11 (T1) | STRATFORD 66 11kV S STN | Primary | 11 | 52.1945 | -1.7413 | Consumer Transformation | Thermal headroom (MW) | 3.1002 | 1.9788 | 1.1377 | -0.052691 | -1.4268 | -3.4691 | -5.6046 | -7.6489 | -9.6996 | -11.6777 | -13.5305 | -16.1608 | -19.12 | -21.8851 | -25.1338 | -27.9162 | -37.7098 | -39.7569 | -38.0967
Feckenham 66kV | Stratford 66 11 (T1) | STRATFORD 66 11kV S STN | Primary | 11 | 52.1945 | -1.7413 | Leading the Way | Thermal headroom (MW) | 3.0312 | 1.8599 | 1.0091 | -0.19831 | -1.6138 | -3.6282 | -5.6586 | -7.6587 | -9.7839 | -12.2249 | -14.0958 | -16.1262 | -18.6703 | -21.4999 | -23.8607 | -25.8445 | -31.3705 | -31.0273 | -26.873
Feckenham 66kV | Stratford 66 11 (T1) | STRATFORD 66 11kV S STN | Primary | 11 | 52.1945 | -1.7413 | Steady Progression | Thermal headroom (MW) | 3.3375 | 3.2813 | 3.4269 | 3.1073 | 2.6644 | 2.2632 | 1.9389 | 1.5348 | 1.1028 | 0.27726 | -0.23088 | -0.98732 | -1.6795 | -2.4529 | -3.2789 | -4.1674 | -9.0863 | -15.3698 | -17.5589
Feckenham 66kV | Stratford 66 11 (T1) | STRATFORD 66 11kV S STN | Primary | 11 | 52.1945 | -1.7413 | System Transformation | Thermal headroom (MW) | 3.2176 | 3.0679 | 2.9319 | 2.4216 | 1.8142 | 1.2326 | 0.57444 | -0.51643 | -1.3437 | -2.2341 | -3.2833 | -4.5446 | -5.6782 | -7.2241 | -8.4135 | -9.9535 | -16.4282 | -20.7382 | -20.0729
Feckenham 66kV | Stratford 66 11 (T1) | STRATFORD 66 11kV S STN | Primary | 11 | 52.1945 | -1.7413 | WPD Best View | Thermal headroom (MW) | 3.3375 | 3.2813 | 3.4269 | 3.1073 | 2.6644 | 2.2632 | 1.9389 | 1.5348 | 1.1028 | 0.27726 | -0.23088 | -0.98732 | -1.6795 | -2.4529 | -3.2789 | -4.1674 | -9.0863 | -15.3698 | -17.5589
Feckenham 66kV | Strensham 66 11 (T1) | STRENSHAM 66 11kV S STN | Primary | 11 | 52.0677 | -2.1403 | Consumer Transformation | Thermal headroom (MW) | -2.0802 | -2.6838 | -3.2626 | -4.016 | -4.9894 | -6.1618 | -7.4011 | -8.5888 | -9.727 | -10.7228 | -11.6594 | -12.5907 | -13.7643 | -14.4476 | -14.93 | -15.2938 | -16.3576 | -16.9224 | -16.8106
Feckenham 66kV | Strensham 66 11 (T1) | STRENSHAM 66 11kV S STN | Primary | 11 | 52.0677 | -2.1403 | Leading the Way | Thermal headroom (MW) | -2.0818 | -2.6219 | -3.061 | -3.7603 | -4.5703 | -5.5382 | -6.6029 | -7.6154 | -8.7178 | -9.7406 | -10.7853 | -12.0586 | -12.7773 | -13.2661 | -13.4244 | -13.4518 | -15.0476 | -14.4314 | -12.3873
Feckenham 66kV | Strensham 66 11 (T1) | STRENSHAM 66 11kV S STN | Primary | 11 | 52.0677 | -2.1403 | Steady Progression | Thermal headroom (MW) | -1.906 | -2.0308 | -2.0114 | -2.1607 | -2.402 | -2.7331 | -3.0691 | -3.4403 | -3.8445 | -4.2626 | -4.667 | -5.2461 | -5.8793 | -6.605 | -7.3942 | -8.2169 | -13.4631 | -15.7642 | -16.6777
Feckenham 66kV | Strensham 66 11 (T1) | STRENSHAM 66 11kV S STN | Primary | 11 | 52.0677 | -2.1403 | System Transformation | Thermal headroom (MW) | -1.9543 | -2.1215 | -2.1668 | -2.3643 | -2.6655 | -3.0319 | -3.5123 | -4.0618 | -4.6844 | -5.4042 | -6.162 | -7.0928 | -8.1327 | -9.2539 | -10.8555 | -12.1401 | -16.3586 | -17.3109 | -16.8705
Feckenham 66kV | Strensham 66 11 (T1) | STRENSHAM 66 11kV S STN | Primary | 11 | 52.0677 | -2.1403 | WPD Best View | Thermal headroom (MW) | -1.906 | -2.0308 | -2.0114 | -2.1607 | -2.402 | -2.7331 | -3.0691 | -3.4403 | -3.8445 | -4.2626 | -4.667 | -5.2461 | -5.8793 | -6.605 | -7.3942 | -8.2169 | -13.4631 | -15.7642 | -16.6777
Feckenham 66kV | Tewkesbury 66 11 (T1) | TEWKESBURY 66 11kV S STN | Primary | 11 | 52.0012 | -2.13 | Consumer Transformation | Thermal headroom (MW) | 5.9184 | 5.4508 | 4.911 | 4.3106 | 3.6002 | 2.7313 | 1.7826 | 0.8096 | -0.18991 | -1.1108 | -1.8607 | -2.6801 | -3.3577 | -3.9189 | -4.3488 | -4.6797 | -6.7236 | -7.6771 | -7.5621
Feckenham 66kV | Tewkesbury 66 11 (T1) | TEWKESBURY 66 11kV S STN | Primary | 11 | 52.0012 | -2.13 | Leading the Way | Thermal headroom (MW) | 5.9097 | 5.4452 | 5.0133 | 4.4486 | 3.8672 | 3.1682 | 2.3562 | 1.506 | 0.54417 | -0.39793 | -1.2257 | -2.0264 | -2.6143 | -3.0223 | -3.2166 | -3.7465 | -5.9264 | -5.7134 | -4.3392
Feckenham 66kV | Tewkesbury 66 11 (T1) | TEWKESBURY 66 11kV S STN | Primary | 11 | 52.0012 | -2.13 | Steady Progression | Thermal headroom (MW) | 5.9717 | 5.8206 | 5.7485 | 5.5356 | 5.3004 | 5.007 | 4.6832 | 4.3185 | 3.9535 | 3.5677 | 3.1995 | 2.6895 | 2.1425 | 1.4999 | 0.79285 | 0.04607 | -3.94 | -5.9901 | -6.8183
Feckenham 66kV | Tewkesbury 66 11 (T1) | TEWKESBURY 66 11kV S STN | Primary | 11 | 52.0012 | -2.13 | System Transformation | Thermal headroom (MW) | 5.9475 | 5.721 | 5.6244 | 5.3844 | 5.1429 | 4.8257 | 4.4303 | 3.9701 | 3.4535 | 2.8847 | 2.2758 | 1.4469 | 0.56234 | -0.4361 | -1.4445 | -2.4354 | -5.872 | -6.5631 | -6.4585
Feckenham 66kV | Tewkesbury 66 11 (T1) | TEWKESBURY 66 11kV S STN | Primary | 11 | 52.0012 | -2.13 | WPD Best View | Thermal headroom (MW) | 5.9717 | 5.8206 | 5.7449 | 5.5356 | 5.3004 | 5.007 | 4.6832 | 4.3185 | 3.9535 | 3.5677 | 3.1995 | 2.6895 | 2.1425 | 1.4999 | 0.79285 | 0.04607 | -3.94 | -5.9901 | -6.8183
Iron Acton | Bradley Stoke 33kV | HAMMERLEY DOWN 33 11kV S STN | Primary | 33 | 51.6257 | -2.4201 | Consumer Transformation | Thermal headroom (MW) | 2.3182 | 1.4129 | 0.4461 | -0.62655 | -1.9302 | -3.4559 | -5.217 | -7.6097 | -9.2316 | -10.6911 | -12.0516 | -13.8302 | -15.0974 | -16.5885 | -17.4708 | -18.9052 | -24.3829 | -27.0874 | -26.5144
Iron Acton | Bradley Stoke 33kV | HAMMERLEY DOWN 33 11kV S STN | Primary | 33 | 51.6257 | -2.4201 | Leading the Way | Thermal headroom (MW) | 2.3136 | 1.4434 | 0.68036 | -0.25942 | -1.2971 | -2.5466 | -4.7439 | -6.2152 | -7.7667 | -9.2509 | -11.1113 | -12.4599 | -13.9381 | -14.7707 | -15.9525 | -17.1837 | -21.8797 | -21.3888 | -19.3354
Iron Acton | Bradley Stoke 33kV | HAMMERLEY DOWN 33 11kV S STN | Primary | 33 | 51.6257 | -2.4201 | Steady Progression | Thermal headroom (MW) | 2.5865 | 2.3785 | 2.2831 | 2.04 | 1.7466 | 1.3302 | 0.84627 | 0.33585 | -0.18306 | -0.76098 | -1.2902 | -2.0427 | -2.9017 | -3.8835 | -5.6457 | -6.7656 | -14.2295 | -19.1019 | -21.6457
Iron Acton | Bradley Stoke 33kV | HAMMERLEY DOWN 33 11kV S STN | Primary | 33 | 51.6257 | -2.4201 | System Transformation | Thermal headroom (MW) | 2.5041 | 2.1869 | 1.9784 | 1.6867 | 1.3507 | 0.90609 | 0.24445 | -0.49713 | -1.3532 | -2.2985 | -3.2891 | -5.2452 | -6.65 | -8.5139 | -10.214 | -12.2783 | -20.5184 | -22.5549 | -23.1962
Iron Acton | Bradley Stoke 33kV | HAMMERLEY DOWN 33 11kV S STN | Primary | 33 | 51.6257 | -2.4201 | WPD Best View | Thermal headroom (MW) | 2.5477 | 2.2885 | 2.1489 | 1.8792 | 1.5683 | 1.1358 | 0.58105 | -0.017512 | -0.66666 | -1.3523 | -2.037 | -3.3132 | -4.3504 | -5.499 | -7.074 | -8.3753 | -16.4154 | -20.1192 | -22.017
Iron Acton 132kV | Chipping Sodbury 132 11 (GT1) | Chipping Sodbury 132/33/11kVDUMMY | Primary | 11 | 51.5531 | -2.4123 | Consumer Transformation | Thermal headroom (MW) | 23.2729 | 21.929 | 21.0917 | 19.8604 | 18.7915 | 17.17 | 14.7022 | 13.0649 | 10.6288 | 7.9078 | 5.1459 | 1.3754 | -2.475 | -6.1836 | -9.9542 | -13.6344 | -26.909 | -30.9035 | -30.6414
Iron Acton 132kV | Chipping Sodbury 132 11 (GT1) | Chipping Sodbury 132/33/11kVDUMMY | Primary | 11 | 51.5531 | -2.4123 | Leading the Way | Thermal headroom (MW) | 23.2092 | 21.7193 | 21.0968 | 19.818 | 18.8894 | 17.0772 | 15.0471 | 13.2941 | 11.7979 | 8.5943 | 5.5334 | 2.029 | -1.6669 | -5.3096 | -8.8142 | -11.9068 | -20.019 | -20.4797 | -14.9767
Iron Acton 132kV | Chipping Sodbury 132 11 (GT1) | Chipping Sodbury 132/33/11kVDUMMY | Primary | 11 | 51.5531 | -2.4123 | Steady Progression | Thermal headroom (MW) | 23.5217 | 23.3418 | 23.5714 | 23.1656 | 23.0475 | 22.8654 | 22.5466 | 22.3727 | 22.1712 | 21.594 | 21.3839 | 20.9695 | 20.4366 | 19.4664 | 18.7787 | 17.6817 | 6.7729 | -5.2232 | -8.6405
Iron Acton 132kV | Chipping Sodbury 132 11 (GT1) | Chipping Sodbury 132/33/11kVDUMMY | Primary | 11 | 51.5531 | -2.4123 | System Transformation | Thermal headroom (MW) | 23.4027 | 23.0817 | 22.9924 | 22.5238 | 22.2892 | 22.0357 | 21.4625 | 20.6904 | 20.2194 | 19.6889 | 18.7534 | 17.9053 | 16.5578 | 15.1771 | 12.6537 | 9.5205 | -5.3925 | -13.1879 | -13.0591
Iron Acton 132kV | Chipping Sodbury 132 11 (GT1) | Chipping Sodbury 132/33/11kVDUMMY | Primary | 11 | 51.5531 | -2.4123 | WPD Best View | Thermal headroom (MW) | 23.4023 | 23.0816 | 23.0504 | 22.5242 | 22.2898 | 22.0363 | 21.4644 | 20.6978 | 20.2395 | 19.7247 | 18.8096 | 18.0201 | 16.7111 | 15.3249 | 12.7397 | 9.6302 | -5.1974 | -13.1034 | -13.0486
Iron Acton 132kV | Chipping Sodbury 132 33 | Chipping Sodbury 132 33 | Bulk Supply Point | 33 | 51.5531 | -2.4123 | Consumer Transformation | Thermal headroom (MW) | 72.8336 | 71.53 | 70.4669 | 68.9109 | 67.1903 | 65.0132 | 61.8278 | 58.3071 | 55.487 | 52.7296 | 50.1672 | 46.2776 | 42.622 | 38.6492 | 34.7498 | 29.9155 | 13.4561 | 8.1388 | 8.9313
Iron Acton 132kV | Chipping Sodbury 132 33 | Chipping Sodbury 132 33 | Bulk Supply Point | 33 | 51.5531 | -2.4123 | Leading the Way | Thermal headroom (MW) | 72.8145 | 71.5248 | 70.7001 | 69.423 | 68.0853 | 66.2932 | 62.7326 | 60.0014 | 57.2802 | 54.3044 | 50.9009 | 47.5727 | 43.5958 | 39.8662 | 35.0708 | 31.4506 | 21.1087 | 21.1547 | 27.1946
Iron Acton 132kV | Chipping Sodbury 132 33 | Chipping Sodbury 132 33 | Bulk Supply Point | 33 | 51.5531 | -2.4123 | Steady Progression | Thermal headroom (MW) | 73.1958 | 73.0529 | 73.3914 | 73.2251 | 73.0117 | 72.7282 | 72.12 | 71.5354 | 70.9218 | 70.1984 | 69.535 | 68.5101 | 67.3685 | 65.972 | 63.855 | 62.2378 | 50.3862 | 37.5909 | 33.1081
Iron Acton 132kV | Chipping Sodbury 132 33 | Chipping Sodbury 132 33 | Bulk Supply Point | 33 | 51.5531 | -2.4123 | System Transformation | Thermal headroom (MW) | 73.0733 | 72.7695 | 72.897 | 72.6065 | 72.3866 | 72.0711 | 71.1119 | 70.0104 | 68.903 | 67.6857 | 66.2878 | 63.8903 | 61.8777 | 59.2605 | 56.7233 | 53.7893 | 37.0727 | 29.3277 | 29.2262
Iron Acton 132kV | Chipping Sodbury 132 33 | Chipping Sodbury 132 33 | Bulk Supply Point | 33 | 51.5531 | -2.4123 | WPD Best View | Thermal headroom (MW) | 73.0595 | 72.7326 | 72.8322 | 72.4962 | 72.2206 | 71.6931 | 70.4774 | 69.2021 | 68.0049 | 66.7495 | 65.4 | 63.1409 | 61.2854 | 58.869 | 56.5878 | 53.9069 | 37.4514 | 29.694 | 29.374
Iron Acton 132kV | Chipping Sodbury 132 33 | ALVESTON 33 11kV S STN | Primary | 11 | 51.5941 | -2.521 | Consumer Transformation | Thermal headroom (MW) | -9.4899 | -10.0371 | -10.3886 | -11.1158 | -11.7431 | -12.581 | -13.6524 | -14.768 | -15.6465 | -16.4576 | -17.0933 | -17.7786 | -18.3557 | -18.8371 | -20.2112 | -21.6485 | -26.3917 | -27.2146 | -26.2402
Iron Acton 132kV | Chipping Sodbury 132 33 | ALVESTON 33 11kV S STN | Primary | 11 | 51.5941 | -2.521 | Leading the Way | Thermal headroom (MW) | -9.54 | -10.1143 | -10.4148 | -10.9665 | -11.4239 | -12.0792 | -12.988 | -13.9801 | -14.8263 | -15.6093 | -16.2168 | -16.6532 | -16.9433 | -17.9614 | -19.3631 | -20.5121 | -23.2643 | -22.5442 | -19.7254
Iron Acton 132kV | Chipping Sodbury 132 33 | ALVESTON 33 11kV S STN | Primary | 11 | 51.5941 | -2.521 | Steady Progression | Thermal headroom (MW) | -9.3189 | -9.3674 | -9.0354 | -9.0551 | -9.1499 | -9.179 | -9.2708 | -9.4148 | -9.5125 | -9.6229 | -9.7303 | -9.976 | -10.274 | -10.645 | -11.0515 | -11.4931 | -13.9464 | -16.1453 | -17.1808
Iron Acton 132kV | Chipping Sodbury 132 33 | ALVESTON 33 11kV S STN | Primary | 11 | 51.5941 | -2.521 | System Transformation | Thermal headroom (MW) | -9.3986 | -9.522 | -9.3208 | -9.4835 | -9.4989 | -9.563 | -9.788 | -10.1206 | -10.4076 | -10.7587 | -11.1234 | -11.6346 | -12.2256 | -12.8931 | -13.5454 | -14.1763 | -16.4529 | -18.7677 | -18.0245
Iron Acton 132kV | Chipping Sodbury 132 33 | ALVESTON 33 11kV S STN | Primary | 11 | 51.5941 | -2.521 | WPD Best View | Thermal headroom (MW) | -9.3991 | -9.522 | -9.3234 | -9.4828 | -9.498 | -9.5621 | -9.7852 | -10.1104 | -10.38 | -10.7097 | -11.0463 | -11.5198 | -12.0723 | -12.7014 | -13.3215 | -13.9346 | -16.2579 | -18.6832 | -18.014
Iron Acton 132kV | Chipping Sodbury 132 33 | COWHORN 33 11kV S STN | Primary | 11 | 51.4461 | -2.4773 | Consumer Transformation | Thermal headroom (MW) | 5.6198 | 5.1229 | 4.6783 | 4.1459 | 3.4055 | 2.5397 | 1.2913 | 0.11883 | -0.99484 | -2.0035 | -2.849 | -3.8875 | -4.8822 | -5.896 | -6.7354 | -8.3032 | -14.4679 | -16.9819 | -17.3668
Iron Acton 132kV | Chipping Sodbury 132 33 | COWHORN 33 11kV S STN | Primary | 11 | 51.4461 | -2.4773 | Leading the Way | Thermal headroom (MW) | 5.6195 | 5.1901 | 4.8239 | 4.4189 | 3.8702 | 3.1881 | 2.1016 | 1.0794 | 0.016464 | -0.99569 | -1.8865 | -2.6169 | -3.434 | -4.0597 | -5.4197 | -6.669 | -10.7426 | -11.8946 | -9.9427
Iron Acton 132kV | Chipping Sodbury 132 33 | COWHORN 33 11kV S STN | Primary | 11 | 51.4461 | -2.4773 | Steady Progression | Thermal headroom (MW) | 5.7372 | 5.7034 | 5.8173 | 5.8364 | 5.8111 | 5.7252 | 5.5492 | 5.3336 | 5.1243 | 4.8797 | 4.6643 | 4.2882 | 3.8825 | 3.4053 | 2.8661 | 2.3007 | -1.225 | -4.0273 | -4.9179
Iron Acton 132kV | Chipping Sodbury 132 33 | COWHORN 33 11kV S STN | Primary | 11 | 51.4461 | -2.4773 | System Transformation | Thermal headroom (MW) | 5.6998 | 5.6367 | 5.6942 | 5.6837 | 5.637 | 5.5514 | 5.294 | 4.9842 | 4.5959 | 4.1886 | 3.7153 | 3.1221 | 2.4319 | 1.6597 | 0.87287 | 0.12541 | -3.3991 | -4.6946 | -4.5079
Iron Acton 132kV | Chipping Sodbury 132 33 | COWHORN 33 11kV S STN | Primary | 11 | 51.4461 | -2.4773 | WPD Best View | Thermal headroom (MW) | 5.6804 | 5.585 | 5.5962 | 5.5314 | 5.4088 | 5.132 | 4.7558 | 4.3333 | 3.855 | 3.3963 | 2.9343 | 2.424 | 1.884 | 1.3254 | 0.64145 | -0.015914 | -2.6394 | -3.8434 | -3.7945
Iron Acton 132kV | Chipping Sodbury 132 33 | NAISHCOMBE HILL 33 11kV S STN | Primary | 11 | 51.4632 | -2.4273 | Consumer Transformation | Thermal headroom (MW) | -1.1775 | -1.5908 | -2.0148 | -2.5499 | -3.1917 | -3.9895 | -4.9813 | -6.3148 | -7.3892 | -8.4892 | -9.6029 | -11.3359 | -12.7896 | -14.6191 | -16.1452 | -17.9776 | -24.627 | -26.7604 | -26.469
Iron Acton 132kV | Chipping Sodbury 132 33 | NAISHCOMBE HILL 33 11kV S STN | Primary | 11 | 51.4632 | -2.4273 | Leading the Way | Thermal headroom (MW) | -1.1529 | -1.579 | -1.8745 | -2.3193 | -2.8357 | -3.4796 | -4.7256 | -5.6554 | -6.7769 | -8.018 | -9.7289 | -11.1972 | -13.1819 | -14.8311 | -16.7808 | -18.1953 | -22.4193 | -22.1143 | -20.0715
Iron Acton 132kV | Chipping Sodbury 132 33 | NAISHCOMBE HILL 33 11kV S STN | Primary | 11 | 51.4632 | -2.4273 | Steady Progression | Thermal headroom (MW) | -1.0392 | -1.0899 | -1.0517 | -1.1435 | -1.2436 | -1.4171 | -1.6287 | -1.8396 | -2.1518 | -2.5067 | -2.8678 | -3.3546 | -3.8972 | -4.5291 | -5.5652 | -6.29 | -12.013 | -17.8461 | -20.0777
Iron Acton 132kV | Chipping Sodbury 132 33 | NAISHCOMBE HILL 33 11kV S STN | Primary | 11 | 51.4632 | -2.4273 | System Transformation | Thermal headroom (MW) | -1.0653 | -1.1907 | -1.2167 | -1.2963 | -1.4275 | -1.6029 | -1.8749 | -2.2886 | -2.8116 | -3.3944 | -4.0335 | -5.1903 | -6.0685 | -7.4293 | -8.5585 | -10.025 | -18.2487 | -21.967 | -22.4285
Iron Acton 132kV | Chipping Sodbury 132 33 | NAISHCOMBE HILL 33 11kV S STN | Primary | 11 | 51.4632 | -2.4273 | WPD Best View | Thermal headroom (MW) | -1.0685 | -1.1999 | -1.2357 | -1.3251 | -1.4712 | -1.7534 | -2.2133 | -2.7403 | -3.3111 | -3.9133 | -4.5231 | -5.6082 | -6.429 | -7.717 | -8.6538 | -9.9305 | -18.3606 | -22.0879 | -22.6567
Iron Acton 132kV | Chipping Sodbury 132 33 | OXBRIDGE 33 11kV S STN | Primary | 11 | 51.5319 | -2.4592 | Consumer Transformation | Thermal headroom (MW) | 1.6327 | 1.2937 | 1.0781 | 0.6545 | 0.23306 | -0.3033 | -1.3975 | -2.6512 | -3.3268 | -3.9364 | -4.4521 | -5.5524 | -6.7918 | -7.9898 | -9.2252 | -10.7603 | -14.7566 | -16.065 | -15.6116
Iron Acton 132kV | Chipping Sodbury 132 33 | OXBRIDGE 33 11kV S STN | Primary | 11 | 51.5319 | -2.4592 | Leading the Way | Thermal headroom (MW) | 1.6068 | 1.2945 | 1.1033 | 0.7687 | 0.44984 | 0.038912 | -1.4742 | -2.3685 | -3.0646 | -3.6954 | -4.4391 | -5.5313 | -6.7475 | -7.9178 | -9.4332 | -10.377 | -12.8241 | -12.6027 | -10.9575
Iron Acton 132kV | Chipping Sodbury 132 33 | OXBRIDGE 33 11kV S STN | Primary | 11 | 51.5319 | -2.4592 | Steady Progression | Thermal headroom (MW) | 1.723 | 1.6791 | 1.8105 | 1.7823 | 1.7159 | 1.6829 | 1.3823 | 1.1385 | 0.97622 | 0.82392 | 0.67306 | 0.42385 | 0.16087 | -0.15856 | -0.87638 | -1.2465 | -3.6636 | -7.6358 | -8.853
Iron Acton 132kV | Chipping Sodbury 132 33 | OXBRIDGE 33 11kV S STN | Primary | 11 | 51.5319 | -2.4592 | System Transformation | Thermal headroom (MW) | 1.6779 | 1.6014 | 1.6941 | 1.578 | 1.5469 | 1.5015 | 0.9759 | 0.5771 | 0.30454 | 0.02028 | -0.30305 | -1.1164 | -1.6044 | -2.1356 | -2.6733 | -3.2039 | -8.0545 | -9.9476 | -9.9311
Iron Acton 132kV | Chipping Sodbury 132 33 | OXBRIDGE 33 11kV S STN | Primary | 11 | 51.5319 | -2.4592 | WPD Best View | Thermal headroom (MW) | 1.6779 | 1.6014 | 1.6941 | 1.578 | 1.5469 | 1.5015 | 0.9759 | 0.5771 | 0.30454 | 0.02028 | -0.30305 | -1.1164 | -1.6044 | -2.1356 | -2.6733 | -3.2039 | -8.0545 | -9.9476 | -9.9311
Iron Acton 132kV | Ryeford 132 33 | Ryeford 132 33 | Bulk Supply Point | 33 | 51.7391 | -2.2725 | Consumer Transformation | Thermal headroom (MW) | 96.8591 | 93.2321 | 90.2295 | 87.0923 | 82.9053 | 78.327 | 72.5813 | 66.49 | 60.6158 | 55.0806 | 50.1056 | 43.6198 | 37.9526 | 32.4335 | 26.7269 | 21.6525 | -1.2622 | -8.8988 | -7.2436
Iron Acton 132kV | Ryeford 132 33 | Ryeford 132 33 | Bulk Supply Point | 33 | 51.7391 | -2.2725 | Leading the Way | Thermal headroom (MW) | 96.7506 | 93.1619 | 90.5426 | 87.7166 | 84.0308 | 80.2684 | 75.1515 | 70.1721 | 64.5377 | 57.8678 | 52.279 | 46.6099 | 40.9014 | 35.1143 | 30.47 | 25.2102 | 8.7354 | 9.3744 | 19.5175
Iron Acton 132kV | Ryeford 132 33 | Ryeford 132 33 | Bulk Supply Point | 33 | 51.7391 | -2.2725 | Steady Progression | Thermal headroom (MW) | 97.5604 | 96.8583 | 96.6759 | 95.9837 | 94.797 | 93.6714 | 92.4018 | 90.9549 | 89.4097 | 87.0112 | 85.4688 | 82.9848 | 80.297 | 77.1784 | 73.1937 | 69.3039 | 43.4712 | 24.8326 | 17.4156
Iron Acton 132kV | Ryeford 132 33 | Ryeford 132 33 | Bulk Supply Point | 33 | 51.7391 | -2.2725 | System Transformation | Thermal headroom (MW) | 97.2582 | 96.2071 | 95.5894 | 94.698 | 93.1993 | 91.9301 | 90.131 | 87.2281 | 84.6669 | 81.9388 | 78.8816 | 74.3427 | 69.6952 | 63.4274 | 57.7034 | 50.9004 | 23.34 | 12.858 | 12.629
Iron Acton 132kV | Ryeford 132 33 | Ryeford 132 33 | Bulk Supply Point | 33 | 51.7391 | -2.2725 | WPD Best View | Thermal headroom (MW) | 97.5375 | 96.8055 | 96.5955 | 95.8873 | 94.6905 | 93.5537 | 92.24 | 90.7384 | 89.0955 | 86.6133 | 84.9484 | 82.1267 | 79.2938 | 76.0386 | 72.1324 | 68.1208 | 41.9806 | 24.1949 | 17.2636
Iron Acton 132kV | Ryeford 132 33 | BERKELEY 33 11kV S STN | Primary | 11 | 51.7018 | -2.4681 | Consumer Transformation | Thermal headroom (MW) | 6.9762 | 5.9691 | 5.4075 | 5.1861 | 4.6798 | 3.8718 | 3.0121 | 2.1146 | 1.1448 | 0.39501 | -0.19442 | -1.2368 | -1.9135 | -2.4554 | -3.3009 | -4.1632 | -8.4441 | -9.4885 | -9.1003
Iron Acton 132kV | Ryeford 132 33 | BERKELEY 33 11kV S STN | Primary | 11 | 51.7018 | -2.4681 | Leading the Way | Thermal headroom (MW) | 6.8803 | 5.7188 | 5.0655 | 4.9025 | 4.3411 | 3.6344 | 3.1365 | 2.3175 | 1.3463 | 0.23999 | -0.37333 | -1.0399 | -1.7535 | -2.9384 | -3.7872 | -4.567 | -7.1837 | -7.0571 | -5.3262
Iron Acton 132kV | Ryeford 132 33 | BERKELEY 33 11kV S STN | Primary | 11 | 51.7018 | -2.4681 | Steady Progression | Thermal headroom (MW) | 7.1016 | 6.7645 | 6.6051 | 6.5714 | 6.3433 | 6.0662 | 5.9559 | 5.7749 | 5.431 | 4.7554 | 4.4241 | 4.028 | 3.5814 | 3.0858 | 2.555 | 2.003 | -2.157 | -4.547 | -5.4604
Iron Acton 132kV | Ryeford 132 33 | BERKELEY 33 11kV S STN | Primary | 11 | 51.7018 | -2.4681 | System Transformation | Thermal headroom (MW) | 7.008 | 6.5548 | 6.168 | 6.1865 | 5.9053 | 5.5524 | 5.3844 | 4.7542 | 4.342 | 3.8329 | 3.3147 | 2.6945 | 1.9821 | 0.87343 | 0.14844 | -0.96138 | -4.9736 | -6.4379 | -6.3907
Iron Acton 132kV | Ryeford 132 33 | BERKELEY 33 11kV S STN | Primary | 11 | 51.7018 | -2.4681 | WPD Best View | Thermal headroom (MW) | 7.1011 | 6.7645 | 6.6017 | 6.5673 | 6.3395 | 6.059 | 5.9435 | 5.7568 | 5.3717 | 4.6564 | 4.2648 | 3.8095 | 3.2845 | 2.7139 | 2.1233 | 1.5414 | -2.5606 | -4.627 | -5.3344
Iron Acton 132kV | Ryeford 132 33 | CAMP 33 11kV S STN | Primary | 11 | 51.7865 | -2.1303 | Consumer Transformation | Thermal headroom (MW) | 0.70004 | -0.31532 | -0.99032 | -1.7827 | -2.7535 | -3.8873 | -5.1811 | -6.4352 | -7.6457 | -8.8602 | -9.8977 | -11.343 | -12.3081 | -13.1668 | -14.217 | -14.7618 | -18.7436 | -20.537 | -20.336
Iron Acton 132kV | Ryeford 132 33 | CAMP 33 11kV S STN | Primary | 11 | 51.7865 | -2.1303 | Leading the Way | Thermal headroom (MW) | 0.70977 | -0.22986 | -0.76724 | -1.4636 | -2.245 | -3.1682 | -4.264 | -5.3695 | -6.5286 | -8.1427 | -9.2948 | -10.2809 | -11.1403 | -12.1267 | -12.4899 | -13.0787 | -16.6511 | -16.8929 | -14.9486
Iron Acton 132kV | Ryeford 132 33 | CAMP 33 11kV S STN | Primary | 11 | 51.7865 | -2.1303 | Steady Progression | Thermal headroom (MW) | 0.8835 | 0.73334 | 0.65765 | 0.4788 | 0.2214 | -0.085933 | -0.4693 | -0.87601 | -1.2902 | -2.0781 | -2.4918 | -3.0659 | -3.7146 | -4.4469 | -5.2462 | -6.1615 | -11.9492 | -15.2079 | -16.7709
Iron Acton 132kV | Ryeford 132 33 | CAMP 33 11kV S STN | Primary | 11 | 51.7865 | -2.1303 | System Transformation | Thermal headroom (MW) | 0.82934 | 0.62427 | 0.50564 | 0.27224 | -0.02847 | -0.36604 | -0.86 | -1.7993 | -2.4332 | -3.1454 | -3.908 | -4.8309 | -5.8681 | -7.4503 | -8.7474 | -10.3788 | -15.6097 | -17.4616 | -17.6348
Iron Acton 132kV | Ryeford 132 33 | CAMP 33 11kV S STN | Primary | 11 | 51.7865 | -2.1303 | WPD Best View | Thermal headroom (MW) | 0.8835 | 0.73334 | 0.65765 | 0.4788 | 0.2214 | -0.085933 | -0.4693 | -0.87601 | -1.2902 | -2.0781 | -2.4918 | -3.0659 | -3.7146 | -4.4469 | -5.2462 | -6.1615 | -11.9492 | -15.2079 | -16.7709
Iron Acton 132kV | Ryeford 132 33 | CHERINGTON 33 11kV S STN | Primary | 11 | 51.675 | -2.1465 | Consumer Transformation | Thermal headroom (MW) | -0.025008 | -0.43494 | -1.0406 | -1.7489 | -2.6026 | -3.601 | -4.6867 | -5.7705 | -6.904 | -7.9707 | -8.8502 | -9.7569 | -10.5047 | -11.1527 | -11.6391 | -12.0189 | -14.9925 | -15.9573 | -15.6874
Iron Acton 132kV | Ryeford 132 33 | CHERINGTON 33 11kV S STN | Primary | 11 | 51.675 | -2.1465 | Leading the Way | Thermal headroom (MW) | -0.036777 | -0.37461 | -0.87818 | -1.5253 | -2.2188 | -3.0349 | -3.9492 | -4.9002 | -5.9949 | -7.1203 | -8.0815 | -9.0074 | -9.7145 | -10.1969 | -10.4333 | -11.5024 | -14.0257 | -13.6003 | -11.9135
Iron Acton 132kV | Ryeford 132 33 | CHERINGTON 33 11kV S STN | Primary | 11 | 51.675 | -2.1465 | Steady Progression | Thermal headroom (MW) | 0.072516 | 0.019168 | -0.02162 | -0.21999 | -0.47251 | -0.79033 | -1.1459 | -1.5448 | -1.9627 | -2.395 | -2.8072 | -3.3924 | -4.0105 | -4.7473 | -5.5554 | -6.4096 | -11.0867 | -13.5108 | -14.5456
Iron Acton 132kV | Ryeford 132 33 | CHERINGTON 33 11kV S STN | Primary | 11 | 51.675 | -2.1465 | System Transformation | Thermal headroom (MW) | 0.023258 | -0.078132 | -0.14746 | -0.39817 | -0.68748 | -1.0299 | -1.494 | -2.0341 | -2.637 | -3.3157 | -4.0193 | -4.9746 | -6.0139 | -7.1575 | -8.3395 | -9.4918 | -13.6466 | -14.4627 | -14.2909
Iron Acton 132kV | Ryeford 132 33 | CHERINGTON 33 11kV S STN | Primary | 11 | 51.675 | -2.1465 | WPD Best View | Thermal headroom (MW) | 0.072516 | 0.019168 | -0.02162 | -0.21999 | -0.47251 | -0.79033 | -1.1459 | -1.5448 | -1.9627 | -2.395 | -2.8072 | -3.3924 | -4.0105 | -4.7473 | -5.5554 | -6.4096 | -11.0867 | -13.5108 | -14.5456
Iron Acton 132kV | Ryeford 132 33 | DUDBRIDGE 33 11kV S STN | Primary | 11 | 51.7403 | -2.2382 | Consumer Transformation | Thermal headroom (MW) | 10.6701 | 9.5735 | 8.3079 | 7.2172 | 5.9112 | 4.3128 | 0.66536 | -3.2013 | -6.9253 | -10.7259 | -14.8067 | -19.4696 | -24.7377 | -29.9964 | -35.3427 | -40.5639 | -59.2302 | -64.8401 | -64.8149
Iron Acton 132kV | Ryeford 132 33 | DUDBRIDGE 33 11kV S STN | Primary | 11 | 51.7403 | -2.2382 | Leading the Way | Thermal headroom (MW) | 10.6469 | 9.5846 | 8.5546 | 7.6122 | 6.5412 | 5.2745 | 2.4572 | -0.86879 | -4.6435 | -9.1697 | -13.5466 | -18.6198 | -23.9948 | -29.4553 | -34.7492 | -39.006 | -51.1639 | -51.5026 | -44.1322
Iron Acton 132kV | Ryeford 132 33 | DUDBRIDGE 33 11kV S STN | Primary | 11 | 51.7403 | -2.2382 | Steady Progression | Thermal headroom (MW) | 10.9389 | 10.8037 | 11.0513 | 10.9837 | 10.8608 | 10.6833 | 10.466 | 10.2109 | 9.9657 | 9.7012 | 9.4387 | 7.9895 | 6.531 | 4.7905 | 2.4757 | 0.22502 | -17.022 | -34.2312 | -39.4151
Iron Acton 132kV | Ryeford 132 33 | DUDBRIDGE 33 11kV S STN | Primary | 11 | 51.7403 | -2.2382 | System Transformation | Thermal headroom (MW) | 10.8309 | 10.593 | 10.6667 | 10.5295 | 10.3209 | 10.1069 | 9.658 | 9.1629 | 8.225 | 7.5962 | 6.1043 | 3.563 | 0.60519 | -2.4999 | -6.3823 | -10.5711 | -32.9948 | -43.471 | -43.8024
Iron Acton 132kV | Ryeford 132 33 | DUDBRIDGE 33 11kV S STN | Primary | 11 | 51.7403 | -2.2382 | WPD Best View | Thermal headroom (MW) | 10.9389 | 10.8037 | 11.0513 | 10.9837 | 10.8608 | 10.6833 | 10.466 | 10.2109 | 9.9657 | 9.7012 | 9.4387 | 7.9895 | 6.531 | 4.7905 | 2.4757 | 0.22502 | -17.022 | -34.2312 | -39.4151
Iron Acton 132kV | Ryeford 132 33 | DURSLEY 33 11kV S STN | Primary | 11 | 51.6907 | -2.3478 | Consumer Transformation | Thermal headroom (MW) | 7.532 | 6.4349 | 5.8363 | 5.0433 | 3.5492 | 2.4756 | 1.1712 | -0.050968 | -1.244 | -2.302 | -3.1597 | -4.4055 | -5.9715 | -7.5231 | -9.4948 | -11.0284 | -17.2045 | -18.9233 | -18.4147
Iron Acton 132kV | Ryeford 132 33 | DURSLEY 33 11kV S STN | Primary | 11 | 51.6907 | -2.3478 | Leading the Way | Thermal headroom (MW) | 7.486 | 6.3686 | 5.9075 | 5.1946 | 3.6612 | 2.7686 | 1.6267 | 0.55371 | -0.54979 | -1.9796 | -2.8023 | -4.0018 | -5.5283 | -7.4479 | -8.983 | -10.2817 | -13.8907 | -14.0544 | -11.7278
Iron Acton 132kV | Ryeford 132 33 | DURSLEY 33 11kV S STN | Primary | 11 | 51.6907 | -2.3478 | Steady Progression | Thermal headroom (MW) | 7.7262 | 7.5712 | 7.6359 | 7.4789 | 6.9084 | 6.7666 | 6.524 | 6.2022 | 5.9046 | 5.2483 | 4.9438 | 4.4993 | 4.0059 | 3.4438 | 2.8436 | 2.1872 | -2.3199 | -6.5294 | -8.5102
Iron Acton 132kV | Ryeford 132 33 | DURSLEY 33 11kV S STN | Primary | 11 | 51.6907 | -2.3478 | System Transformation | Thermal headroom (MW) | 7.6282 | 7.3891 | 7.347 | 7.1285 | 6.3277 | 6.1397 | 5.7413 | 4.9335 | 4.3639 | 3.781 | 3.2011 | 2.4535 | 1.654 | 0.41604 | -0.45769 | -1.6558 | -6.874 | -10.4531 | -10.5418
Iron Acton 132kV | Ryeford 132 33 | DURSLEY 33 11kV S STN | Primary | 11 | 51.6907 | -2.3478 | WPD Best View | Thermal headroom (MW) | 7.7262 | 7.5712 | 7.6359 | 7.4789 | 6.9084 | 6.7666 | 6.524 | 6.2022 | 5.9046 | 5.2483 | 4.9438 | 4.4993 | 4.0059 | 3.4438 | 2.8436 | 2.1872 | -2.3199 | -6.5294 | -8.5102
Iron Acton 132kV | Ryeford 132 33 | NETHERHILLS 33 11kV S STN | Primary | 11 | 51.7621 | -2.3406 | Consumer Transformation | Thermal headroom (MW) | 14.0971 | 13.5604 | 12.6543 | 12.027 | 10.9824 | 9.9968 | 8.8757 | 7.7726 | 6.6199 | 5.118 | 4.046 | 2.8849 | 1.3172 | -0.2353 | -1.4831 | -2.9923 | -8.3799 | -9.9652 | -10.2965
Iron Acton 132kV | Ryeford 132 33 | NETHERHILLS 33 11kV S STN | Primary | 11 | 51.7621 | -2.3406 | Leading the Way | Thermal headroom (MW) | 14.0591 | 13.4903 | 12.4896 | 11.9023 | 10.9229 | 10.0394 | 9.0543 | 8.0053 | 6.5109 | 5.3538 | 4.2079 | 2.6507 | 1.0707 | -0.19969 | -1.7759 | -3.1891 | -6.4158 | -6.3677 | -4.6422
Iron Acton 132kV | Ryeford 132 33 | NETHERHILLS 33 11kV S STN | Primary | 11 | 51.7621 | -2.3406 | Steady Progression | Thermal headroom (MW) | 14.2334 | 14.0098 | 13.5947 | 13.3388 | 13.0475 | 12.7483 | 12.4315 | 12.0944 | 11.7588 | 11.4122 | 11.0845 | 10.6726 | 9.8456 | 9.3318 | 8.7749 | 7.8303 | 2.5444 | -3.1762 | -4.7699
Iron Acton 132kV | Ryeford 132 33 | NETHERHILLS 33 11kV S STN | Primary | 11 | 51.7621 | -2.3406 | System Transformation | Thermal headroom (MW) | 14.1689 | 13.8753 | 13.2886 | 12.9335 | 12.6928 | 12.3913 | 11.9821 | 11.5297 | 11.0356 | 10.1721 | 9.6657 | 9.044 | 7.9746 | 7.1138 | 5.7706 | 4.3673 | -2.9714 | -6.7457 | -7.3407
Iron Acton 132kV | Ryeford 132 33 | NETHERHILLS 33 11kV S STN | Primary | 11 | 51.7621 | -2.3406 | WPD Best View | Thermal headroom (MW) | 14.2334 | 14.0098 | 13.5947 | 13.3388 | 13.0475 | 12.7483 | 12.4315 | 12.0944 | 11.7588 | 11.4122 | 11.0845 | 10.6726 | 9.8456 | 9.3318 | 8.7749 | 7.8303 | 2.5444 | -3.1762 | -4.7699
Iron Acton 132kV | Ryeford 132 33 | Ryeford 132/33/11kVDUMMY | Primary | 11 | 51.7391 | -2.2725 | Consumer Transformation | Thermal headroom (MW) | 23.6644 | 22.6066 | 21.9468 | 21.3609 | 20.8234 | 20.3036 | 19.5338 | 18.8241 | 17.4892 | 16.1376 | 14.8564 | 12.7413 | 11.0311 | 9.3321 | 7.2169 | 5.5601 | -0.78755 | -2.1895 | -1.2537
Iron Acton 132kV | Ryeford 132 33 | Ryeford 132/33/11kVDUMMY | Primary | 11 | 51.7391 | -2.2725 | Leading the Way | Thermal headroom (MW) | 23.622 | 22.4603 | 21.6492 | 20.9884 | 20.477 | 20.0551 | 19.3669 | 18.7433 | 17.616 | 15.8539 | 14.3784 | 12.6305 | 10.8686 | 8.792 | 7.1228 | 5.6784 | 2.0149 | 2.4662 | 5.903
Iron Acton 132kV | Ryeford 132 33 | Ryeford 132/33/11kVDUMMY | Primary | 11 | 51.7391 | -2.2725 | Steady Progression | Thermal headroom (MW) | 23.774 | 23.4955 | 23.3679 | 23.2107 | 23.1165 | 23.0907 | 23.0121 | 22.935 | 22.8619 | 22.4337 | 22.3719 | 22.1625 | 21.9816 | 21.7547 | 21.3061 | 20.5438 | 14.4363 | 8.5844 | 7.2155
Iron Acton 132kV | Ryeford 132 33 | Ryeford 132/33/11kVDUMMY | Primary | 11 | 51.7391 | -2.2725 | System Transformation | Thermal headroom (MW) | 23.7202 | 23.3054 | 22.9738 | 22.7047 | 22.5506 | 22.5275 | 22.3638 | 21.8215 | 21.5982 | 21.3913 | 21.1811 | 20.7818 | 20.2222 | 18.799 | 17.5663 | 15.8613 | 8.2822 | 4.951 | 5.4865
Iron Acton 132kV | Ryeford 132 33 | Ryeford 132/33/11kVDUMMY | Primary | 11 | 51.7391 | -2.2725 | WPD Best View | Thermal headroom (MW) | 23.774 | 23.4955 | 23.3679 | 23.2107 | 23.1165 | 23.0907 | 23.0121 | 22.935 | 22.8619 | 22.4337 | 22.3719 | 22.1625 | 21.9816 | 21.7547 | 21.3061 | 20.5438 | 14.4363 | 8.5844 | 7.2155
Ironbridge & Shrewsbury 132kV | Hortonwood 132 11 (GT1) | HORTONWOOD 132 11kV S STN | Primary | 11 | 52.7191 | -2.4889 | Consumer Transformation | Thermal headroom (MW) | 27.3193 | 26.7906 | 26.7298 | 26.2135 | 23.5966 | 21.6835 | 20.6638 | 19.6415 | 18.4826 | 17.1601 | 16.0357 | 14.5451 | 12.6929 | 11.3508 | 9.8344 | 8.4411 | 3.5005 | 2.3472 | 3.1022
Ironbridge & Shrewsbury 132kV | Hortonwood 132 11 (GT1) | HORTONWOOD 132 11kV S STN | Primary | 11 | 52.7191 | -2.4889 | Leading the Way | Thermal headroom (MW) | 27.2483 | 26.5548 | 26.7122 | 25.8515 | 22.9618 | 20.6808 | 19.7469 | 18.6728 | 17.5664 | 16.0721 | 14.8309 | 13.4893 | 12.3515 | 11.2837 | 10.1044 | 8.9102 | 6.7208 | 6.8482 | 9.9343
Ironbridge & Shrewsbury 132kV | Hortonwood 132 11 (GT1) | HORTONWOOD 132 11kV S STN | Primary | 11 | 52.7191 | -2.4889 | Steady Progression | Thermal headroom (MW) | 27.4332 | 27.3801 | 27.9458 | 27.8338 | 26.5776 | 25.6844 | 25.6926 | 25.5849 | 25.4858 | 25.3047 | 25.2232 | 24.7233 | 24.4763 | 24.2356 | 23.9037 | 23.5775 | 20.9946 | 18.0087 | 17.6285
Ironbridge & Shrewsbury 132kV | Hortonwood 132 11 (GT1) | HORTONWOOD 132 11kV S STN | Primary | 11 | 52.7191 | -2.4889 | System Transformation | Thermal headroom (MW) | 27.3584 | 27.2545 | 27.5978 | 27.5534 | 25.7814 | 24.4798 | 24.4777 | 24.3471 | 24.1421 | 23.2951 | 22.9974 | 22.613 | 22.1877 | 21.7365 | 20.7337 | 20.0845 | 16.222 | 14.9745 | 15.9851
Ironbridge & Shrewsbury 132kV | Hortonwood 132 11 (GT1) | HORTONWOOD 132 11kV S STN | Primary | 11 | 52.7191 | -2.4889 | WPD Best View | Thermal headroom (MW) | 27.2483 | 26.5548 | 26.7122 | 25.8515 | 22.9618 | 20.6808 | 19.7469 | 18.6728 | 17.5664 | 16.0721 | 14.8309 | 13.4893 | 12.3515 | 11.2837 | 10.1044 | 8.9102 | 6.7208 | 6.8482 | 9.9343
Ironbridge & Shrewsbury 132kV | Ironbridge 132 33 | Ironbridge 132 33 | Bulk Supply Point | 33 | 52.6327 | -2.5097 | Consumer Transformation | Thermal headroom (MW) | 124.4305 | 123.3983 | 122.4051 | 121.1983 | 119.667 | 117.9008 | 115.6989 | 113.7336 | 111.7331 | 109.641 | 107.7269 | 105.5572 | 102.9927 | 101.0868 | 99.2739 | 97.7123 | 90.0047 | 87.3386 | 87.433
Ironbridge & Shrewsbury 132kV | Ironbridge 132 33 | Ironbridge 132 33 | Bulk Supply Point | 33 | 52.6327 | -2.5097 | Leading the Way | Thermal headroom (MW) | 124.3507 | 123.3643 | 122.673 | 121.5445 | 120.3211 | 118.8826 | 116.951 | 115.2106 | 113.3254 | 111.0573 | 108.931 | 106.5558 | 104.6118 | 102.9029 | 101.5851 | 99.6672 | 93.9493 | 94.05 | 98.0134
Ironbridge & Shrewsbury 132kV | Ironbridge 132 33 | Ironbridge 132 33 | Bulk Supply Point | 33 | 52.6327 | -2.5097 | Steady Progression | Thermal headroom (MW) | 124.6726 | 124.6146 | 124.7819 | 124.6125 | 124.3187 | 123.9837 | 123.5268 | 123.0846 | 122.5944 | 122.0034 | 121.4808 | 120.6888 | 119.7541 | 118.745 | 117.6364 | 116.4168 | 107.7039 | 101.4152 | 99.2498
Ironbridge & Shrewsbury 132kV | Ironbridge 132 33 | Ironbridge 132 33 | Bulk Supply Point | 33 | 52.6327 | -2.5097 | System Transformation | Thermal headroom (MW) | 124.5553 | 124.3487 | 124.344 | 124.1662 | 123.7924 | 123.3855 | 122.6892 | 121.8961 | 121.0434 | 120.0281 | 118.9496 | 117.648 | 116.1087 | 114.3312 | 111.9317 | 109.8342 | 101.1998 | 97.7956 | 98.2945
Ironbridge & Shrewsbury 132kV | Ironbridge 132 33 | Ironbridge 132 33 | Bulk Supply Point | 33 | 52.6327 | -2.5097 | WPD Best View | Thermal headroom (MW) | 124.5063 | 123.9676 | 123.7828 | 123.3072 | 122.6697 | 121.8906 | 120.6819 | 119.5182 | 118.1497 | 116.4305 | 114.7781 | 112.7907 | 110.7115 | 108.5418 | 106.1532 | 104.2817 | 97.7129 | 95.6238 | 97.737
Ironbridge & Shrewsbury 132kV | Ironbridge 132 33 | BROSELEY 33 11kV S STN | Primary | 11 | 52.6106 | -2.4845 | Consumer Transformation | Thermal headroom (MW) | 1.5741 | 1.0149 | 0.52664 | -0.019918 | -0.70602 | -1.5109 | -2.5222 | -3.4731 | -4.3802 | -5.1874 | -6.0396 | -6.8888 | -8.0017 | -8.7206 | -9.2608 | -9.7196 | -12.1914 | -13.4498 | -13.7478
Ironbridge & Shrewsbury 132kV | Ironbridge 132 33 | BROSELEY 33 11kV S STN | Primary | 11 | 52.6106 | -2.4845 | Leading the Way | Thermal headroom (MW) | 1.4628 | 1.0283 | 0.68769 | 0.19176 | -0.3413 | -0.97684 | -1.8401 | -2.6723 | -3.5622 | -4.3724 | -5.353 | -6.4767 | -7.1156 | -7.6293 | -7.8771 | -8.0493 | -10.7871 | -10.88 | -9.3455
Ironbridge & Shrewsbury 132kV | Ironbridge 132 33 | BROSELEY 33 11kV S STN | Primary | 11 | 52.6106 | -2.4845 | Steady Progression | Thermal headroom (MW) | 1.6927 | 1.6018 | 1.4952 | 1.3453 | 1.1895 | 0.95252 | 0.68866 | 0.4065 | 0.12612 | -0.16559 | -0.50904 | -0.90929 | -1.368 | -1.9172 | -2.4697 | -3.0679 | -7.0451 | -8.9613 | -9.7253
Ironbridge & Shrewsbury 132kV | Ironbridge 132 33 | BROSELEY 33 11kV S STN | Primary | 11 | 52.6106 | -2.4845 | System Transformation | Thermal headroom (MW) | 1.6571 | 1.4358 | 1.3642 | 1.2212 | 1.0498 | 0.79886 | 0.45874 | 0.083908 | -0.33698 | -0.82165 | -1.4417 | -2.0953 | -2.8167 | -3.6383 | -4.9035 | -5.8206 | -9.1102 | -10.1783 | -9.9953
Ironbridge & Shrewsbury 132kV | Ironbridge 132 33 | BROSELEY 33 11kV S STN | Primary | 11 | 52.6106 | -2.4845 | WPD Best View | Thermal headroom (MW) | 1.6173 | 1.3115 | 1.1412 | 0.86036 | 0.54983 | 0.144 | -0.40579 | -0.96155 | -1.5667 | -2.1731 | -2.8174 | -3.5096 | -4.1805 | -4.8462 | -5.7641 | -6.2582 | -7.9509 | -8.9694 | -8.2167
Ironbridge & Shrewsbury 132kV | Ironbridge 132 33 | EASTHOPE 33 11kV S STN | Primary | 11 | 52.5521 | -2.6368 | Consumer Transformation | Thermal headroom (MW) | 2.1827 | 2.028 | 1.8279 | 1.5483 | 1.2153 | 0.82111 | 0.40872 | 0.023603 | -0.35675 | -0.73961 | -1.062 | -1.3648 | -1.6321 | -1.8583 | -2.0348 | -2.1653 | -3.1809 | -3.4702 | -3.3035
Ironbridge & Shrewsbury 132kV | Ironbridge 132 33 | EASTHOPE 33 11kV S STN | Primary | 11 | 52.5521 | -2.6368 | Leading the Way | Thermal headroom (MW) | 2.1734 | 2.0346 | 1.8996 | 1.648 | 1.3757 | 1.0516 | 0.70647 | 0.36694 | 0.0073954 | -0.39605 | -0.74773 | -1.0565 | -1.2986 | -1.4783 | -1.6204 | -2.0067 | -2.8337 | -2.6229 | -2.0012
Ironbridge & Shrewsbury 132kV | Ironbridge 132 33 | EASTHOPE 33 11kV S STN | Primary | 11 | 52.5521 | -2.6368 | Steady Progression | Thermal headroom (MW) | 2.238 | 2.2366 | 2.2571 | 2.2232 | 2.1396 | 2.0322 | 1.917 | 1.7816 | 1.6479 | 1.4982 | 1.3638 | 1.1708 | 0.9403 | 0.69736 | 0.42714 | 0.12234 | -1.549 | -2.5231 | -2.9505
Ironbridge & Shrewsbury 132kV | Ironbridge 132 33 | EASTHOPE 33 11kV S STN | Primary | 11 | 52.5521 | -2.6368 | System Transformation | Thermal headroom (MW) | 2.2134 | 2.1862 | 2.1798 | 2.1306 | 2.0237 | 1.9055 | 1.7316 | 1.537 | 1.3127 | 1.0638 | 0.8094 | 0.48794 | 0.13279 | -0.2825 | -0.7162 | -1.1357 | -2.5878 | -2.9145 | -2.8336
Ironbridge & Shrewsbury 132kV | Ironbridge 132 33 | EASTHOPE 33 11kV S STN | Primary | 11 | 52.5521 | -2.6368 | WPD Best View | Thermal headroom (MW) | 2.2134 | 2.1862 | 2.1798 | 2.1301 | 2.0237 | 1.9055 | 1.7316 | 1.537 | 1.3127 | 1.0638 | 0.8094 | 0.48794 | 0.13279 | -0.2825 | -0.7162 | -1.1357 | -2.5878 | -2.9145 | -2.8336
Ironbridge & Shrewsbury 132kV | Ironbridge 132 33 | HALESFIELD 33 11kV S STN | Primary | 11 | 52.641 | -2.433 | Consumer Transformation | Thermal headroom (MW) | 22.4967 | 22.0524 | 21.7087 | 21.7306 | 21.6493 | 21.6125 | 21.3412 | 21.1143 | 20.8631 | 20.4762 | 20.2155 | 19.4232 | 18.8767 | 18.3464 | 17.4343 | 16.9191 | 14.3581 | 13.7207 | 14.333
Ironbridge & Shrewsbury 132kV | Ironbridge 132 33 | HALESFIELD 33 11kV S STN | Primary | 11 | 52.641 | -2.433 | Leading the Way | Thermal headroom (MW) | 22.4819 | 21.7957 | 21.5814 | 21.5958 | 21.5305 | 21.5092 | 21.323 | 21.0915 | 20.8233 | 20.0521 | 19.6805 | 19.2656 | 18.7202 | 17.7974 | 17.3345 | 16.9248 | 15.6905 | 15.8101 | 17.585
Ironbridge & Shrewsbury 132kV | Ironbridge 132 33 | HALESFIELD 33 11kV S STN | Primary | 11 | 52.641 | -2.433 | Steady Progression | Thermal headroom (MW) | 22.5288 | 22.5784 | 22.7688 | 22.6791 | 22.779 | 22.9357 | 23.0411 | 23.1914 | 23.3113 | 23.0266 | 23.1381 | 23.1908 | 23.189 | 23.187 | 23.1311 | 23.077 | 21.5235 | 20.0205 | 19.9423
Ironbridge & Shrewsbury 132kV | Ironbridge 132 33 | HALESFIELD 33 11kV S STN | Primary | 11 | 52.641 | -2.433 | System Transformation | Thermal headroom (MW) | 22.4997 | 22.5351 | 22.3517 | 22.5078 | 22.5855 | 22.8054 | 22.9073 | 22.6294 | 22.7272 | 22.6676 | 22.6726 | 22.6582 | 22.5157 | 21.974 | 21.7687 | 21.1546 | 19.0116 | 17.9138 | 18.4363
Ironbridge & Shrewsbury 132kV | Ironbridge 132 33 | HALESFIELD 33 11kV S STN | Primary | 11 | 52.641 | -2.433 | WPD Best View | Thermal headroom (MW) | 22.4841 | 21.8016 | 21.5926 | 21.6146 | 21.5586 | 21.55 | 21.3793 | 21.1672 | 20.9233 | 20.181 | 19.8425 | 19.4634 | 18.9564 | 18.0683 | 17.6312 | 17.2405 | 15.8635 | 15.8123 | 17.4993
Ironbridge & Shrewsbury 132kV | Ironbridge 132 33 | LEEBOTWOOD 33 11kV S STN | Primary | 11 | 52.5785 | -2.7663 | Consumer Transformation | Thermal headroom (MW) | 1.4154 | 1.0492 | 0.72752 | 0.31835 | -0.23588 | -0.75973 | -1.3883 | -1.9687 | -2.5406 | -3.0496 | -3.4635 | -3.8761 | -4.5966 | -5.0058 | -5.325 | -5.581 | -7.6159 | -8.1283 | -8.1493
Ironbridge & Shrewsbury 132kV | Ironbridge 132 33 | LEEBOTWOOD 33 11kV S STN | Primary | 11 | 52.5785 | -2.7663 | Leading the Way | Thermal headroom (MW) | 1.4041 | 1.0865 | 0.84325 | 0.47186 | -0.017603 | -0.44336 | -0.99561 | -1.4991 | -2.0335 | -2.5598 | -2.9763 | -3.6521 | -3.9835 | -4.2558 | -4.4742 | -5.0169 | -6.3264 | -6.1845 | -5.2222
Ironbridge & Shrewsbury 132kV | Ironbridge 132 33 | LEEBOTWOOD 33 11kV S STN | Primary | 11 | 52.5785 | -2.7663 | Steady Progression | Thermal headroom (MW) | 1.5136 | 1.4941 | 1.5618 | 1.5386 | 1.4202 | 1.3431 | 1.2196 | 1.0977 | 0.96805 | 0.83488 | 0.71823 | 0.50047 | 0.24893 | -0.043317 | -0.34689 | -0.67136 | -2.8837 | -4.2249 | -4.7553
Ironbridge & Shrewsbury 132kV | Ironbridge 132 33 | LEEBOTWOOD 33 11kV S STN | Primary | 11 | 52.5785 | -2.7663 | System Transformation | Thermal headroom (MW) | 1.4639 | 1.4053 | 1.4304 | 1.3604 | 1.1853 | 1.054 | 0.85864 | 0.6381 | 0.36322 | 0.085294 | -0.21903 | -0.61272 | -1.0317 | -1.4942 | -2.3253 | -2.7712 | -4.5283 | -5.3608 | -5.1265
Ironbridge & Shrewsbury 132kV | Ironbridge 132 33 | LEEBOTWOOD 33 11kV S STN | Primary | 11 | 52.5785 | -2.7663 | WPD Best View | Thermal headroom (MW) | 1.4639 | 1.4053 | 1.4304 | 1.3604 | 1.1853 | 1.054 | 0.85864 | 0.6381 | 0.36322 | 0.085294 | -0.21903 | -0.61272 | -1.0317 | -1.4942 | -2.3253 | -2.7712 | -4.5283 | -5.3608 | -5.1265
Ironbridge & Shrewsbury 132kV | Ironbridge 132 33 | MADELEY 33 11kV S STN | Primary | 11 | 52.6509 | -2.4532 | Consumer Transformation | Thermal headroom (MW) | 4.4253 | 3.7546 | 3.229 | 2.5419 | 1.7559 | 0.60133 | -1.0196 | -2.3877 | -3.958 | -5.947 | -7.8763 | -10.4167 | -13.4531 | -16.0365 | -18.7125 | -21.3216 | -31.0734 | -34.7026 | -35.7081
Ironbridge & Shrewsbury 132kV | Ironbridge 132 33 | MADELEY 33 11kV S STN | Primary | 11 | 52.6509 | -2.4532 | Leading the Way | Thermal headroom (MW) | 4.4074 | 3.7458 | 3.3447 | 2.7339 | 2.0616 | 1.1139 | -0.3541 | -1.5649 | -2.8622 | -4.9954 | -7.151 | -9.7773 | -12.2129 | -14.665 | -17.0478 | -19.1493 | -25.5474 | -26.9338 | -23.4358
Ironbridge & Shrewsbury 132kV | Ironbridge 132 33 | MADELEY 33 11kV S STN | Primary | 11 | 52.6509 | -2.4532 | Steady Progression | Thermal headroom (MW) | 4.559 | 4.4487 | 4.5857 | 4.496 | 4.3794 | 4.2261 | 4.0547 | 3.8956 | 3.6928 | 3.4601 | 3.2333 | 2.8871 | 2.4883 | 2.02 | 1.5062 | 0.93582 | -5.9136 | -12.9441 | -14.9028
Ironbridge & Shrewsbury 132kV | Ironbridge 132 33 | MADELEY 33 11kV S STN | Primary | 11 | 52.6509 | -2.4532 | System Transformation | Thermal headroom (MW) | 4.5088 | 4.3504 | 4.3943 | 4.2866 | 4.1219 | 3.9408 | 3.6727 | 3.4132 | 3.0609 | 2.6371 | 2.1945 | 1.6196 | 0.95414 | 0.20763 | -1.3919 | -2.9849 | -11.8401 | -16.647 | -16.6172
Ironbridge & Shrewsbury 132kV | Ironbridge 132 33 | MADELEY 33 11kV S STN | Primary | 11 | 52.6509 | -2.4532 | WPD Best View | Thermal headroom (MW) | 4.4162 | 3.7686 | 3.3862 | 2.8011 | 2.1579 | 1.2457 | -0.12591 | -1.2875 | -2.7621 | -4.8665 | -6.989 | -9.5794 | -11.9767 | -14.3941 | -16.7511 | -18.8335 | -25.3878 | -26.9454 | -23.5348
Ironbridge & Shrewsbury 132kV | Ironbridge 132 33 | STAR ALUMINIUM 33 11kV S STN | Primary | 11 | 52.5213 | -2.4626 | Consumer Transformation | Thermal headroom (MW) | -5.5385 | -5.9137 | -6.0322 | -6.4626 | -7.2378 | -7.8463 | -9.0418 | -9.7598 | -10.5641 | -11.3303 | -12.2086 | -13.1543 | -15.0159 | -15.967 | -16.9947 | -17.9536 | -21.4755 | -22.3067 | -21.6811
Ironbridge & Shrewsbury 132kV | Ironbridge 132 33 | STAR ALUMINIUM 33 11kV S STN | Primary | 11 | 52.5213 | -2.4626 | Leading the Way | Thermal headroom (MW) | -5.5547 | -5.9045 | -5.9686 | -6.6154 | -6.9065 | -7.4209 | -8.6804 | -9.4172 | -10.2332 | -11.0859 | -12.0556 | -13.226 | -14.8349 | -15.7817 | -16.6765 | -17.8118 | -19.4074 | -19.102 | -16.9371
Ironbridge & Shrewsbury 132kV | Ironbridge 132 33 | STAR ALUMINIUM 33 11kV S STN | Primary | 11 | 52.5213 | -2.4626 | Steady Progression | Thermal headroom (MW) | -5.4123 | -5.3523 | -4.9469 | -4.8442 | -4.8345 | -4.7156 | -4.9142 | -4.8769 | -4.8766 | -4.8324 | -4.9072 | -5.3492 | -5.8295 | -6.0365 | -6.2826 | -6.5923 | -9.3213 | -12.4492 | -13.4448
Ironbridge & Shrewsbury 132kV | Ironbridge 132 33 | STAR ALUMINIUM 33 11kV S STN | Primary | 11 | 52.5213 | -2.4626 | System Transformation | Thermal headroom (MW) | -5.4697 | -5.4811 | -5.1623 | -5.1589 | -5.0814 | -5.0643 | -5.5176 | -5.6325 | -5.7862 | -6.2931 | -6.5951 | -6.9515 | -7.873 | -8.3555 | -9.3006 | -9.9242 | -13.7652 | -15.463 | -15.0435
Ironbridge & Shrewsbury 132kV | Ironbridge 132 33 | STAR ALUMINIUM 33 11kV S STN | Primary | 11 | 52.5213 | -2.4626 | WPD Best View | Thermal headroom (MW) | -5.4697 | -5.4811 | -5.1623 | -5.1589 | -5.0814 | -5.0643 | -5.5176 | -5.6325 | -5.7862 | -6.2931 | -6.5951 | -6.9515 | -7.873 | -8.3555 | -9.3006 | -9.9242 | -13.7652 | -15.463 | -15.0435
Ironbridge & Shrewsbury 132kV | Ironbridge 132 33 | WORFIELD 33 11kV S STN | Primary | 11 | 52.5727 | -2.3364 | Consumer Transformation | Thermal headroom (MW) | 2.7994 | 2.6022 | 2.3232 | 1.9584 | 1.5255 | 1.0062 | 0.46508 | -0.05527 | -0.56036 | -1.0816 | -1.5123 | -1.9153 | -2.2678 | -2.5551 | -2.7773 | -2.9527 | -4.2328 | -4.6618 | -4.4721
Ironbridge & Shrewsbury 132kV | Ironbridge 132 33 | WORFIELD 33 11kV S STN | Primary | 11 | 52.5727 | -2.3364 | Leading the Way | Thermal headroom (MW) | 2.7885 | 2.5978 | 2.4115 | 2.0809 | 1.717 | 1.2903 | 0.82815 | 0.37879 | -0.12072 | -0.66053 | -1.1272 | -1.525 | -1.8504 | -2.0714 | -2.1862 | -2.6956 | -3.8292 | -3.5574 | -2.7531
Ironbridge & Shrewsbury 132kV | Ironbridge 132 33 | WORFIELD 33 11kV S STN | Primary | 11 | 52.5727 | -2.3364 | Steady Progression | Thermal headroom (MW) | 2.8498 | 2.8521 | 2.8837 | 2.8395 | 2.7269 | 2.5879 | 2.4258 | 2.2508 | 2.0535 | 1.8602 | 1.672 | 1.42 | 1.121 | 0.79115 | 0.41558 | 0.0049615 | -2.3066 | -3.7912 | -4.4071
Ironbridge & Shrewsbury 132kV | Ironbridge 132 33 | WORFIELD 33 11kV S STN | Primary | 11 | 52.5727 | -2.3364 | System Transformation | Thermal headroom (MW) | 2.8137 | 2.7833 | 2.7821 | 2.7239 | 2.5857 | 2.4201 | 2.1853 | 1.9207 | 1.611 | 1.2888 | 0.9372 | 0.50808 | 0.038555 | -0.5261 | -1.1138 | -1.6834 | -3.6805 | -4.2061 | -4.1179
Ironbridge & Shrewsbury 132kV | Ironbridge 132 33 | WORFIELD 33 11kV S STN | Primary | 11 | 52.5727 | -2.3364 | WPD Best View | Thermal headroom (MW) | 2.8114 | 2.7774 | 2.7656 | 2.6333 | 2.4555 | 2.2414 | 1.9572 | 1.6433 | 1.2901 | 0.94223 | 0.58161 | 0.13826 | -0.31876 | -0.78859 | -1.2457 | -1.6752 | -3.1038 | -3.4878 | -3.2427
Ironbridge & Shrewsbury 132kV | Ketley 132 33 | Ketley 132 33 | Bulk Supply Point | 33 | 52.6945 | -2.4835 | Consumer Transformation | Thermal headroom (MW) | 72.8625 | 71.2017 | 69.0091 | 67.4425 | 64.8922 | 62.3417 | 59.1874 | 56.1335 | 53.1398 | 50.3456 | 47.9141 | 45.1205 | 41.4973 | 39.1502 | 37.2266 | 35.226 | 24.1464 | 20.1264 | 19.8984
Ironbridge & Shrewsbury 132kV | Ketley 132 33 | Ketley 132 33 | Bulk Supply Point | 33 | 52.6945 | -2.4835 | Leading the Way | Thermal headroom (MW) | 72.7332 | 70.7249 | 68.8112 | 67.0451 | 65.1157 | 62.8978 | 60.1012 | 57.5339 | 54.762 | 51.9605 | 49.3636 | 45.9805 | 44.2015 | 42.5228 | 40.5895 | 37.8508 | 30.7473 | 30.1767 | 35.1517
Ironbridge & Shrewsbury 132kV | Ketley 132 33 | Ketley 132 33 | Bulk Supply Point | 33 | 52.6945 | -2.4835 | Steady Progression | Thermal headroom (MW) | 73.2185 | 72.7687 | 72.4463 | 71.9332 | 71.4332 | 70.793 | 70.1785 | 69.5685 | 68.8839 | 68.0872 | 67.2558 | 65.7963 | 64.6253 | 63.2012 | 61.6265 | 59.9575 | 49.8624 | 42.6591 | 40.3424
Ironbridge & Shrewsbury 132kV | Ketley 132 33 | Ketley 132 33 | Bulk Supply Point | 33 | 52.6945 | -2.4835 | System Transformation | Thermal headroom (MW) | 73.0551 | 72.4017 | 71.4176 | 71.1062 | 70.4503 | 69.7932 | 68.9758 | 68.0787 | 66.9732 | 65.2254 | 63.7228 | 61.7958 | 59.83 | 57.649 | 54.4056 | 52.251 | 42.4625 | 38.8245 | 39.3939
Ironbridge & Shrewsbury 132kV | Ketley 132 33 | Ketley 132 33 | Bulk Supply Point | 33 | 52.6945 | -2.4835 | WPD Best View | Thermal headroom (MW) | 72.8649 | 71.1541 | 69.5463 | 68.1672 | 66.6833 | 64.9462 | 62.7055 | 60.6433 | 58.3613 | 55.9654 | 53.6891 | 51.0009 | 49.0825 | 47.132 | 44.6377 | 42.3491 | 35.7108 | 33.008 | 36.5353
Ironbridge & Shrewsbury 132kV | Ketley 132 33 | DONNINGTON 33 11kV S STN | Primary | 11 | 52.7265 | -2.4338 | Consumer Transformation | Thermal headroom (MW) | 3.5503 | 3.2021 | 2.9883 | 2.6238 | 2.1987 | 1.627 | 0.85756 | -0.20218 | -0.8717 | -1.544 | -2.0546 | -2.6208 | -3.1191 | -3.5781 | -4.0411 | -4.7423 | -6.4774 | -7.5755 | -7.3318
Ironbridge & Shrewsbury 132kV | Ketley 132 33 | DONNINGTON 33 11kV S STN | Primary | 11 | 52.7265 | -2.4338 | Leading the Way | Thermal headroom (MW) | 3.5375 | 3.2058 | 3.0622 | 2.7433 | 2.3769 | 1.91 | 0.84619 | 0.23858 | -0.43594 | -1.1194 | -1.6395 | -2.0174 | -2.299 | -2.6249 | -3.1768 | -3.2484 | -4.6397 | -4.7066 | -3.999
Ironbridge & Shrewsbury 132kV | Ketley 132 33 | DONNINGTON 33 11kV S STN | Primary | 11 | 52.7265 | -2.4338 | Steady Progression | Thermal headroom (MW) | 3.6233 | 3.56 | 3.671 | 3.6371 | 3.5772 | 3.4854 | 3.3649 | 3.2413 | 3.0753 | 2.8973 | 2.7457 | 2.5134 | 2.2497 | 1.9456 | 1.2471 | 0.90631 | -0.94582 | -2.6548 | -3.3263
Ironbridge & Shrewsbury 132kV | Ketley 132 33 | DONNINGTON 33 11kV S STN | Primary | 11 | 52.7265 | -2.4338 | System Transformation | Thermal headroom (MW) | 3.5898 | 3.495 | 3.5788 | 3.5199 | 3.448 | 3.3365 | 3.148 | 2.9409 | 2.6889 | 2.3595 | 2.0545 | 1.3173 | 0.8933 | 0.4136 | -0.080074 | -0.52266 | -2.9549 | -3.3747 | -3.4084
Ironbridge & Shrewsbury 132kV | Ketley 132 33 | DONNINGTON 33 11kV S STN | Primary | 11 | 52.7265 | -2.4338 | WPD Best View | Thermal headroom (MW) | 3.5463 | 3.2364 | 3.1182 | 2.8339 | 2.5094 | 2.0912 | 1.0769 | 0.51859 | -0.10893 | -0.7697 | -1.2915 | -1.7164 | -2.0725 | -2.3523 | -3.0345 | -3.2488 | -4.4382 | -4.7112 | -4.1016
Ironbridge & Shrewsbury 132kV | Ketley 132 33 | DOTHILL 33 11kV S STN | Primary | 11 | 52.7167 | -2.5343 | Consumer Transformation | Thermal headroom (MW) | 7.4108 | 6.9996 | 6.6188 | 6.1861 | 5.321 | 4.7324 | 3.9535 | 3.227 | 2.5344 | 1.7198 | 0.65586 | -0.29938 | -1.3109 | -1.908 | -2.4216 | -2.9012 | -6.2018 | -7.6775 | -7.9388
Ironbridge & Shrewsbury 132kV | Ketley 132 33 | DOTHILL 33 11kV S STN | Primary | 11 | 52.7167 | -2.5343 | Leading the Way | Thermal headroom (MW) | 7.3902 | 7.0031 | 6.7072 | 5.9475 | 5.5445 | 5.0581 | 4.3837 | 3.7669 | 3.1123 | 2.2319 | 0.94484 | -0.45732 | -1.026 | -1.4665 | -2.1192 | -3.2277 | -5.0714 | -5.589 | -4.4139
Ironbridge & Shrewsbury 132kV | Ketley 132 33 | DOTHILL 33 11kV S STN | Primary | 11 | 52.7167 | -2.5343 | Steady Progression | Thermal headroom (MW) | 7.4973 | 7.4125 | 7.4039 | 7.3255 | 7.2231 | 7.078 | 6.9118 | 6.7549 | 6.5764 | 6.2742 | 5.7573 | 4.8938 | 4.5599 | 4.1635 | 3.7433 | 3.3084 | 0.52142 | -1.7569 | -2.8487
Ironbridge & Shrewsbury 132kV | Ketley 132 33 | DOTHILL 33 11kV S STN | Primary | 11 | 52.7167 | -2.5343 | System Transformation | Thermal headroom (MW) | 7.4622 | 7.3411 | 7.2934 | 7.19 | 7.0705 | 6.9165 | 6.7109 | 6.4665 | 6.1819 | 5.3219 | 4.435 | 3.6416 | 3.1154 | 2.5587 | 1.6021 | 0.99415 | -2.0682 | -3.1408 | -3.2998
Ironbridge & Shrewsbury 132kV | Ketley 132 33 | DOTHILL 33 11kV S STN | Primary | 11 | 52.7167 | -2.5343 | WPD Best View | Thermal headroom (MW) | 7.399 | 7.0338 | 6.7632 | 6.0381 | 5.6748 | 5.2368 | 4.6118 | 4.0443 | 3.4332 | 2.5784 | 1.2864 | -0.093866 | -0.66869 | -1.204 | -1.5909 | -2.6458 | -4.7737 | -5.6202 | -4.6221
Ironbridge & Shrewsbury 132kV | Ketley 132 33 | Ketley 132/33/11kVDUMMY | Primary | 11 | 52.6945 | -2.4835 | Consumer Transformation | Thermal headroom (MW) | 29.2136 | 28.5888 | 28.2395 | 27.7157 | 27.2383 | 26.4747 | 25.3754 | 24.4307 | 23.0785 | 22.1 | 21.2098 | 19.9184 | 18.2432 | 17.0285 | 15.7378 | 14.0431 | 9.0297 | 7.3647 | 7.3329
Ironbridge & Shrewsbury 132kV | Ketley 132 33 | Ketley 132/33/11kVDUMMY | Primary | 11 | 52.6945 | -2.4835 | Leading the Way | Thermal headroom (MW) | 29.1467 | 28.445 | 28.1797 | 27.8072 | 27.4447 | 26.8116 | 25.874 | 25.0455 | 23.81 | 22.8282 | 21.9051 | 20.6222 | 19.6509 | 18.6863 | 17.3561 | 16.3879 | 13.4807 | 12.7067 | 14.6333
Ironbridge & Shrewsbury 132kV | Ketley 132 33 | Ketley 132/33/11kVDUMMY | Primary | 11 | 52.6945 | -2.4835 | Steady Progression | Thermal headroom (MW) | 29.3419 | 29.2358 | 29.4925 | 29.5113 | 29.4805 | 29.5145 | 29.5473 | 29.5994 | 29.6606 | 29.7369 | 29.7524 | 29.6865 | 29.5081 | 29.3065 | 29.0619 | 28.3954 | 26.3231 | 23.401 | 22.7271
Ironbridge & Shrewsbury 132kV | Ketley 132 33 | Ketley 132/33/11kVDUMMY | Primary | 11 | 52.6945 | -2.4835 | System Transformation | Thermal headroom (MW) | 29.2754 | 29.0696 | 29.2334 | 29.2246 | 29.2484 | 29.3102 | 29.2688 | 29.2471 | 29.1882 | 29.1209 | 29.015 | 28.7392 | 28.0538 | 27.6754 | 26.9408 | 26.4961 | 22.7482 | 20.2862 | 20.3965
Ironbridge & Shrewsbury 132kV | Ketley 132 33 | Ketley 132/33/11kVDUMMY | Primary | 11 | 52.6945 | -2.4835 | WPD Best View | Thermal headroom (MW) | 29.1467 | 28.445 | 28.1797 | 27.8072 | 27.4447 | 26.8116 | 25.874 | 25.0455 | 23.81 | 22.8282 | 21.9051 | 20.6222 | 19.6509 | 18.6863 | 17.3561 | 16.3879 | 13.4807 | 12.7067 | 14.6333
Ironbridge & Shrewsbury 132kV | Ketley 132 33 | NEWPORT 33 11kV S STN | Primary | 11 | 52.765 | -2.3948 | Consumer Transformation | Thermal headroom (MW) | 5.2441 | 4.8653 | 4.1627 | 3.7278 | 2.6574 | 1.8368 | 0.75485 | -0.27126 | -1.2569 | -2.284 | -2.9841 | -3.8166 | -5.0111 | -6.0148 | -6.6172 | -7.3268 | -11.9483 | -13.632 | -13.723
Ironbridge & Shrewsbury 132kV | Ketley 132 33 | NEWPORT 33 11kV S STN | Primary | 11 | 52.765 | -2.3948 | Leading the Way | Thermal headroom (MW) | 5.2213 | 4.3842 | 4.272 | 3.5435 | 2.9903 | 2.329 | 1.4237 | 0.53065 | -0.3956 | -1.4706 | -2.1938 | -3.2823 | -3.9231 | -4.9631 | -6.1182 | -7.4818 | -10.055 | -10.3871 | -8.5562
Ironbridge & Shrewsbury 132kV | Ketley 132 33 | NEWPORT 33 11kV S STN | Primary | 11 | 52.765 | -2.3948 | Steady Progression | Thermal headroom (MW) | 5.3241 | 5.3003 | 5.4757 | 5.0272 | 5.0674 | 4.9321 | 4.6877 | 4.4331 | 4.1774 | 3.7932 | 3.5326 | 2.7877 | 2.3501 | 1.6773 | 1.1181 | 0.51945 | -3.4515 | -6.341 | -7.4798
Ironbridge & Shrewsbury 132kV | Ketley 132 33 | NEWPORT 33 11kV S STN | Primary | 11 | 52.765 | -2.3948 | System Transformation | Thermal headroom (MW) | 5.2831 | 5.2215 | 4.8734 | 4.8837 | 4.8749 | 4.7418 | 4.4498 | 4.1102 | 3.7009 | 2.7198 | 2.2297 | 1.6002 | 0.90342 | -0.164 | -1.3396 | -2.1314 | -6.2364 | -7.5261 | -7.5362
Ironbridge & Shrewsbury 132kV | Ketley 132 33 | NEWPORT 33 11kV S STN | Primary | 11 | 52.765 | -2.3948 | WPD Best View | Thermal headroom (MW) | 5.2257 | 4.3961 | 4.2938 | 3.6523 | 3.254 | 2.6899 | 1.8854 | 1.0949 | 0.2758 | -0.72616 | -1.4311 | -2.351 | -3.0272 | -3.9841 | -4.8287 | -6.0878 | -9.0893 | -10.3079 | -8.9822
Ironbridge & Shrewsbury 132kV | Ketley 132 33 | SHIFNAL 33 11kV S STN | Primary | 11 | 52.6656 | -2.3783 | Consumer Transformation | Thermal headroom (MW) | 8.7333 | 8.297 | 7.428 | 6.9303 | 6.1252 | 5.2607 | 4.3506 | 3.4985 | 2.6875 | 1.9439 | 1.3196 | 0.58802 | -0.44695 | -1.0142 | -1.4835 | -1.8513 | -4.5075 | -5.4308 | -5.6771
Ironbridge & Shrewsbury 132kV | Ketley 132 33 | SHIFNAL 33 11kV S STN | Primary | 11 | 52.6656 | -2.3783 | Leading the Way | Thermal headroom (MW) | 8.6924 | 8.2836 | 7.3306 | 6.8887 | 6.1102 | 5.3074 | 4.5643 | 3.7807 | 3.0391 | 2.3166 | 1.6458 | 0.69545 | 0.20488 | -0.13134 | -0.42905 | -1.1842 | -3.146 | -3.1259 | -1.8499
Ironbridge & Shrewsbury 132kV | Ketley 132 33 | SHIFNAL 33 11kV S STN | Primary | 11 | 52.6656 | -2.3783 | Steady Progression | Thermal headroom (MW) | 8.8536 | 8.727 | 8.3444 | 8.2166 | 7.8942 | 7.5433 | 7.2777 | 7.0128 | 6.7198 | 6.4334 | 6.1554 | 5.8031 | 5.393 | 4.9472 | 4.4698 | 3.9683 | 0.57987 | -1.4717 | -2.0936
Ironbridge & Shrewsbury 132kV | Ketley 132 33 | SHIFNAL 33 11kV S STN | Primary | 11 | 52.6656 | -2.3783 | System Transformation | Thermal headroom (MW) | 8.8038 | 8.6426 | 8.1196 | 7.9661 | 7.5501 | 7.1865 | 6.8655 | 6.5143 | 6.1066 | 5.6666 | 5.2198 | 4.6685 | 4.0649 | 3.4101 | 2.3415 | 1.604 | -1.0865 | -2.1383 | -1.9673
Ironbridge & Shrewsbury 132kV | Ketley 132 33 | SHIFNAL 33 11kV S STN | Primary | 11 | 52.6656 | -2.3783 | WPD Best View | Thermal headroom (MW) | 8.7833 | 8.5812 | 7.8368 | 7.6253 | 7.0889 | 6.5724 | 6.1709 | 5.6896 | 5.2206 | 4.7503 | 4.3214 | 3.8499 | 3.3134 | 2.7984 | 1.9606 | 1.5273 | 0.03998 | -0.9718 | -0.47415
Ironbridge & Shrewsbury 132kV | Ketley 132 33 | SNEDSHILL 33 11kV S STN | Primary | 11 | 52.6889 | -2.442 | Consumer Transformation | Thermal headroom (MW) | 12.746 | 11.8288 | 11.0581 | 10.6406 | 10.2016 | 9.6135 | 8.6976 | 7.8056 | 6.8588 | 6.0979 | 5.5343 | 4.838 | 3.8822 | 3.3973 | 3.075 | 2.884 | -0.026378 | -0.55948 | 0.00023434
Ironbridge & Shrewsbury 132kV | Ketley 132 33 | SNEDSHILL 33 11kV S STN | Primary | 11 | 52.6889 | -2.442 | Leading the Way | Thermal headroom (MW) | 12.6775 | 11.4276 | 10.5768 | 10.133 | 9.7091 | 9.2094 | 8.374 | 7.6955 | 6.8568 | 6.1766 | 5.7137 | 5.0231 | 4.841 | 4.8277 | 4.9958 | 4.7856 | 2.8382 | 3.2148 | 5.3745
Ironbridge & Shrewsbury 132kV | Ketley 132 33 | SNEDSHILL 33 11kV S STN | Primary | 11 | 52.6889 | -2.442 | Steady Progression | Thermal headroom (MW) | 12.8597 | 12.4031 | 12.2973 | 12.1472 | 12.0983 | 12.0581 | 12.004 | 11.9461 | 11.8472 | 11.7803 | 11.741 | 11.6135 | 11.4087 | 11.1393 | 10.8289 | 10.5036 | 8.5148 | 7.9699 | 8.3275
Ironbridge & Shrewsbury 132kV | Ketley 132 33 | SNEDSHILL 33 11kV S STN | Primary | 11 | 52.6889 | -2.442 | System Transformation | Thermal headroom (MW) | 12.7954 | 12.14 | 11.6832 | 11.5732 | 11.4894 | 11.4488 | 11.297 | 11.1588 | 10.891 | 10.7256 | 10.5729 | 10.2596 | 9.8567 | 9.4069 | 8.6106 | 8.2162 | 7.2417 | 7.1849 | 8.275
Ironbridge & Shrewsbury 132kV | Ketley 132 33 | SNEDSHILL 33 11kV S STN | Primary | 11 | 52.6889 | -2.442 | WPD Best View | Thermal headroom (MW) | 12.6863 | 11.4504 | 10.6183 | 10.2002 | 9.8054 | 9.3412 | 8.5416 | 7.898 | 7.1606 | 6.5232 | 6.0553 | 5.3172 | 5.0479 | 4.9003 | 4.7452 | 4.5142 | 2.9978 | 3.2032 | 5.2755
Ironbridge & Shrewsbury 132kV | Shrewsbury 132 33 | Shrewsbury 132 33 | Bulk Supply Point | 33 | 52.7099 | -2.6925 | Consumer Transformation | Thermal headroom (MW) | 81.9276 | 80.3551 | 78.6863 | 76.5597 | 74.1205 | 71.4 | 68.3492 | 65.275 | 62.3716 | 59.6142 | 57.2407 | 54.6464 | 51.941 | 49.8142 | 47.839 | 46.0467 | 36.945 | 33.9698 | 34.691
Ironbridge & Shrewsbury 132kV | Shrewsbury 132 33 | Shrewsbury 132 33 | Bulk Supply Point | 33 | 52.7099 | -2.6925 | Leading the Way | Thermal headroom (MW) | 81.8423 | 80.1824 | 78.9411 | 77.0012 | 74.8783 | 72.6027 | 69.8378 | 67.3481 | 64.5536 | 61.575 | 58.9929 | 56.3001 | 54.1937 | 52.3838 | 50.8781 | 48.6159 | 41.4198 | 42.1627 | 46.8567
Ironbridge & Shrewsbury 132kV | Shrewsbury 132 33 | Shrewsbury 132 33 | Bulk Supply Point | 33 | 52.7099 | -2.6925 | Steady Progression | Thermal headroom (MW) | 82.3074 | 82.1399 | 82.3706 | 81.8042 | 81.1389 | 80.5705 | 79.8523 | 79.1502 | 78.3031 | 77.3031 | 76.4629 | 75.2063 | 73.8011 | 72.1838 | 70.244 | 68.3113 | 56.6326 | 48.5766 | 45.2906
Ironbridge & Shrewsbury 132kV | Shrewsbury 132 33 | Shrewsbury 132 33 | Bulk Supply Point | 33 | 52.7099 | -2.6925 | System Transformation | Thermal headroom (MW) | 82.1044 | 81.7487 | 81.5819 | 80.8973 | 80.1121 | 79.391 | 78.3307 | 77.0469 | 75.6351 | 74.0752 | 72.3955 | 70.1674 | 67.7931 | 65.0775 | 61.996 | 59.2022 | 47.9631 | 44.0272 | 44.4123
Ironbridge & Shrewsbury 132kV | Shrewsbury 132 33 | Shrewsbury 132 33 | Bulk Supply Point | 33 | 52.7099 | -2.6925 | WPD Best View | Thermal headroom (MW) | 82.0563 | 81.5031 | 81.1069 | 80.2646 | 79.2412 | 78.2237 | 76.8844 | 75.3668 | 73.7259 | 71.9707 | 70.2367 | 67.9904 | 65.7124 | 63.2814 | 60.6959 | 58.4576 | 49.0914 | 45.2918 | 46.3759
Ironbridge & Shrewsbury 132kV | Shrewsbury 132 33 | BAYSTON HILL 33 11kV S STN | Primary | 11 | 52.6764 | -2.7615 | Consumer Transformation | Thermal headroom (MW) | 6.6965 | 5.9047 | 5.7098 | 5.3494 | 4.9293 | 4.3845 | 3.5654 | 2.8548 | 2.1829 | 1.5772 | 1.0834 | 0.13769 | -0.35391 | -0.76499 | -1.4891 | -1.8609 | -4.9992 | -6.2681 | -5.9687
Ironbridge & Shrewsbury 132kV | Shrewsbury 132 33 | BAYSTON HILL 33 11kV S STN | Primary | 11 | 52.6764 | -2.7615 | Leading the Way | Thermal headroom (MW) | 6.6543 | 5.8906 | 5.7906 | 5.4941 | 5.2012 | 4.7784 | 4.0665 | 3.4678 | 2.8324 | 1.8737 | 1.3783 | 1.0393 | 0.76589 | 0.215 | 0.074802 | -0.1269 | -2.3154 | -2.9207 | -1.7082
Ironbridge & Shrewsbury 132kV | Shrewsbury 132 33 | BAYSTON HILL 33 11kV S STN | Primary | 11 | 52.6764 | -2.7615 | Steady Progression | Thermal headroom (MW) | 6.8092 | 6.7872 | 7.0295 | 7.0629 | 7.113 | 7.1301 | 7.1282 | 7.101 | 7.0405 | 6.592 | 6.5402 | 6.3736 | 6.1737 | 5.9356 | 5.6837 | 5.3978 | 3.1379 | 1.6348 | 0.93588
Ironbridge & Shrewsbury 132kV | Shrewsbury 132 33 | BAYSTON HILL 33 11kV S STN | Primary | 11 | 52.6764 | -2.7615 | System Transformation | Thermal headroom (MW) | 6.7502 | 6.6829 | 6.8706 | 6.8813 | 6.8976 | 6.9001 | 6.8091 | 6.3367 | 6.1523 | 5.9442 | 5.721 | 5.412 | 5.0417 | 4.2804 | 3.8751 | 3.1334 | 1.0068 | -0.11067 | -0.065565
Ironbridge & Shrewsbury 132kV | Shrewsbury 132 33 | BAYSTON HILL 33 11kV S STN | Primary | 11 | 52.6764 | -2.7615 | WPD Best View | Thermal headroom (MW) | 6.7502 | 6.6829 | 6.8706 | 6.8813 | 6.8976 | 6.9001 | 6.8091 | 6.3367 | 6.1523 | 5.9442 | 5.721 | 5.412 | 5.0417 | 4.2804 | 3.8751 | 3.1334 | 1.0068 | -0.11067 | -0.065565
Ironbridge & Shrewsbury 132kV | Shrewsbury 132 33 | BERRINGTON 33 11kV S STN | Primary | 11 | 52.6659 | -2.6851 | Consumer Transformation | Thermal headroom (MW) | 0.81105 | 0.66208 | 0.41025 | 0.16376 | -0.13217 | -0.47004 | -0.82761 | -1.1705 | -1.5315 | -1.869 | -2.1565 | -2.4142 | -2.6415 | -2.8338 | -2.9784 | -3.0902 | -3.8095 | -4.0822 | -3.9779
Ironbridge & Shrewsbury 132kV | Shrewsbury 132 33 | BERRINGTON 33 11kV S STN | Primary | 11 | 52.6659 | -2.6851 | Leading the Way | Thermal headroom (MW) | 0.8042 | 0.64707 | 0.47168 | 0.24774 | 0.0061349 | -0.27775 | -0.5835 | -0.87514 | -1.2236 | -1.5829 | -1.8885 | -2.149 | -2.3656 | -2.5097 | -2.5826 | -2.8175 | -3.5483 | -3.3942 | -2.908
Ironbridge & Shrewsbury 132kV | Shrewsbury 132 33 | BERRINGTON 33 11kV S STN | Primary | 11 | 52.6659 | -2.6851 | Steady Progression | Thermal headroom (MW) | 0.85109 | 0.84722 | 0.84375 | 0.75633 | 0.67875 | 0.58227 | 0.46855 | 0.35731 | 0.22004 | 0.091393 | -0.033251 | -0.21131 | -0.40199 | -0.63001 | -0.88747 | -1.1637 | -2.6413 | -3.493 | -3.8994
Ironbridge & Shrewsbury 132kV | Shrewsbury 132 33 | BERRINGTON 33 11kV S STN | Primary | 11 | 52.6659 | -2.6851 | System Transformation | Thermal headroom (MW) | 0.82633 | 0.80106 | 0.75487 | 0.6754 | 0.58223 | 0.46925 | 0.30602 | 0.13296 | -0.072491 | -0.28865 | -0.52184 | -0.80198 | -1.1393 | -1.5111 | -1.8875 | -2.2584 | -3.5317 | -3.8358 | -3.801
Ironbridge & Shrewsbury 132kV | Shrewsbury 132 33 | BERRINGTON 33 11kV S STN | Primary | 11 | 52.6659 | -2.6851 | WPD Best View | Thermal headroom (MW) | 0.82633 | 0.80106 | 0.75136 | 0.6754 | 0.58223 | 0.46925 | 0.30602 | 0.13296 | -0.072491 | -0.28865 | -0.52184 | -0.80198 | -1.1393 | -1.5111 | -1.8875 | -2.2584 | -3.5317 | -3.8358 | -3.801
Ironbridge & Shrewsbury 132kV | Shrewsbury 132 33 | HARLESCOTT 33 11kV S STN | Primary | 11 | 52.7388 | -2.7285 | Consumer Transformation | Thermal headroom (MW) | 7.0786 | 6.9545 | 6.9231 | 6.794 | 6.6542 | 6.4855 | 6.2425 | 5.6517 | 5.3952 | 5.1239 | 4.8789 | 4.5629 | 4.2217 | 3.866 | 3.5131 | 2.7906 | 1.5535 | 0.98258 | 1.2355
Ironbridge & Shrewsbury 132kV | Shrewsbury 132 33 | HARLESCOTT 33 11kV S STN | Primary | 11 | 52.7388 | -2.7285 | Leading the Way | Thermal headroom (MW) | 7.057 | 6.9418 | 6.9522 | 6.8349 | 6.7239 | 6.5946 | 6.0486 | 5.8134 | 5.5521 | 5.2593 | 4.9527 | 4.6508 | 4.2992 | 3.9237 | 3.1992 | 2.8945 | 2.1929 | 2.3842 | 2.7849
Ironbridge & Shrewsbury 132kV | Shrewsbury 132 33 | HARLESCOTT 33 11kV S STN | Primary | 11 | 52.7388 | -2.7285 | Steady Progression | Thermal headroom (MW) | 7.1342 | 7.1205 | 7.2358 | 7.2701 | 7.2914 | 7.3275 | 7.3173 | 7.3454 | 7.3375 | 7.3291 | 7.349 | 7.3133 | 7.2444 | 7.143 | 6.6576 | 6.5283 | 5.6423 | 4.1934 | 3.6317
Ironbridge & Shrewsbury 132kV | Shrewsbury 132 33 | HARLESCOTT 33 11kV S STN | Primary | 11 | 52.7388 | -2.7285 | System Transformation | Thermal headroom (MW) | 7.0944 | 7.0721 | 7.165 | 7.1849 | 7.2195 | 7.2389 | 7.2361 | 7.2079 | 7.1184 | 7.0844 | 7.0132 | 6.5552 | 6.3912 | 6.1961 | 5.9899 | 5.7539 | 3.7149 | 3.1513 | 3.0291
Ironbridge & Shrewsbury 132kV | Shrewsbury 132 33 | HARLESCOTT 33 11kV S STN | Primary | 11 | 52.7388 | -2.7285 | WPD Best View | Thermal headroom (MW) | 7.0944 | 7.0721 | 7.165 | 7.1849 | 7.2195 | 7.2389 | 7.2361 | 7.2079 | 7.1184 | 7.0844 | 7.0132 | 6.5552 | 6.3912 | 6.1961 | 5.9899 | 5.7539 | 3.7149 | 3.1513 | 3.0291
Ironbridge & Shrewsbury 132kV | Shrewsbury 132 33 | LEATON 33 11kV S STN | Primary | 11 | 52.7026 | -2.5751 | Consumer Transformation | Thermal headroom (MW) | 4.6738 | 4.4174 | 3.9928 | 3.4065 | 2.8117 | 2.0657 | 1.2607 | 0.48531 | -0.2665 | -1.0123 | -1.6685 | -2.2938 | -2.81 | -3.2617 | -3.5972 | -3.8602 | -5.7987 | -6.4115 | -6.1756
Ironbridge & Shrewsbury 132kV | Shrewsbury 132 33 | LEATON 33 11kV S STN | Primary | 11 | 52.7026 | -2.5751 | Leading the Way | Thermal headroom (MW) | 4.6598 | 4.3703 | 3.994 | 3.5374 | 3.0368 | 2.3991 | 1.7006 | 1.0056 | 0.2685 | -0.50053 | -1.1919 | -1.7878 | -2.2455 | -2.5244 | -2.6802 | -3.3573 | -5.0426 | -4.7433 | -3.6115
Ironbridge & Shrewsbury 132kV | Shrewsbury 132 33 | LEATON 33 11kV S STN | Primary | 11 | 52.7026 | -2.5751 | Steady Progression | Thermal headroom (MW) | 4.7517 | 4.7268 | 4.7631 | 4.6002 | 4.3301 | 4.1244 | 3.8863 | 3.6085 | 3.346 | 3.0579 | 2.7749 | 2.3991 | 1.9952 | 1.5505 | 1.0745 | 0.53706 | -2.4772 | -4.1496 | -4.8281
Ironbridge & Shrewsbury 132kV | Shrewsbury 132 33 | LEATON 33 11kV S STN | Primary | 11 | 52.7026 | -2.5751 | System Transformation | Thermal headroom (MW) | 4.7123 | 4.673 | 4.6022 | 4.3547 | 4.1483 | 3.9047 | 3.5751 | 3.2064 | 2.7839 | 2.3183 | 1.8284 | 1.2361 | 0.60427 | -0.0934 | -0.84427 | -1.5898 | -4.2275 | -4.805 | -4.6711
Ironbridge & Shrewsbury 132kV | Shrewsbury 132 33 | LEATON 33 11kV S STN | Primary | 11 | 52.7026 | -2.5751 | WPD Best View | Thermal headroom (MW) | 4.6827 | 4.4891 | 4.2644 | 3.9677 | 3.6233 | 3.1656 | 2.6277 | 2.0681 | 1.4588 | 0.84014 | 0.29711 | -0.33281 | -0.91531 | -1.4441 | -1.9176 | -2.3408 | -3.8206 | -4.4526 | -3.8511
Ironbridge & Shrewsbury 132kV | Shrewsbury 132 33 | MALEHURST 33 11kV S STN | Primary | 11 | 52.6503 | -2.9104 | Consumer Transformation | Thermal headroom (MW) | 6.4041 | 6.1048 | 5.9267 | 5.6533 | 5.2578 | 4.9194 | 4.493 | 4.0289 | 3.584 | 3.1811 | 2.8667 | 2.541 | 1.7224 | 1.2686 | 0.7861 | 0.34037 | -1.6834 | -1.8687 | -1.7682
Ironbridge & Shrewsbury 132kV | Shrewsbury 132 33 | MALEHURST 33 11kV S STN | Primary | 11 | 52.6503 | -2.9104 | Leading the Way | Thermal headroom (MW) | 6.386 | 6.1249 | 6.002 | 5.7637 | 5.3716 | 5.1033 | 4.7583 | 4.4182 | 3.9765 | 3.5578 | 3.1276 | 2.314 | 1.8759 | 1.379 | 0.92089 | 0.5041 | -0.32574 | 3.135e-05 | 0.83277
Ironbridge & Shrewsbury 132kV | Shrewsbury 132 33 | MALEHURST 33 11kV S STN | Primary | 11 | 52.6503 | -2.9104 | Steady Progression | Thermal headroom (MW) | 6.4782 | 6.5038 | 6.6399 | 6.687 | 6.6484 | 6.6652 | 6.6279 | 6.6626 | 6.5805 | 6.483 | 6.3984 | 6.2252 | 6.0323 | 5.8068 | 5.557 | 5.3125 | 3.2295 | 2.0733 | 1.6321
Ironbridge & Shrewsbury 132kV | Shrewsbury 132 33 | MALEHURST 33 11kV S STN | Primary | 11 | 52.6503 | -2.9104 | System Transformation | Thermal headroom (MW) | 6.4439 | 6.4057 | 6.4915 | 6.498 | 6.3897 | 6.3342 | 6.2462 | 6.1497 | 6.0205 | 5.7849 | 5.5522 | 5.2312 | 4.8847 | 4.5173 | 3.7762 | 3.4252 | 1.7537 | 0.66456 | 0.91166
Ironbridge & Shrewsbury 132kV | Shrewsbury 132 33 | MALEHURST 33 11kV S STN | Primary | 11 | 52.6503 | -2.9104 | WPD Best View | Thermal headroom (MW) | 6.4439 | 6.4057 | 6.4915 | 6.498 | 6.3897 | 6.3342 | 6.2462 | 6.1497 | 6.0205 | 5.7849 | 5.5522 | 5.2312 | 4.8847 | 4.5173 | 3.7762 | 3.4252 | 1.7537 | 0.66456 | 0.91166
Ironbridge & Shrewsbury 132kV | Shrewsbury 132 33 | PRIESTWESTON 33 11kV S STN | Primary | 11 | 52.5762 | -3.0467 | Consumer Transformation | Thermal headroom (MW) | 1.8759 | 1.63 | 1.3245 | 0.90166 | 0.41718 | -0.14465 | -0.74886 | -1.3215 | -1.872 | -2.4105 | -2.8767 | -3.3045 | -3.6945 | -4.0241 | -4.2692 | -4.4613 | -5.8677 | -6.2725 | -6.0356
Ironbridge & Shrewsbury 132kV | Shrewsbury 132 33 | PRIESTWESTON 33 11kV S STN | Primary | 11 | 52.5762 | -3.0467 | Leading the Way | Thermal headroom (MW) | 1.8574 | 1.6327 | 1.4091 | 1.0252 | 0.63475 | 0.17581 | -0.31989 | -0.80881 | -1.3388 | -1.9015 | -2.3971 | -2.8383 | -3.2031 | -3.4491 | -3.5644 | -4.1196 | -5.3246 | -5.0045 | -4.1227
Ironbridge & Shrewsbury 132kV | Shrewsbury 132 33 | PRIESTWESTON 33 11kV S STN | Primary | 11 | 52.5762 | -3.0467 | Steady Progression | Thermal headroom (MW) | 1.9471 | 1.9358 | 1.9888 | 1.9165 | 1.8049 | 1.6559 | 1.4714 | 1.2878 | 1.0918 | 0.87958 | 0.67728 | 0.40529 | 0.0874 | -0.26663 | -0.64815 | -1.0832 | -3.5892 | -5.2324 | -5.9025
Ironbridge & Shrewsbury 132kV | Shrewsbury 132 33 | PRIESTWESTON 33 11kV S STN | Primary | 11 | 52.5762 | -3.0467 | System Transformation | Thermal headroom (MW) | 1.904 | 1.856 | 1.87 | 1.7636 | 1.6196 | 1.4469 | 1.1856 | 0.8931 | 0.57226 | 0.21872 | -0.16737 | -0.62303 | -1.1374 | -1.7109 | -2.3383 | -2.9638 | -5.1296 | -5.6901 | -5.5691
Ironbridge & Shrewsbury 132kV | Shrewsbury 132 33 | PRIESTWESTON 33 11kV S STN | Primary | 11 | 52.5762 | -3.0467 | WPD Best View | Thermal headroom (MW) | 1.8789 | 1.7356 | 1.6271 | 1.382 | 1.1111 | 0.79401 | 0.40701 | 0.017213 | -0.39512 | -0.82746 | -1.2342 | -1.6824 | -2.1431 | -2.5727 | -2.935 | -3.2673 | -4.4344 | -4.9086 | -4.4341
Ironbridge & Shrewsbury 132kV | Shrewsbury 132 33 | ROUSHILL 33 11kV S STN | Primary | 11 | 52.7096 | -2.7534 | Consumer Transformation | Thermal headroom (MW) | 5.5105 | 5.2091 | 5.0872 | 4.801 | 4.4683 | 4.0549 | 3.4907 | 2.9097 | 2.2912 | 1.7377 | 1.1616 | 0.39172 | -0.50618 | -1.3105 | -2.1815 | -3.0026 | -7.6208 | -9.174 | -9.4635
Ironbridge & Shrewsbury 132kV | Shrewsbury 132 33 | ROUSHILL 33 11kV S STN | Primary | 11 | 52.7096 | -2.7534 | Leading the Way | Thermal headroom (MW) | 5.5137 | 5.2507 | 5.2112 | 5.0155 | 4.7818 | 4.5103 | 4.0299 | 3.5641 | 2.937 | 2.3377 | 1.6014 | 0.88878 | -0.020611 | -0.85968 | -1.6768 | -2.3831 | -6.514 | -7.1093 | -5.4903
Ironbridge & Shrewsbury 132kV | Shrewsbury 132 33 | ROUSHILL 33 11kV S STN | Primary | 11 | 52.7096 | -2.7534 | Steady Progression | Thermal headroom (MW) | 5.5818 | 5.5948 | 5.8069 | 5.8752 | 5.925 | 5.982 | 5.9762 | 5.9978 | 5.9556 | 5.8643 | 5.7344 | 5.5113 | 5.2229 | 4.9055 | 4.567 | 4.1984 | 1.5263 | -1.1035 | -2.1755
Ironbridge & Shrewsbury 132kV | Shrewsbury 132 33 | ROUSHILL 33 11kV S STN | Primary | 11 | 52.7096 | -2.7534 | System Transformation | Thermal headroom (MW) | 5.5524 | 5.5609 | 5.6944 | 5.743 | 5.7747 | 5.8467 | 5.749 | 5.673 | 5.5529 | 5.3059 | 5.0111 | 4.6139 | 4.092 | 3.5749 | 3.0406 | 2.5422 | -1.3944 | -3.4833 | -3.7777
Ironbridge & Shrewsbury 132kV | Shrewsbury 132 33 | ROUSHILL 33 11kV S STN | Primary | 11 | 52.7096 | -2.7534 | WPD Best View | Thermal headroom (MW) | 5.5524 | 5.5609 | 5.6944 | 5.743 | 5.7747 | 5.8467 | 5.749 | 5.673 | 5.5529 | 5.3059 | 5.0111 | 4.6139 | 4.092 | 3.5749 | 3.0406 | 2.5422 | -1.3944 | -3.4833 | -3.7777
Ironbridge & Shrewsbury 132kV | Shrewsbury 132 33 | ROWTON 33 11kV S STN | Primary | 11 | 52.7012 | -2.9411 | Consumer Transformation | Thermal headroom (MW) | -0.26427 | -0.46633 | -0.682 | -0.93493 | -1.2515 | -1.6157 | -2.0169 | -2.4148 | -2.7915 | -3.1559 | -3.4689 | -3.7843 | -4.4201 | -4.6514 | -4.8193 | -4.9598 | -5.4729 | -5.8824 | -6.1617
Ironbridge & Shrewsbury 132kV | Shrewsbury 132 33 | ROWTON 33 11kV S STN | Primary | 11 | 52.7012 | -2.9411 | Leading the Way | Thermal headroom (MW) | -0.26463 | -0.45052 | -0.61118 | -0.85224 | -1.107 | -1.406 | -1.7422 | -2.0872 | -2.439 | -2.8314 | -3.1848 | -3.8567 | -4.1005 | -4.2641 | -4.342 | -4.3666 | -5.1151 | -4.9893 | -4.3764
Ironbridge & Shrewsbury 132kV | Shrewsbury 132 33 | ROWTON 33 11kV S STN | Primary | 11 | 52.7012 | -2.9411 | Steady Progression | Thermal headroom (MW) | -0.20564 | -0.24924 | -0.26302 | -0.32791 | -0.40403 | -0.50818 | -0.63809 | -0.77963 | -0.9155 | -1.0491 | -1.1863 | -1.376 | -1.5883 | -1.8345 | -2.0979 | -2.3897 | -4.5398 | -5.7731 | -6.2048
Ironbridge & Shrewsbury 132kV | Shrewsbury 132 33 | ROWTON 33 11kV S STN | Primary | 11 | 52.7012 | -2.9411 | System Transformation | Thermal headroom (MW) | -0.21667 | -0.28044 | -0.31672 | -0.39284 | -0.48498 | -0.59768 | -0.7717 | -0.9527 | -1.1755 | -1.4047 | -1.6574 | -1.961 | -2.3142 | -2.7004 | -3.4943 | -3.9138 | -5.4702 | -6.2594 | -6.1837
Ironbridge & Shrewsbury 132kV | Shrewsbury 132 33 | ROWTON 33 11kV S STN | Primary | 11 | 52.7012 | -2.9411 | WPD Best View | Thermal headroom (MW) | -0.22824 | -0.3111 | -0.3727 | -0.48348 | -0.61523 | -0.77644 | -0.99989 | -1.2301 | -1.4964 | -1.7513 | -1.999 | -2.3064 | -2.6424 | -2.9629 | -3.6262 | -3.9056 | -4.8934 | -5.5177 | -5.3007
Ironbridge & Shrewsbury 132kV | Shrewsbury 132 33 | SPRING GARDENS 33 11kV S STN | Primary | 11 | 52.7202 | -2.7391 | Consumer Transformation | Thermal headroom (MW) | 6.4279 | 5.1998 | 4.669 | 3.5747 | 2.0816 | 0.61588 | -0.95471 | -2.4633 | -3.9827 | -5.4408 | -6.6783 | -9.1751 | -11.566 | -13.8516 | -16.6362 | -18.9915 | -27.9341 | -30.7551 | -30.2714
Ironbridge & Shrewsbury 132kV | Shrewsbury 132 33 | SPRING GARDENS 33 11kV S STN | Primary | 11 | 52.7202 | -2.7391 | Leading the Way | Thermal headroom (MW) | 6.4055 | 5.2228 | 4.7817 | 3.7852 | 2.2432 | 0.79684 | -0.5855 | -1.8338 | -3.2969 | -5.1372 | -6.614 | -8.6052 | -10.7132 | -13.1627 | -15.194 | -16.9129 | -22.2116 | -22.999 | -19.5481
Ironbridge & Shrewsbury 132kV | Shrewsbury 132 33 | SPRING GARDENS 33 11kV S STN | Primary | 11 | 52.7202 | -2.7391 | Steady Progression | Thermal headroom (MW) | 6.6439 | 6.6306 | 7.0495 | 6.9716 | 6.5098 | 6.2315 | 6.1802 | 6.1022 | 5.9704 | 5.4478 | 5.31 | 4.9041 | 4.4777 | 3.9778 | 3.4225 | 2.8391 | -1.163 | -7.4828 | -9.9015
Ironbridge & Shrewsbury 132kV | Shrewsbury 132 33 | SPRING GARDENS 33 11kV S STN | Primary | 11 | 52.7202 | -2.7391 | System Transformation | Thermal headroom (MW) | 6.5412 | 6.4247 | 6.7239 | 6.407 | 5.7715 | 5.3193 | 5.0672 | 4.4205 | 4.009 | 3.4894 | 2.9302 | 2.2052 | 1.448 | 0.25038 | -0.60429 | -1.7879 | -8.2299 | -12.6829 | -12.6162
Ironbridge & Shrewsbury 132kV | Shrewsbury 132 33 | SPRING GARDENS 33 11kV S STN | Primary | 11 | 52.7202 | -2.7391 | WPD Best View | Thermal headroom (MW) | 6.5324 | 6.4019 | 6.6824 | 6.3398 | 5.6752 | 5.1875 | 4.8997 | 4.218 | 3.7768 | 3.1709 | 2.5886 | 1.911 | 1.2411 | 0.17782 | -0.5097 | -1.5251 | -8.4029 | -12.6851 | -12.5305
Ironbridge & Shrewsbury 132kV | Shrewsbury 132 33 | WEIR HILL 33 11kV S STN | Primary | 11 | 52.7046 | -2.7188 | Consumer Transformation | Thermal headroom (MW) | -0.056525 | -0.72686 | -1.574 | -2.4726 | -3.3671 | -4.1634 | -5.0068 | -5.7055 | -6.3953 | -6.9924 | -7.4643 | -7.9627 | -8.3618 | -8.7766 | -9.1234 | -9.3972 | -11.3823 | -11.7928 | -11.4832
Ironbridge & Shrewsbury 132kV | Shrewsbury 132 33 | WEIR HILL 33 11kV S STN | Primary | 11 | 52.7046 | -2.7188 | Leading the Way | Thermal headroom (MW) | -0.11289 | -1.1294 | -1.8203 | -2.8923 | -3.8781 | -4.5794 | -5.351 | -5.9497 | -6.5404 | -7.073 | -7.4185 | -7.6526 | -7.8353 | -8.0133 | -8.4242 | -8.8231 | -10.0758 | -9.959 | -9.0547
Ironbridge & Shrewsbury 132kV | Shrewsbury 132 33 | WEIR HILL 33 11kV S STN | Primary | 11 | 52.7046 | -2.7188 | Steady Progression | Thermal headroom (MW) | 0.043234 | -0.29601 | -0.55178 | -1.26 | -1.7199 | -1.9099 | -2.1361 | -2.364 | -2.5991 | -2.8144 | -3.0178 | -3.2769 | -3.554 | -3.8564 | -4.1884 | -4.5212 | -6.1077 | -7.19 | -7.4693
Ironbridge & Shrewsbury 132kV | Shrewsbury 132 33 | WEIR HILL 33 11kV S STN | Primary | 11 | 52.7046 | -2.7188 | System Transformation | Thermal headroom (MW) | -0.020224 | -0.48767 | -1.0968 | -1.7451 | -2.3466 | -2.573 | -2.8291 | -3.1165 | -3.4507 | -3.781 | -4.0948 | -4.4751 | -4.8712 | -5.2786 | -5.6979 | -6.0611 | -7.4333 | -7.6558 | -7.3827
Ironbridge & Shrewsbury 132kV | Shrewsbury 132 33 | WEIR HILL 33 11kV S STN | Primary | 11 | 52.7046 | -2.7188 | WPD Best View | Thermal headroom (MW) | -0.020224 | -0.48767 | -1.0968 | -1.7451 | -2.3931 | -2.6171 | -2.8732 | -3.1285 | -3.4507 | -3.781 | -4.0948 | -4.4751 | -4.8712 | -5.2786 | -5.6979 | -6.0611 | -7.4333 | -7.6558 | -7.3827
Kitwell 132kV | Bartley Green 132 11 (GT1) | BARTLEY GREEN 132 11kV SUBSTN | Primary | 11 | 52.4412 | -1.9864 | Consumer Transformation | Thermal headroom (MW) | 12.2253 | 11.0342 | 10.4775 | 9.564 | 8.401 | 7.0006 | 4.9386 | 3.034 | 1.2263 | -0.42999 | -1.7649 | -3.7249 | -5.1948 | -6.7228 | -8.3775 | -9.5767 | -17.0604 | -21.5007 | -22.6817
Kitwell 132kV | Bartley Green 132 11 (GT1) | BARTLEY GREEN 132 11kV SUBSTN | Primary | 11 | 52.4412 | -1.9864 | Leading the Way | Thermal headroom (MW) | 12.1964 | 11.0841 | 10.7153 | 9.9833 | 9.0177 | 7.8685 | 6.0246 | 4.3454 | 2.6062 | 0.58645 | -0.79841 | -1.8058 | -2.948 | -4.2182 | -4.7384 | -5.1788 | -11.7256 | -14.2998 | -11.7439
Kitwell 132kV | Bartley Green 132 11 (GT1) | BARTLEY GREEN 132 11kV SUBSTN | Primary | 11 | 52.4412 | -1.9864 | Steady Progression | Thermal headroom (MW) | 12.4136 | 12.3582 | 12.6773 | 12.6836 | 12.6546 | 12.5011 | 12.2372 | 11.9279 | 11.6208 | 10.9281 | 10.5962 | 10.0616 | 9.4701 | 8.7681 | 8.0068 | 7.1895 | 1.4718 | -2.8933 | -4.7444
Kitwell 132kV | Bartley Green 132 11 (GT1) | BARTLEY GREEN 132 11kV SUBSTN | Primary | 11 | 52.4412 | -1.9864 | System Transformation | Thermal headroom (MW) | 12.3337 | 12.2338 | 12.4909 | 12.4454 | 12.3822 | 12.2121 | 11.8217 | 10.9864 | 10.4143 | 9.7863 | 9.096 | 8.2296 | 7.2492 | 5.7918 | 4.6683 | 3.2577 | -2.3863 | -5.1899 | -5.4872
Kitwell 132kV | Bartley Green 132 11 (GT1) | BARTLEY GREEN 132 11kV SUBSTN | Primary | 11 | 52.4412 | -1.9864 | WPD Best View | Thermal headroom (MW) | 12.2164 | 11.1311 | 10.7769 | 10.1081 | 9.2147 | 8.1123 | 6.3358 | 4.7144 | 3.0614 | 1.0891 | -0.29796 | -1.4137 | -2.4063 | -3.8999 | -4.7409 | -5.5093 | -11.2559 | -14.8542 | -13.0962
Kitwell 132kV | Bournville 132 11 (GT1) | Bournville 132/11kV | Primary | 11 | 52.4279 | -1.9259 | Consumer Transformation | Thermal headroom (MW) | 49.4015 | 48.2518 | 47.7389 | 46.7348 | 45.6003 | 44.0306 | 41.5523 | 38.929 | 36.7464 | 34.731 | 33.0677 | 30.7676 | 29.1038 | 27.2786 | 25.8967 | 22.3621 | 9.9485 | 4.851 | 4.4208
Kitwell 132kV | Bournville 132 11 (GT1) | Bournville 132/11kV | Primary | 11 | 52.4279 | -1.9259 | Leading the Way | Thermal headroom (MW) | 49.3009 | 48.1698 | 47.8698 | 46.9842 | 46.0188 | 44.722 | 42.1643 | 40.1356 | 38.0288 | 35.966 | 33.9185 | 32.7628 | 31.5203 | 30.9023 | 27.9874 | 25.6993 | 17.6127 | 15.6891 | 19.617
Kitwell 132kV | Bournville 132 11 (GT1) | Bournville 132/11kV | Primary | 11 | 52.4279 | -1.9259 | Steady Progression | Thermal headroom (MW) | 49.6966 | 49.6244 | 50.3385 | 50.4481 | 50.5232 | 50.5164 | 50.5116 | 50.4667 | 50.3637 | 50.0968 | 49.8821 | 49.4015 | 48.8333 | 48.1851 | 47.0739 | 46.2566 | 40.9265 | 36.5437 | 34.4354
Kitwell 132kV | Bournville 132 11 (GT1) | Bournville 132/11kV | Primary | 11 | 52.4279 | -1.9259 | System Transformation | Thermal headroom (MW) | 49.5383 | 49.3492 | 49.8718 | 49.8974 | 49.8809 | 49.8053 | 49.5235 | 49.1609 | 48.6807 | 47.9862 | 47.2748 | 46.0055 | 44.9488 | 43.4207 | 42.2279 | 40.7237 | 35.364 | 32.7399 | 32.9509
Kitwell 132kV | Bournville 132 11 (GT1) | Bournville 132/11kV | Primary | 11 | 52.4279 | -1.9259 | WPD Best View | Thermal headroom (MW) | 49.3194 | 48.2643 | 47.9559 | 47.1274 | 46.2386 | 45.0142 | 42.6724 | 40.7625 | 38.7414 | 36.758 | 34.7243 | 33.4981 | 32.0925 | 31.3362 | 28.865 | 26.6403 | 18.3463 | 16.0976 | 19.7922
Kitwell 132kV | Chad Valley 132 11 (GT1A) | Chad Valley 132/11kVDUMMY | Primary | 11 | 52.4738 | -1.953 | Consumer Transformation | Thermal headroom (MW) | 30.878 | 29.2357 | 27.7731 | 26.5573 | 24.7396 | 22.7765 | 20.1455 | 17.7225 | 15.3753 | 13.2252 | 11.2076 | 8.674 | 6.393 | 4.6861 | 1.3168 | -2.3794 | -17.4592 | -23.7792 | -25.5014
Kitwell 132kV | Chad Valley 132 11 (GT1A) | Chad Valley 132/11kVDUMMY | Primary | 11 | 52.4738 | -1.953 | Leading the Way | Thermal headroom (MW) | 30.8353 | 28.4734 | 27.9173 | 26.4561 | 25.2424 | 23.5019 | 21.1252 | 18.9854 | 16.7065 | 14.1272 | 12.0068 | 10.0885 | 8.8269 | 5.6733 | 2.5105 | -0.72268 | -10.0904 | -13.1448 | -8.4884
Kitwell 132kV | Chad Valley 132 11 (GT1A) | Chad Valley 132/11kVDUMMY | Primary | 11 | 52.4738 | -1.953 | Steady Progression | Thermal headroom (MW) | 31.2099 | 31.064 | 31.5755 | 30.8735 | 30.8015 | 30.667 | 30.5988 | 30.3596 | 29.9537 | 29.1961 | 28.7346 | 27.6312 | 26.7869 | 25.7812 | 24.6749 | 23.4606 | 15.0798 | 7.2333 | 2.7492
Kitwell 132kV | Chad Valley 132 11 (GT1A) | Chad Valley 132/11kVDUMMY | Primary | 11 | 52.4738 | -1.953 | System Transformation | Thermal headroom (MW) | 31.0823 | 30.803 | 30.496 | 30.3788 | 30.2242 | 30.0605 | 29.6405 | 28.68 | 27.8598 | 26.6049 | 25.551 | 24.2659 | 22.7834 | 20.7598 | 18.6819 | 16.6038 | 7.8518 | 0.46536 | -0.78876
Kitwell 132kV | Chad Valley 132 11 (GT1A) | Chad Valley 132/11kVDUMMY | Primary | 11 | 52.4738 | -1.953 | WPD Best View | Thermal headroom (MW) | 30.9071 | 30.0065 | 29.0909 | 27.9954 | 27.1856 | 26.0904 | 24.4915 | 22.639 | 20.9937 | 19.383 | 17.7723 | 16.0673 | 14.8053 | 13.3457 | 12.5373 | 10.1047 | 0.21329 | -4.575 | -2.4746
Kitwell 132kV | Halesowen 132 11 (GT1) | Halesowen 132/11kVDUMMY | Primary | 11 | 52.4538 | -2.0461 | Consumer Transformation | Thermal headroom (MW) | 33.4265 | 32.2914 | 31.6128 | 30.4539 | 28.5177 | 26.4994 | 23.4279 | 20.322 | 17.4029 | 14.5381 | 11.5829 | 7.7786 | 3.525 | -0.3021 | -4.2955 | -8.5994 | -23.4278 | -28.7893 | -28.8613
Kitwell 132kV | Halesowen 132 11 (GT1) | Halesowen 132/11kVDUMMY | Primary | 11 | 52.4538 | -2.0461 | Leading the Way | Thermal headroom (MW) | 33.3926 | 32.3551 | 31.9763 | 30.5937 | 29.2695 | 27.5775 | 24.3785 | 21.7818 | 18.848 | 15.729 | 12.2822 | 8.4889 | 4.822 | 1.0394 | -3.0291 | -6.6149 | -15.86 | -17.1376 | -11.3446
Kitwell 132kV | Halesowen 132 11 (GT1) | Halesowen 132/11kVDUMMY | Primary | 11 | 52.4538 | -2.0461 | Steady Progression | Thermal headroom (MW) | 33.6927 | 33.6296 | 34.2166 | 34.2368 | 34.1507 | 33.9845 | 33.7985 | 33.5423 | 33.2622 | 32.9681 | 32.6053 | 31.6046 | 30.8065 | 29.8145 | 28.3347 | 27.0089 | 16.5439 | 5.1812 | 1.6329
Kitwell 132kV | Halesowen 132 11 (GT1) | Halesowen 132/11kVDUMMY | Primary | 11 | 52.4538 | -2.0461 | System Transformation | Thermal headroom (MW) | 33.606 | 33.4484 | 33.8965 | 33.9024 | 33.6985 | 33.5407 | 33.1283 | 32.593 | 31.9352 | 30.8323 | 29.8865 | 28.2738 | 26.7512 | 24.8565 | 22.3116 | 19.9093 | 5.1192 | -1.7434 | -1.7176
Kitwell 132kV | Halesowen 132 11 (GT1) | Halesowen 132/11kVDUMMY | Primary | 11 | 52.4538 | -2.0461 | WPD Best View | Thermal headroom (MW) | 33.4877 | 32.6577 | 32.3289 | 31.5864 | 30.0774 | 28.8211 | 26.7597 | 24.8603 | 22.7516 | 20.619 | 18.3772 | 15.0943 | 11.619 | 8.4203 | 5.0402 | 1.5614 | -13.7085 | -19.3887 | -19.6616
Kitwell 132kV | Hall Green 132 11 (GT1A) | Hall Green 132/11kV | Primary | 11 | 52.4407 | -1.8424 | Consumer Transformation | Thermal headroom (MW) | 34.6328 | 33.6395 | 33.1035 | 32.149 | 31.1618 | 29.5506 | 27.201 | 24.6622 | 22.5784 | 20.6624 | 19.035 | 17.0561 | 14.9662 | 13.4388 | 12.2396 | 9.5256 | -2.1078 | -7.7654 | -9.5308
Kitwell 132kV | Hall Green 132 11 (GT1A) | Hall Green 132/11kV | Primary | 11 | 52.4407 | -1.8424 | Leading the Way | Thermal headroom (MW) | 34.5856 | 33.5576 | 33.1802 | 32.4291 | 31.627 | 30.3027 | 27.7778 | 25.8466 | 23.8081 | 21.8376 | 20.1761 | 18.5856 | 17.6423 | 17.0406 | 15.0423 | 12.9252 | 5.2291 | 2.1212 | 5.1778
Kitwell 132kV | Hall Green 132 11 (GT1A) | Hall Green 132/11kV | Primary | 11 | 52.4407 | -1.8424 | Steady Progression | Thermal headroom (MW) | 34.8504 | 34.7684 | 35.322 | 35.3618 | 35.2925 | 35.2417 | 35.174 | 35.0649 | 34.7863 | 34.484 | 34.197 | 33.7258 | 33.1552 | 32.4784 | 31.3699 | 30.5419 | 25.5463 | 21.2037 | 19.3431
Kitwell 132kV | Hall Green 132 11 (GT1A) | Hall Green 132/11kV | Primary | 11 | 52.4407 | -1.8424 | System Transformation | Thermal headroom (MW) | 34.7568 | 34.5971 | 34.9719 | 34.9055 | 34.8885 | 34.808 | 34.5454 | 34.1781 | 33.6078 | 32.9173 | 32.2604 | 31.0437 | 30.0367 | 28.9024 | 27.3932 | 26.2867 | 21.1213 | 18.4827 | 18.5577
Kitwell 132kV | Hall Green 132 11 (GT1A) | Hall Green 132/11kV | Primary | 11 | 52.4407 | -1.8424 | WPD Best View | Thermal headroom (MW) | 34.5931 | 33.5599 | 33.1566 | 32.3837 | 31.5385 | 30.1403 | 27.9316 | 25.5607 | 23.5118 | 21.5553 | 19.9003 | 18.2523 | 17.2224 | 16.4858 | 15.4493 | 12.8787 | 4.5687 | 0.61445 | 3.3072
Kitwell 132kV | Highters Heath 132 11 (GT1A) | Highters Heath 132/11kV | Primary | 11 | 52.4043 | -1.8697 | Consumer Transformation | Thermal headroom (MW) | 48.4987 | 47.3995 | 46.5216 | 45.2524 | 43.7269 | 41.9465 | 39.5018 | 36.8941 | 34.022 | 31.6763 | 29.9485 | 27.9995 | 25.3664 | 23.4312 | 21.7948 | 19.6049 | 10.0828 | 4.9295 | 3.3995
Kitwell 132kV | Highters Heath 132 11 (GT1A) | Highters Heath 132/11kV | Primary | 11 | 52.4043 | -1.8697 | Leading the Way | Thermal headroom (MW) | 48.4561 | 47.4017 | 46.7373 | 45.6601 | 44.373 | 42.8716 | 40.3033 | 38.3605 | 35.4403 | 32.8983 | 31.0292 | 28.8731 | 27.2753 | 26.0595 | 24.5867 | 22.8074 | 15.206 | 12.8794 | 15.6897
Kitwell 132kV | Highters Heath 132 11 (GT1A) | Highters Heath 132/11kV | Primary | 11 | 52.4043 | -1.8697 | Steady Progression | Thermal headroom (MW) | 48.7785 | 48.6627 | 48.9041 | 48.8362 | 48.7018 | 48.3798 | 48.0349 | 47.6267 | 46.9869 | 46.3078 | 45.7958 | 45.029 | 44.1887 | 43.208 | 41.7987 | 40.3191 | 32.9214 | 26.4203 | 23.4307
Kitwell 132kV | Highters Heath 132 11 (GT1A) | Highters Heath 132/11kV | Primary | 11 | 52.4043 | -1.8697 | System Transformation | Thermal headroom (MW) | 48.6604 | 48.4411 | 48.5398 | 48.4074 | 48.2163 | 47.8955 | 47.3399 | 46.6724 | 45.5435 | 44.282 | 43.3052 | 41.7398 | 40.0126 | 38.4442 | 36.1491 | 34.674 | 26.3655 | 22.3221 | 21.7067
Kitwell 132kV | Highters Heath 132 11 (GT1A) | Highters Heath 132/11kV | Primary | 11 | 52.4043 | -1.8697 | WPD Best View | Thermal headroom (MW) | 48.5152 | 47.6045 | 47.0715 | 46.2474 | 45.1558 | 43.8673 | 42.0051 | 39.9696 | 37.5267 | 35.4411 | 33.8282 | 31.9903 | 30.6168 | 29.0558 | 26.9447 | 25.3385 | 18.8601 | 13.8665 | 15.0499
Kitwell 132kV | Longbridge 132 11 (GT1) | Longbridge 132/11kVDUMMY | Primary | 11 | 52.3967 | -1.974 | Consumer Transformation | Thermal headroom (MW) | 32.9863 | 31.547 | 30.4623 | 29.1114 | 27.5777 | 25.5759 | 22.5769 | 19.4794 | 16.8536 | 14.4793 | 12.5845 | 10.2879 | 8.304 | 6.5598 | 5.1012 | 3.1678 | -8.7266 | -14.0435 | -14.8894
Kitwell 132kV | Longbridge 132 11 (GT1) | Longbridge 132/11kVDUMMY | Primary | 11 | 52.3967 | -1.974 | Leading the Way | Thermal headroom (MW) | 32.919 | 31.3808 | 30.7074 | 29.522 | 28.3026 | 26.5986 | 23.5453 | 21.1086 | 18.6115 | 16.2105 | 14.325 | 13.0241 | 12.0412 | 11.3075 | 10.124 | 7.9918 | 0.27818 | -2.599 | 0.38096
Kitwell 132kV | Longbridge 132 11 (GT1) | Longbridge 132/11kVDUMMY | Primary | 11 | 52.3967 | -1.974 | Steady Progression | Thermal headroom (MW) | 33.3222 | 33.2263 | 33.7573 | 33.6464 | 33.6349 | 33.5517 | 33.4663 | 33.2262 | 32.8907 | 32.5411 | 32.2249 | 31.6109 | 30.9249 | 30.1103 | 28.8636 | 27.9314 | 22.8598 | 18.1585 | 16.0537
Kitwell 132kV | Longbridge 132 11 (GT1) | Longbridge 132/11kVDUMMY | Primary | 11 | 52.3967 | -1.974 | System Transformation | Thermal headroom (MW) | 33.158 | 32.9101 | 33.1311 | 33.0558 | 32.9416 | 32.7795 | 32.4002 | 31.8196 | 31.0783 | 30.262 | 29.452 | 28.0595 | 26.8521 | 25.5369 | 24.2374 | 22.9982 | 17.4723 | 15.1855 | 15.3058
Kitwell 132kV | Longbridge 132 11 (GT1) | Longbridge 132/11kVDUMMY | Primary | 11 | 52.3967 | -1.974 | WPD Best View | Thermal headroom (MW) | 32.9647 | 31.5575 | 31.0275 | 30.0167 | 28.9719 | 27.6448 | 24.9272 | 22.8174 | 20.6293 | 18.4643 | 16.6729 | 15.2747 | 14.0057 | 12.9509 | 11.8228 | 10.4646 | 3.0925 | -0.4602 | 1.9194
Kitwell 132kV | Rednal 132 11 (GT2) | Rednal 132/11kV | Primary | 11 | 52.397 | -1.9816 | Consumer Transformation | Thermal headroom (MW) | 12.8127 | 12.2806 | 11.969 | 11.288 | 10.3645 | 9.4763 | 8.1763 | 6.9059 | 5.6658 | 4.5619 | 3.6729 | 2.6123 | 0.98167 | 0.17702 | -0.43814 | -1.1835 | -7.3732 | -9.9343 | -10.9929
Kitwell 132kV | Rednal 132 11 (GT2) | Rednal 132/11kV | Primary | 11 | 52.397 | -1.9816 | Leading the Way | Thermal headroom (MW) | 12.7851 | 12.142 | 11.8073 | 10.9591 | 10.4635 | 9.6958 | 8.5398 | 7.3806 | 6.1784 | 5.0363 | 4.0979 | 2.7139 | 2.2076 | 1.8986 | 1.2805 | -0.23379 | -3.8621 | -5.041 | -2.8173
Kitwell 132kV | Rednal 132 11 (GT2) | Rednal 132/11kV | Primary | 11 | 52.397 | -1.9816 | Steady Progression | Thermal headroom (MW) | 12.9267 | 12.8471 | 13.1451 | 13.0548 | 12.8585 | 12.8033 | 12.7933 | 12.6807 | 12.4806 | 12.2739 | 12.0655 | 11.3959 | 11.0281 | 10.5911 | 10.1036 | 9.5687 | 5.8022 | 2.9294 | 1.8236
Kitwell 132kV | Rednal 132 11 (GT2) | Rednal 132/11kV | Primary | 11 | 52.397 | -1.9816 | System Transformation | Thermal headroom (MW) | 12.8968 | 12.7698 | 12.9379 | 12.7265 | 12.6922 | 12.6289 | 12.4876 | 12.2207 | 11.8493 | 11.0568 | 10.6165 | 10.0713 | 9.4446 | 8.7309 | 7.2629 | 6.5647 | 2.8772 | 0.91277 | 1.0195
Kitwell 132kV | Rednal 132 11 (GT2) | Rednal 132/11kV | Primary | 11 | 52.397 | -1.9816 | WPD Best View | Thermal headroom (MW) | 12.8348 | 12.5381 | 12.4621 | 12.1321 | 11.9027 | 11.5824 | 11.0667 | 10.4343 | 9.7645 | 8.6972 | 8.082 | 7.1269 | 6.5516 | 5.9738 | 5.1205 | 4.6998 | 2.1966 | 1.0492 | 1.8202
Kitwell 132kV | Selly Oak 132 11 (GT1) | Selly Oak 132/11kV | Primary | 11 | 52.4442 | -1.9367 | Consumer Transformation | Thermal headroom (MW) | 8.5477 | 7.4791 | 6.8438 | 5.9393 | 5.0207 | 4.3641 | 3.312 | 1.978 | 0.94244 | -0.049156 | -1.0017 | -2.2433 | -3.4482 | -4.5451 | -5.7289 | -7.3844 | -11.8359 | -13.5574 | -13.3084
Kitwell 132kV | Selly Oak 132 11 (GT1) | Selly Oak 132/11kV | Primary | 11 | 52.4442 | -1.9367 | Leading the Way | Thermal headroom (MW) | 8.2764 | 7.0294 | 6.2224 | 5.1876 | 4.0505 | 3.4816 | 2.0709 | 1.1278 | 0.095168 | -0.92369 | -1.8484 | -2.6519 | -3.5491 | -4.3909 | -5.5866 | -6.3575 | -8.7161 | -9.11 | -7.1673
Kitwell 132kV | Selly Oak 132 11 (GT1) | Selly Oak 132/11kV | Primary | 11 | 52.4442 | -1.9367 | Steady Progression | Thermal headroom (MW) | 8.8086 | 8.3743 | 8.4252 | 8.1372 | 7.7932 | 7.7635 | 7.6706 | 7.6095 | 7.5028 | 7.389 | 7.3912 | 7.2623 | 7.1244 | 6.9708 | 6.4277 | 6.1935 | 4.2736 | 1.299 | 0.41742
Kitwell 132kV | Selly Oak 132 11 (GT1) | Selly Oak 132/11kV | Primary | 11 | 52.4442 | -1.9367 | System Transformation | Thermal headroom (MW) | 8.5695 | 7.9343 | 7.73 | 7.2521 | 6.7729 | 6.7575 | 6.5535 | 6.2911 | 6.0016 | 5.7138 | 5.5275 | 4.8946 | 4.5974 | 4.2307 | 3.8012 | 3.3267 | 0.076153 | -1.2269 | -0.88205
Kitwell 132kV | Selly Oak 132 11 (GT1) | Selly Oak 132/11kV | Primary | 11 | 52.4442 | -1.9367 | WPD Best View | Thermal headroom (MW) | 8.2764 | 7.0294 | 6.2224 | 5.1876 | 4.0505 | 3.4816 | 2.0709 | 1.1278 | 0.095168 | -0.92369 | -1.8484 | -2.6519 | -3.5491 | -4.3909 | -5.5866 | -6.3575 | -8.7161 | -9.11 | -7.1673
Lea Marston 132kV | Boughton Road 132 11 (GT1A) | Boughton Road | Primary | 11 | 52.4643 | -1.8207 | Consumer Transformation | Thermal headroom (MW) | 46.7655 | 45.856 | 44.6038 | 43.731 | 42.32 | 41.0765 | 39.1854 | 37.4304 | 35.7511 | 34.1972 | 32.7603 | 31.0677 | 29.1884 | 27.3065 | 24.5088 | 21.661 | 10.1454 | 4.864 | 2.9605
Lea Marston 132kV | Boughton Road 132 11 (GT1A) | Boughton Road | Primary | 11 | 52.4643 | -1.8207 | Leading the Way | Thermal headroom (MW) | 46.6947 | 45.1117 | 44.6538 | 43.488 | 42.5722 | 41.4486 | 39.7042 | 38.1525 | 36.5137 | 34.8918 | 33.3435 | 31.8078 | 30.1577 | 27.778 | 25.4255 | 22.9496 | 15.5526 | 12.6917 | 15.9945
Lea Marston 132kV | Boughton Road 132 11 (GT1A) | Boughton Road | Primary | 11 | 52.4643 | -1.8207 | Steady Progression | Thermal headroom (MW) | 46.951 | 46.7675 | 47.0252 | 46.2695 | 46.1424 | 46.0172 | 45.9054 | 45.7171 | 45.407 | 45.0607 | 44.7073 | 43.85 | 43.27 | 42.5917 | 41.8252 | 40.9875 | 35.4445 | 29.9117 | 26.4153
Lea Marston 132kV | Boughton Road 132 11 (GT1A) | Boughton Road | Primary | 11 | 52.4643 | -1.8207 | System Transformation | Thermal headroom (MW) | 46.8695 | 46.6412 | 46.1593 | 46.0131 | 45.8401 | 45.7885 | 45.5306 | 45.1379 | 44.6232 | 43.6869 | 43.0234 | 42.2232 | 41.2742 | 40.1814 | 38.6907 | 37.5454 | 31.4123 | 25.3956 | 24.5848
Lea Marston 132kV | Boughton Road 132 11 (GT1A) | Boughton Road | Primary | 11 | 52.4643 | -1.8207 | WPD Best View | Thermal headroom (MW) | 46.6988 | 45.0924 | 44.5912 | 43.3941 | 42.4113 | 41.2246 | 39.4321 | 37.8177 | 36.1592 | 34.5393 | 33.0209 | 31.394 | 30.0573 | 27.6305 | 25.2329 | 22.6488 | 14.6041 | 11.2991 | 13.897
Lea Marston 132kV | Chelmsley Wood 132 11 (GT1) | CHELMSLEY WOOD | Primary | 11 | 52.4796 | -1.7366 | Consumer Transformation | Thermal headroom (MW) | 17.6641 | 17.2176 | 17.0189 | 16.1781 | 15.7482 | 15.1421 | 13.854 | 12.6605 | 11.3862 | 10.4093 | 9.6157 | 8.7043 | 7.0893 | 5.833 | 4.4768 | 2.6051 | -2.8822 | -5.2255 | -6.1047
Lea Marston 132kV | Chelmsley Wood 132 11 (GT1) | CHELMSLEY WOOD | Primary | 11 | 52.4796 | -1.7366 | Leading the Way | Thermal headroom (MW) | 17.6293 | 17.2195 | 16.6894 | 16.3667 | 15.9698 | 15.4458 | 14.4932 | 13.4575 | 12.1687 | 11.1333 | 10.0412 | 8.6606 | 7.5584 | 6.4053 | 5.2991 | 3.5837 | 0.065003 | -0.89608 | 0.94768
Lea Marston 132kV | Chelmsley Wood 132 11 (GT1) | CHELMSLEY WOOD | Primary | 11 | 52.4796 | -1.7366 | Steady Progression | Thermal headroom (MW) | 17.7554 | 17.8026 | 18.1365 | 18.2417 | 17.8905 | 17.9368 | 17.9755 | 18.0254 | 17.8019 | 17.61 | 17.4128 | 17.0952 | 16.7146 | 16.2853 | 15.8014 | 15.106 | 11.6557 | 8.8839 | 7.868
Lea Marston 132kV | Chelmsley Wood 132 11 (GT1) | CHELMSLEY WOOD | Primary | 11 | 52.4796 | -1.7366 | System Transformation | Thermal headroom (MW) | 17.6903 | 17.6993 | 17.9853 | 17.5879 | 17.6669 | 17.7117 | 17.6884 | 17.6221 | 17.1345 | 16.7489 | 16.3208 | 15.7718 | 15.1356 | 14.426 | 13.3463 | 12.3578 | 9.2714 | 7.5016 | 7.6406
Lea Marston 132kV | Chelmsley Wood 132 11 (GT1) | CHELMSLEY WOOD | Primary | 11 | 52.4796 | -1.7366 | WPD Best View | Thermal headroom (MW) | 17.6645 | 17.2192 | 17.0227 | 16.1826 | 15.7554 | 15.1567 | 13.9359 | 12.7567 | 11.4853 | 10.5085 | 9.7135 | 8.7569 | 7.0679 | 5.8011 | 4.4383 | 2.5619 | -2.8334 | -5.0743 | -5.8464
Lea Marston 132kV | Copt Heath 132 11 (GT1A) | Copt Heath 132/11kV | Primary | 11 | 52.4067 | -1.749 | Consumer Transformation | Thermal headroom (MW) | 52.0676 | 51.1213 | 49.9589 | 49.2803 | 48.3427 | 47.1812 | 45.6764 | 44.2836 | 42.7998 | 41.3847 | 40.1611 | 38.5195 | 37.3287 | 36.263 | 35.0878 | 34.4627 | 31.3471 | 29.8262 | 30.6568
Lea Marston 132kV | Copt Heath 132 11 (GT1A) | Copt Heath 132/11kV | Primary | 11 | 52.4067 | -1.749 | Leading the Way | Thermal headroom (MW) | 52.0533 | 50.3185 | 50.1539 | 49.6024 | 48.8556 | 47.8935 | 46.5894 | 45.3637 | 43.9138 | 42.1072 | 40.8419 | 39.8148 | 38.8248 | 37.8792 | 37.6323 | 37.5998 | 34.6766 | 34.7166 | 37.3155
Lea Marston 132kV | Copt Heath 132 11 (GT1A) | Copt Heath 132/11kV | Primary | 11 | 52.4067 | -1.749 | Steady Progression | Thermal headroom (MW) | 52.2163 | 52.1756 | 52.4814 | 51.6519 | 51.609 | 51.4727 | 51.2302 | 50.943 | 50.5981 | 49.8311 | 49.4465 | 48.8734 | 48.2406 | 47.5448 | 46.7823 | 45.9949 | 41.1284 | 38.8838 | 38.0066
Lea Marston 132kV | Copt Heath 132 11 (GT1A) | Copt Heath 132/11kV | Primary | 11 | 52.4067 | -1.749 | System Transformation | Thermal headroom (MW) | 52.1647 | 52.0816 | 51.4938 | 51.4597 | 51.3772 | 51.2184 | 50.8378 | 50.0222 | 49.43 | 48.7179 | 47.9476 | 46.9714 | 45.9396 | 44.507 | 43.4168 | 42.0673 | 37.5771 | 36.497 | 36.9501
Lea Marston 132kV | Copt Heath 132 11 (GT1A) | Copt Heath 132/11kV | Primary | 11 | 52.4067 | -1.749 | WPD Best View | Thermal headroom (MW) | 52.0676 | 51.1213 | 49.9589 | 49.2803 | 48.3427 | 47.1812 | 45.6764 | 44.2836 | 42.7998 | 41.3847 | 40.1611 | 38.5195 | 37.3287 | 36.263 | 35.0878 | 34.4627 | 31.3471 | 29.8262 | 30.6568
Lea Marston 132kV | Elmdon 132 11 (GT1) | Elmdon 132/11kVDUMMY | Primary | 11 | 52.4519 | -1.7125 | Consumer Transformation | Thermal headroom (MW) | 59.744 | 59.3766 | 60.0979 | 59.2175 | 59.2648 | 58.8529 | 58.1882 | 57.1299 | 56.1542 | 55.1769 | 54.157 | 52.403 | 51.1378 | 50.0761 | 48.8025 | 47.9757 | 45.1454 | 46.4174 | 49.2859
Lea Marston 132kV | Elmdon 132 11 (GT1) | Elmdon 132/11kVDUMMY | Primary | 11 | 52.4519 | -1.7125 | Leading the Way | Thermal headroom (MW) | 59.7417 | 59.3294 | 59.1532 | 59.3446 | 59.4597 | 59.1443 | 58.5898 | 57.3594 | 56.3322 | 54.8799 | 53.7623 | 52.3527 | 51.3106 | 50.0046 | 49.3127 | 48.8566 | 48.5939 | 51.05 | 54.9306
Lea Marston 132kV | Elmdon 132 11 (GT1) | Elmdon 132/11kVDUMMY | Primary | 11 | 52.4519 | -1.7125 | Steady Progression | Thermal headroom (MW) | 59.7854 | 60.005 | 61.0756 | 61.447 | 60.8141 | 61.1662 | 61.464 | 61.4775 | 61.6968 | 61.5104 | 61.6706 | 61.5806 | 61.565 | 61.4983 | 61.4085 | 61.2475 | 58.482 | 56.7821 | 57.6049
Lea Marston 132kV | Elmdon 132 11 (GT1) | Elmdon 132/11kVDUMMY | Primary | 11 | 52.4519 | -1.7125 | System Transformation | Thermal headroom (MW) | 59.7912 | 59.9991 | 60.9845 | 60.3648 | 60.7542 | 61.1033 | 61.2729 | 60.6983 | 60.75 | 60.7396 | 60.652 | 60.2154 | 59.8612 | 59.1157 | 58.6879 | 57.8756 | 54.3315 | 53.9633 | 55.9875
Lea Marston 132kV | Elmdon 132 11 (GT1) | Elmdon 132/11kVDUMMY | Primary | 11 | 52.4519 | -1.7125 | WPD Best View | Thermal headroom (MW) | 59.744 | 59.3766 | 60.0979 | 59.2175 | 59.2648 | 58.8529 | 58.1882 | 57.1299 | 56.1542 | 55.1769 | 54.157 | 52.403 | 51.1378 | 50.0761 | 48.8025 | 47.9757 | 45.1454 | 46.4174 | 49.2859
Lea Marston 132kV | Hams Hall South 132 11 (GT3A1A) | Hams Hall South 132/11kVDUMMY | Primary | 11 | 52.5249 | -1.7182 | Consumer Transformation | Thermal headroom (MW) | 39.034 | 37.4583 | 36.4422 | 34.7713 | 34.0625 | 32.802 | 31.275 | 30.0985 | 28.831 | 27.6097 | 26.5048 | 25.1977 | 23.5145 | 22.2369 | 20.9132 | 19.6885 | 15.6369 | 15.8084 | 17.3079
Lea Marston 132kV | Hams Hall South 132 11 (GT3A1A) | Hams Hall South 132/11kVDUMMY | Primary | 11 | 52.5249 | -1.7182 | Leading the Way | Thermal headroom (MW) | 39.0277 | 37.0208 | 35.4075 | 33.6251 | 32.8253 | 31.5675 | 29.9539 | 28.7436 | 27.501 | 26.3172 | 25.1573 | 23.815 | 22.7254 | 21.6706 | 20.6753 | 19.8028 | 18.291 | 19.9503 | 23.412
Lea Marston 132kV | Hams Hall South 132 11 (GT3A1A) | Hams Hall South 132/11kVDUMMY | Primary | 11 | 52.5249 | -1.7182 | Steady Progression | Thermal headroom (MW) | 39.1325 | 38.2868 | 38.0651 | 37.4239 | 36.9543 | 36.656 | 36.3112 | 36.1681 | 36.0108 | 35.8554 | 35.7731 | 35.4978 | 35.1718 | 34.7935 | 34.4357 | 33.9984 | 30.3759 | 26.6456 | 26.6677
Lea Marston 132kV | Hams Hall South 132 11 (GT3A1A) | Hams Hall South 132/11kVDUMMY | Primary | 11 | 52.5249 | -1.7182 | System Transformation | Thermal headroom (MW) | 39.1074 | 37.8634 | 37.2432 | 35.9917 | 35.6931 | 35.2736 | 34.6279 | 34.2501 | 33.8601 | 33.4673 | 33.093 | 32.5904 | 32.0401 | 31.3376 | 30.2421 | 29.4042 | 25.1976 | 23.8382 | 25.5025
Lea Marston 132kV | Hams Hall South 132 11 (GT3A1A) | Hams Hall South 132/11kVDUMMY | Primary | 11 | 52.5249 | -1.7182 | WPD Best View | Thermal headroom (MW) | 39.0362 | 37.4692 | 36.4625 | 34.7964 | 34.0848 | 32.8314 | 31.3201 | 30.1178 | 28.8101 | 27.5531 | 26.4521 | 25.2252 | 23.6428 | 22.3996 | 21.1305 | 19.9457 | 16.3415 | 16.8394 | 18.3999
Lea Marston 132kV | Kitts Green 132 11 (GT1A) | Kitts Green 132/11kVDUMMY | Primary | 11 | 52.4838 | -1.7797 | Consumer Transformation | Thermal headroom (MW) | 107.1261 | 105.7673 | 104.9739 | 103.7402 | 102.3764 | 100.4896 | 97.4656 | 94.3996 | 91.4379 | 89.025 | 86.9976 | 84.1022 | 81.4999 | 79.1125 | 76.3514 | 71.8101 | 55.3782 | 47.2356 | 44.6996
Lea Marston 132kV | Kitts Green 132 11 (GT1A) | Kitts Green 132/11kVDUMMY | Primary | 11 | 52.4838 | -1.7797 | Leading the Way | Thermal headroom (MW) | 107.0712 | 105.8489 | 105.3385 | 104.3055 | 103.2398 | 101.6719 | 98.5797 | 96.1902 | 93.3429 | 90.8754 | 88.4249 | 86.5033 | 84.8642 | 83.1111 | 79.4618 | 76.7363 | 65.647 | 60.6873 | 64.0193
Lea Marston 132kV | Kitts Green 132 11 (GT1A) | Kitts Green 132/11kVDUMMY | Primary | 11 | 52.4838 | -1.7797 | Steady Progression | Thermal headroom (MW) | 107.4077 | 107.3968 | 108.02 | 108.1921 | 108.2699 | 108.2313 | 108.1775 | 108.0596 | 107.8236 | 107.5481 | 107.2608 | 106.6794 | 106.0284 | 105.2622 | 104.0656 | 102.7936 | 96.2964 | 89.4405 | 86.1763
Lea Marston 132kV | Kitts Green 132 11 (GT1A) | Kitts Green 132/11kVDUMMY | Primary | 11 | 52.4838 | -1.7797 | System Transformation | Thermal headroom (MW) | 107.2719 | 107.1522 | 107.6652 | 107.7351 | 107.7323 | 107.6647 | 107.3777 | 106.964 | 106.3371 | 105.6264 | 104.8656 | 103.5308 | 102.021 | 100.4009 | 98.745 | 97.1348 | 89.298 | 84.2003 | 83.2048
Lea Marston 132kV | Kitts Green 132 11 (GT1A) | Kitts Green 132/11kVDUMMY | Primary | 11 | 52.4838 | -1.7797 | WPD Best View | Thermal headroom (MW) | 107.0914 | 105.8211 | 105.204 | 104.0968 | 102.9232 | 101.2085 | 98.3453 | 95.4589 | 92.571 | 90.1166 | 88.0733 | 85.4614 | 83.8543 | 82.1894 | 78.6358 | 75.2297 | 62.3897 | 55.806 | 57.6211
Lea Marston 132kV | Shirley 132 11 (GT1) | Shirley 132/11kVDUMMY | Primary | 11 | 52.3951 | -1.8062 | Consumer Transformation | Thermal headroom (MW) | 33.2114 | 32.0479 | 31.3138 | 29.7972 | 28.2183 | 25.7474 | 22.3886 | 18.8704 | 15.6891 | 12.045 | 9.1436 | 6.3178 | 2.3028 | -1.9354 | -5.8951 | -10.1242 | -23.3039 | -27.1313 | -26.327
Lea Marston 132kV | Shirley 132 11 (GT1) | Shirley 132/11kVDUMMY | Primary | 11 | 52.3951 | -1.8062 | Leading the Way | Thermal headroom (MW) | 33.1447 | 31.9 | 31.5054 | 29.9261 | 28.6196 | 26.7437 | 23.4045 | 20.6003 | 17.1609 | 13.7739 | 10.7198 | 6.7189 | 2.8897 | -0.90079 | -5.1981 | -8.2104 | -16.3025 | -15.9629 | -10.7417
Lea Marston 132kV | Shirley 132 11 (GT1) | Shirley 132/11kVDUMMY | Primary | 11 | 52.3951 | -1.8062 | Steady Progression | Thermal headroom (MW) | 33.5193 | 33.4154 | 33.9302 | 33.6212 | 33.6505 | 33.6141 | 33.4978 | 32.8305 | 32.0433 | 30.9859 | 29.8965 | 28.6649 | 26.9446 | 25.2912 | 23.2311 | 21.1485 | 11.1677 | 4.2299 | 1.9198
Lea Marston 132kV | Shirley 132 11 (GT1) | Shirley 132/11kVDUMMY | Primary | 11 | 52.3951 | -1.8062 | System Transformation | Thermal headroom (MW) | 33.3998 | 33.121 | 33.3999 | 32.9611 | 32.9835 | 32.9208 | 32.5109 | 31.4459 | 30.1597 | 28.0305 | 26.095 | 23.7704 | 21.2383 | 18.7617 | 15.6019 | 13.1461 | 2.2273 | -2.406 | -2.1703
Lea Marston 132kV | Shirley 132 11 (GT1) | Shirley 132/11kVDUMMY | Primary | 11 | 52.3951 | -1.8062 | WPD Best View | Thermal headroom (MW) | 33.2729 | 32.2591 | 31.7615 | 30.3185 | 28.9711 | 27.4896 | 25.0144 | 22.4201 | 19.7281 | 16.4264 | 13.7004 | 10.6565 | 6.9003 | 3.0938 | -1.1403 | -4.6224 | -17.5449 | -23.0218 | -22.7196
Lea Marston 132kV | Solihull 132 11 (GT1) | Solihull 132/11kVDUMMY | Primary | 11 | 52.4146 | -1.7801 | Consumer Transformation | Thermal headroom (MW) | -0.16827 | -0.85541 | -1.087 | -1.706 | -2.3951 | -3.5301 | -5.2326 | -7.1537 | -8.7602 | -10.283 | -11.6426 | -13.5598 | -14.8696 | -16.2078 | -16.9351 | -17.8588 | -23.8172 | -26.3121 | -25.5597
Lea Marston 132kV | Solihull 132 11 (GT1) | Solihull 132/11kVDUMMY | Primary | 11 | 52.4146 | -1.7801 | Leading the Way | Thermal headroom (MW) | -0.19202 | -0.87014 | -0.94176 | -1.3551 | -1.8659 | -2.785 | -4.7026 | -6.1054 | -7.7105 | -9.3035 | -11.0579 | -12.1407 | -13.248 | -13.5789 | -13.9303 | -14.3083 | -18.7692 | -19.0715 | -16.6437
Lea Marston 132kV | Solihull 132 11 (GT1) | Solihull 132/11kVDUMMY | Primary | 11 | 52.4146 | -1.7801 | Steady Progression | Thermal headroom (MW) | 0.028316 | 0.065889 | 0.68518 | 0.85038 | 0.90757 | 0.9442 | 0.96722 | 0.97014 | 0.84396 | 0.62052 | 0.37773 | -0.062794 | -0.55632 | -1.1056 | -2.0596 | -2.7084 | -6.9181 | -9.9899 | -11.4283
Lea Marston 132kV | Solihull 132 11 (GT1) | Solihull 132/11kVDUMMY | Primary | 11 | 52.4146 | -1.7801 | System Transformation | Thermal headroom (MW) | -0.053782 | -0.088189 | 0.40682 | 0.50587 | 0.5838 | 0.58554 | 0.44734 | 0.23803 | -0.17997 | -0.72281 | -1.321 | -2.4872 | -3.3667 | -4.6274 | -5.5219 | -6.7067 | -10.8113 | -12.4525 | -12.0953
Lea Marston 132kV | Solihull 132 11 (GT1) | Solihull 132/11kVDUMMY | Primary | 11 | 52.4146 | -1.7801 | WPD Best View | Thermal headroom (MW) | -0.16537 | -0.83765 | -1.0787 | -1.7127 | -2.3926 | -3.5019 | -5.1886 | -7.0822 | -8.7137 | -10.237 | -11.6246 | -13.5315 | -14.8306 | -16.1667 | -16.8441 | -17.8609 | -23.8495 | -26.0448 | -24.8613
Lea Marston 132kV | Sutton Coldfield 132 11 (GT1A) | Sutton Coldfield 132/11kVDUMMY | Primary | 11 | 52.5622 | -1.8136 | Consumer Transformation | Thermal headroom (MW) | 36.9164 | 35.7359 | 34.8885 | 33.7409 | 32.1656 | 30.0309 | 26.8399 | 24.213 | 21.656 | 19.3123 | 17.0135 | 14.8174 | 12.5636 | 10.8417 | 8.789 | 7.3344 | -4.8899 | -9.2716 | -9.1796
Lea Marston 132kV | Sutton Coldfield 132 11 (GT1A) | Sutton Coldfield 132/11kVDUMMY | Primary | 11 | 52.5622 | -1.8136 | Leading the Way | Thermal headroom (MW) | 36.8683 | 35.6474 | 35.1122 | 34.091 | 32.8358 | 30.6338 | 28.0627 | 25.7006 | 23.2379 | 20.4702 | 18.5571 | 16.8084 | 15.7598 | 14.2466 | 13.5738 | 11.7525 | 4.1659 | 2.3878 | 5.9689
Lea Marston 132kV | Sutton Coldfield 132 11 (GT1A) | Sutton Coldfield 132/11kVDUMMY | Primary | 11 | 52.5622 | -1.8136 | Steady Progression | Thermal headroom (MW) | 37.2114 | 37.1078 | 37.5769 | 37.4948 | 37.415 | 37.227 | 36.9317 | 36.5462 | 36.0746 | 35.5518 | 35.0948 | 34.3182 | 33.4735 | 32.1305 | 31.068 | 29.9327 | 21.4301 | 16.0727 | 13.7858
Lea Marston 132kV | Sutton Coldfield 132 11 (GT1A) | Sutton Coldfield 132/11kVDUMMY | Primary | 11 | 52.5622 | -1.8136 | System Transformation | Thermal headroom (MW) | 37.0923 | 36.8708 | 37.1128 | 37.0252 | 36.8574 | 36.5822 | 36.0091 | 35.24 | 34.3307 | 33.3162 | 31.9511 | 30.6722 | 29.2342 | 27.3036 | 25.3698 | 23.5357 | 14.8763 | 11.7961 | 11.963
Lea Marston 132kV | Sutton Coldfield 132 11 (GT1A) | Sutton Coldfield 132/11kVDUMMY | Primary | 11 | 52.5622 | -1.8136 | WPD Best View | Thermal headroom (MW) | 36.89 | 35.7154 | 35.2411 | 34.3058 | 33.2324 | 31.1543 | 28.745 | 26.5551 | 24.2816 | 21.6734 | 19.842 | 18.0799 | 16.8894 | 15.6474 | 14.8112 | 13.4757 | 5.6112 | 2.9765 | 5.903
Nechells 132kV | Bordesley 132 11 (GT1A) | Bordesley 132/11kVDUMMY | Primary | 11 | 52.4746 | -1.8794 | Consumer Transformation | Thermal headroom (MW) | 51.1196 | 50.6802 | 49.9457 | 49.467 | 48.8154 | 47.5458 | 46.1092 | 44.6904 | 43.1364 | 41.5089 | 40.2261 | 38.705 | 36.7562 | 35.1603 | 33.5614 | 32.0598 | 27.1015 | 26.7544 | 27.8366
Nechells 132kV | Bordesley 132 11 (GT1A) | Bordesley 132/11kVDUMMY | Primary | 11 | 52.4746 | -1.8794 | Leading the Way | Thermal headroom (MW) | 51.0786 | 50.103 | 50.0006 | 49.4742 | 48.9519 | 47.722 | 46.3687 | 44.9594 | 43.3217 | 41.4888 | 39.9703 | 38.0777 | 36.4344 | 34.8152 | 33.2963 | 31.9687 | 29.3327 | 30.8679 | 34.4607
Nechells 132kV | Bordesley 132 11 (GT1A) | Bordesley 132/11kVDUMMY | Primary | 11 | 52.4746 | -1.8794 | Steady Progression | Thermal headroom (MW) | 51.2605 | 51.1465 | 51.4133 | 50.8072 | 50.738 | 50.5014 | 50.2254 | 49.9567 | 49.6403 | 49.258 | 48.9829 | 48.5844 | 48.1445 | 47.5455 | 46.895 | 46.1173 | 40.3644 | 35.0276 | 34.0315
Nechells 132kV | Bordesley 132 11 (GT1A) | Bordesley 132/11kVDUMMY | Primary | 11 | 52.4746 | -1.8794 | System Transformation | Thermal headroom (MW) | 51.1999 | 51.0754 | 50.7011 | 50.621 | 50.5308 | 50.2319 | 49.8268 | 49.3029 | 48.736 | 48.0285 | 47.4669 | 46.7329 | 45.8001 | 44.7071 | 43.1107 | 41.7775 | 35.0057 | 32.2391 | 33.373
Nechells 132kV | Bordesley 132 11 (GT1A) | Bordesley 132/11kVDUMMY | Primary | 11 | 52.4746 | -1.8794 | WPD Best View | Thermal headroom (MW) | 51.0786 | 50.103 | 50.0006 | 49.4742 | 48.9519 | 47.722 | 46.3687 | 44.9594 | 43.3217 | 41.4888 | 39.9703 | 38.0777 | 36.4344 | 34.8152 | 33.2963 | 31.9687 | 29.3327 | 30.8679 | 34.4607
Nechells 132kV | Castle Bromwich 132 11 (GT1A) | Castle Bromwich 132/11kVDUMMY | Primary | 11 | 52.5261 | -1.7816 | Consumer Transformation | Thermal headroom (MW) | 26.3184 | 25.9854 | 26.0193 | 25.7804 | 25.0962 | 24.5986 | 23.7666 | 22.9097 | 22.0735 | 21.3201 | 20.8069 | 20.1695 | 19.2779 | 18.8584 | 18.4628 | 17.1516 | 11.9866 | 10.3198 | 10.3465
Nechells 132kV | Castle Bromwich 132 11 (GT1A) | Castle Bromwich 132/11kVDUMMY | Primary | 11 | 52.5261 | -1.7816 | Leading the Way | Thermal headroom (MW) | 26.2849 | 25.9053 | 26.06 | 25.4831 | 25.2157 | 24.8099 | 24.1292 | 23.3781 | 22.5556 | 21.7574 | 21.2168 | 20.4808 | 20.2463 | 19.9656 | 18.7924 | 17.4177 | 14.453 | 14.1956 | 16.8904
Nechells 132kV | Castle Bromwich 132 11 (GT1A) | Castle Bromwich 132/11kVDUMMY | Primary | 11 | 52.5261 | -1.7816 | Steady Progression | Thermal headroom (MW) | 26.4256 | 26.4279 | 26.9218 | 27.0031 | 27.0938 | 27.1596 | 27.2023 | 27.2183 | 27.2183 | 27.2103 | 27.2152 | 26.724 | 26.5402 | 26.3009 | 26.0232 | 25.7125 | 23.4708 | 21.9101 | 21.6266
Nechells 132kV | Castle Bromwich 132 11 (GT1A) | Castle Bromwich 132/11kVDUMMY | Primary | 11 | 52.5261 | -1.7816 | System Transformation | Thermal headroom (MW) | 26.3816 | 26.3515 | 26.7387 | 26.8543 | 26.925 | 26.9736 | 26.9543 | 26.8842 | 26.7675 | 26.2455 | 26.0165 | 25.6783 | 25.2872 | 24.8186 | 23.9786 | 23.5271 | 21.3207 | 20.1065 | 20.5443
Nechells 132kV | Castle Bromwich 132 11 (GT1A) | Castle Bromwich 132/11kVDUMMY | Primary | 11 | 52.5261 | -1.7816 | WPD Best View | Thermal headroom (MW) | 26.2814 | 25.893 | 26.0302 | 25.4472 | 25.1582 | 24.7176 | 23.9834 | 23.1856 | 22.3571 | 21.5587 | 21.0208 | 20.2607 | 19.9702 | 19.8512 | 18.8504 | 17.4845 | 14.3311 | 13.8671 | 16.3301
Nechells 132kV | Cheapside 132 11 (GT1A) | Cheapside 132/11kVDUMMY | Primary | 11 | 52.4727 | -1.8877 | Consumer Transformation | Thermal headroom (MW) | 19.2745 | 17.8114 | 16.6793 | 15.6261 | 14.4897 | 10.6562 | 6.7763 | 3.0009 | -1.0614 | -5.3975 | -7.8753 | -10.8605 | -13.6138 | -16.1835 | -19.1755 | -21.658 | -28.3998 | -28.2835 | -25.3737
Nechells 132kV | Cheapside 132 11 (GT1A) | Cheapside 132/11kVDUMMY | Primary | 11 | 52.4727 | -1.8877 | Leading the Way | Thermal headroom (MW) | 19.1622 | 17.0568 | 16.4354 | 15.3398 | 14.1385 | 9.6681 | 5.2189 | 0.64329 | -4.4169 | -10.1913 | -13.2515 | -15.5901 | -17.8197 | -20.2157 | -21.9549 | -23.4315 | -26.0904 | -23.3017 | -18.1396
Nechells 132kV | Cheapside 132 11 (GT1A) | Cheapside 132/11kVDUMMY | Primary | 11 | 52.4727 | -1.8877 | Steady Progression | Thermal headroom (MW) | 19.5787 | 19.2819 | 19.6142 | 18.9358 | 18.7871 | 17.2147 | 16.0741 | 14.8344 | 13.25 | 11.1814 | 10.3865 | 9.4591 | 8.4609 | 7.3177 | 6.0711 | 4.729 | -2.8938 | -13.4175 | -16.7565
Nechells 132kV | Cheapside 132 11 (GT1A) | Cheapside 132/11kVDUMMY | Primary | 11 | 52.4727 | -1.8877 | System Transformation | Thermal headroom (MW) | 19.4269 | 19.0529 | 18.6803 | 18.4945 | 18.226 | 16.0948 | 13.7864 | 10.9505 | 8.3263 | 5.3901 | 4.0525 | 2.4389 | 0.63092 | -1.6819 | -3.8221 | -6.3811 | -15.3569 | -19.6364 | -18.2332
Nechells 132kV | Cheapside 132 11 (GT1A) | Cheapside 132/11kVDUMMY | Primary | 11 | 52.4727 | -1.8877 | WPD Best View | Thermal headroom (MW) | 19.1622 | 17.0568 | 16.4354 | 15.3398 | 14.1385 | 9.6681 | 5.2189 | 0.64329 | -4.4169 | -10.1913 | -13.2515 | -15.5901 | -17.8197 | -20.2157 | -21.9549 | -23.4315 | -26.0904 | -23.3017 | -18.1396
Nechells 132kV | Chester Street 132 11 (GT1) | Chester Street 132/11kVDUMMY | Primary | 11 | 52.4963 | -1.8813 | Consumer Transformation | Thermal headroom (MW) | 41.9544 | 41.4044 | 41.2058 | 40.5989 | 39.6037 | 38.744 | 37.4739 | 36.2314 | 34.8734 | 33.4526 | 32.0685 | 30.3428 | 28.1878 | 26.379 | 24.4947 | 22.5853 | 15.2602 | 12.9066 | 12.5747
Nechells 132kV | Chester Street 132 11 (GT1) | Chester Street 132/11kVDUMMY | Primary | 11 | 52.4963 | -1.8813 | Leading the Way | Thermal headroom (MW) | 41.9156 | 41.2373 | 40.9734 | 40.0708 | 39.4172 | 38.5913 | 37.4574 | 36.2822 | 34.8466 | 33.2964 | 31.5415 | 29.502 | 27.6688 | 25.8092 | 24.017 | 22.0684 | 17.9762 | 17.9268 | 21.9654
Nechells 132kV | Chester Street 132 11 (GT1) | Chester Street 132/11kVDUMMY | Primary | 11 | 52.4963 | -1.8813 | Steady Progression | Thermal headroom (MW) | 42.0556 | 41.9077 | 42.278 | 42.2153 | 42.0873 | 42.0651 | 42.1378 | 42.179 | 42.0686 | 41.8819 | 41.6591 | 40.961 | 40.5683 | 40.0058 | 39.3187 | 38.5267 | 31.801 | 24.2322 | 21.8702
Nechells 132kV | Chester Street 132 11 (GT1) | Chester Street 132/11kVDUMMY | Primary | 11 | 52.4963 | -1.8813 | System Transformation | Thermal headroom (MW) | 42.067 | 41.9379 | 42.3028 | 42.1886 | 42.2113 | 42.2361 | 42.0735 | 41.7928 | 41.456 | 40.6527 | 40.0939 | 39.3957 | 38.5186 | 37.4279 | 35.7576 | 34.2995 | 25.1691 | 20.6534 | 20.9061
Nechells 132kV | Chester Street 132 11 (GT1) | Chester Street 132/11kVDUMMY | Primary | 11 | 52.4963 | -1.8813 | WPD Best View | Thermal headroom (MW) | 41.9156 | 41.2373 | 40.9734 | 40.0708 | 39.4172 | 38.5913 | 37.4574 | 36.2822 | 34.8466 | 33.2964 | 31.5415 | 29.502 | 27.6688 | 25.8092 | 24.017 | 22.0684 | 17.9762 | 17.9268 | 21.9654
Nechells 132kV | Erdington 132 11 (GT1A) | ERDINGTON 11kV S STN | Primary | 11 | 52.5131 | -1.8275 | Consumer Transformation | Thermal headroom (MW) | 39.6823 | 38.9859 | 38.7015 | 38.1038 | 37.0791 | 36.1502 | 34.7046 | 33.3481 | 32.0366 | 30.8144 | 29.8557 | 28.7115 | 27.3695 | 25.8593 | 23.7429 | 21.5712 | 13.2994 | 10.0963 | 9.6413
Nechells 132kV | Erdington 132 11 (GT1A) | ERDINGTON 11kV S STN | Primary | 11 | 52.5131 | -1.8275 | Leading the Way | Thermal headroom (MW) | 39.6553 | 38.9355 | 38.8586 | 37.9923 | 37.454 | 36.6297 | 35.3834 | 34.1721 | 32.8686 | 31.5819 | 30.5655 | 29.4779 | 28.5588 | 26.7107 | 24.8631 | 22.8836 | 17.9346 | 16.5891 | 19.7599
Nechells 132kV | Erdington 132 11 (GT1A) | ERDINGTON 11kV S STN | Primary | 11 | 52.5131 | -1.8275 | Steady Progression | Thermal headroom (MW) | 39.8877 | 39.9119 | 40.4729 | 40.5822 | 40.7074 | 40.7235 | 40.7477 | 40.7263 | 40.6829 | 40.6343 | 40.5952 | 39.9858 | 39.6713 | 39.292 | 38.8666 | 38.3919 | 35.1449 | 31.9981 | 29.8641
Nechells 132kV | Erdington 132 11 (GT1A) | ERDINGTON 11kV S STN | Primary | 11 | 52.5131 | -1.8275 | System Transformation | Thermal headroom (MW) | 39.7978 | 39.7214 | 40.1437 | 40.2481 | 40.2934 | 40.2398 | 40.0473 | 39.8017 | 39.5053 | 38.7899 | 38.4116 | 37.8591 | 37.2262 | 36.4973 | 35.401 | 34.6685 | 31.3808 | 27.5854 | 27.5312
Nechells 132kV | Erdington 132 11 (GT1A) | ERDINGTON 11kV S STN | Primary | 11 | 52.5131 | -1.8275 | WPD Best View | Thermal headroom (MW) | 39.6535 | 38.9293 | 38.8437 | 37.9743 | 37.4253 | 36.5835 | 35.3187 | 34.0759 | 32.7695 | 31.4828 | 30.4677 | 29.3681 | 28.5802 | 26.7426 | 24.9016 | 22.9268 | 17.8858 | 16.4379 | 19.5016
Nechells 132kV | Hockley 132 11 (GT1A) | Hockley 132/11kv | Primary | 11 | 52.489 | -1.901 | Consumer Transformation | Thermal headroom (MW) | 28.1747 | 25.6027 | 23.3202 | 20.7822 | 18.2247 | 15.7845 | 13.054 | 10.3064 | 6.9934 | 4.0092 | 1.6854 | -0.66757 | -3.5179 | -5.856 | -8.2941 | -10.9609 | -18.1172 | -17.7477 | -15.1497
Nechells 132kV | Hockley 132 11 (GT1A) | Hockley 132/11kv | Primary | 11 | 52.489 | -1.901 | Leading the Way | Thermal headroom (MW) | 27.544 | 24.0246 | 21.328 | 18.3979 | 15.2277 | 12.7428 | 9.922 | 7.1389 | 3.624 | 0.33686 | -2.0558 | -4.5886 | -6.8477 | -9.0145 | -11.3831 | -13.0808 | -15.779 | -12.4071 | -6.0212
Nechells 132kV | Hockley 132 11 (GT1A) | Hockley 132/11kv | Primary | 11 | 52.489 | -1.901 | Steady Progression | Thermal headroom (MW) | 28.8138 | 27.4085 | 26.7531 | 25.2588 | 23.755 | 22.9125 | 22.2278 | 21.4559 | 20.4636 | 19.403 | 18.5903 | 17.702 | 16.7031 | 15.5837 | 14.3456 | 12.6124 | 3.616 | -7.9818 | -10.8921
Nechells 132kV | Hockley 132 11 (GT1A) | Hockley 132/11kv | Primary | 11 | 52.489 | -1.901 | System Transformation | Thermal headroom (MW) | 28.3398 | 26.4767 | 24.9567 | 23.2793 | 21.6719 | 20.7263 | 19.3746 | 17.8874 | 16.2028 | 14.4597 | 13.1477 | 11.6517 | 9.6006 | 7.7013 | 5.2093 | 2.9135 | -8.9447 | -14.1029 | -12.2944
Nechells 132kV | Hockley 132 11 (GT1A) | Hockley 132/11kv | Primary | 11 | 52.489 | -1.901 | WPD Best View | Thermal headroom (MW) | 27.544 | 24.0246 | 21.328 | 18.3979 | 15.2277 | 12.7428 | 9.922 | 7.1389 | 3.624 | 0.33686 | -2.0558 | -4.5886 | -6.8477 | -9.0145 | -11.3831 | -13.0808 | -15.779 | -12.4071 | -6.0212
Nechells 132kV | Nechells West 132 11 (GT1B1) | Nechells West 132/25/11kVDUMMY | Primary | 11 | 52.5064 | -1.8579 | Consumer Transformation | Thermal headroom (MW) | 96.5748 | 95.911 | 95.8113 | 95.1238 | 93.9342 | 92.3533 | 90.1152 | 87.9288 | 85.563 | 82.7182 | 80.5535 | 77.6796 | 74.2822 | 70.9582 | 67.8736 | 64.3037 | 51.6145 | 47.3188 | 46.7518
Nechells 132kV | Nechells West 132 11 (GT1B1) | Nechells West 132/25/11kVDUMMY | Primary | 11 | 52.5064 | -1.8579 | Leading the Way | Thermal headroom (MW) | 96.5563 | 95.8697 | 96.0556 | 95.5582 | 94.5368 | 93.0896 | 90.9595 | 88.7043 | 85.7889 | 82.8674 | 80.1849 | 77.1142 | 73.8108 | 70.922 | 67.7442 | 64.8835 | 57.2162 | 56.3394 | 62.6207
Nechells 132kV | Nechells West 132 11 (GT1B1) | Nechells West 132/25/11kVDUMMY | Primary | 11 | 52.5064 | -1.8579 | Steady Progression | Thermal headroom (MW) | 96.7997 | 96.8257 | 97.713 | 97.877 | 97.9852 | 97.8111 | 97.656 | 97.4783 | 97.175 | 96.8917 | 96.718 | 96.3049 | 95.3991 | 94.7197 | 93.8579 | 92.4765 | 83.7578 | 73.8131 | 71.8412
Nechells 132kV | Nechells West 132 11 (GT1B1) | Nechells West 132/25/11kVDUMMY | Primary | 11 | 52.5064 | -1.8579 | System Transformation | Thermal headroom (MW) | 96.7543 | 96.7424 | 97.4745 | 97.6208 | 97.7758 | 97.5388 | 97.1805 | 96.6661 | 96.0376 | 94.8967 | 94.2286 | 93.2548 | 91.7003 | 90.1844 | 88.0674 | 85.7192 | 73.32 | 67.3112 | 68.0378
Nechells 132kV | Nechells West 132 11 (GT1B1) | Nechells West 132/25/11kVDUMMY | Primary | 11 | 52.5064 | -1.8579 | WPD Best View | Thermal headroom (MW) | 96.5563 | 95.8697 | 96.0556 | 95.5582 | 94.5368 | 93.0896 | 90.9595 | 88.7043 | 85.7889 | 82.8674 | 80.1849 | 77.1142 | 73.8108 | 70.922 | 67.7442 | 64.8835 | 57.2162 | 56.3394 | 62.6207
Nechells 132kV | Sparkbrook 132 11 (GT1A1) | Sparkbrook 132/11kVDUMMY | Primary | 11 | 52.4611 | -1.859 | Consumer Transformation | Thermal headroom (MW) | 23.3779 | 22.3276 | 22.3406 | 21.8289 | 21.1958 | 19.9733 | 18.5535 | 17.2506 | 15.6062 | 14.3945 | 11.6731 | 7.9877 | 4.1589 | 0.3736 | -3.5374 | -7.7089 | -23.6921 | -30.5543 | -32.1031
Nechells 132kV | Sparkbrook 132 11 (GT1A1) | Sparkbrook 132/11kVDUMMY | Primary | 11 | 52.4611 | -1.859 | Leading the Way | Thermal headroom (MW) | 22.9534 | 22.2241 | 22.3396 | 21.8892 | 20.999 | 20.2322 | 18.9368 | 17.3814 | 16.0939 | 14.3418 | 10.9189 | 7.4807 | 3.7972 | 0.096958 | -3.5097 | -6.8661 | -16.9995 | -19.6866 | -14.0325
Nechells 132kV | Sparkbrook 132 11 (GT1A1) | Sparkbrook 132/11kVDUMMY | Primary | 11 | 52.4611 | -1.859 | Steady Progression | Thermal headroom (MW) | 23.5774 | 23.5529 | 24.3488 | 24.5219 | 24.6604 | 24.7609 | 24.8612 | 24.925 | 24.5887 | 24.5901 | 24.6398 | 24.5094 | 23.965 | 23.706 | 23.0272 | 22.5149 | 12.963 | 0.898 | -2.8894
Nechells 132kV | Sparkbrook 132 11 (GT1A1) | Sparkbrook 132/11kVDUMMY | Primary | 11 | 52.4611 | -1.859 | System Transformation | Thermal headroom (MW) | 23.4899 | 23.3773 | 24.0366 | 24.181 | 24.2868 | 24.3706 | 23.9462 | 23.8042 | 23.5889 | 22.9559 | 22.696 | 21.934 | 21.0494 | 20.0033 | 18.8297 | 16.2162 | 0.59353 | -7.8241 | -7.9599
Nechells 132kV | Sparkbrook 132 11 (GT1A1) | Sparkbrook 132/11kVDUMMY | Primary | 11 | 52.4611 | -1.859 | WPD Best View | Thermal headroom (MW) | 22.9534 | 22.2241 | 22.3396 | 21.8892 | 20.999 | 20.2322 | 18.9368 | 17.3814 | 16.0939 | 14.3418 | 10.9189 | 7.4807 | 3.7972 | 0.096958 | -3.5097 | -6.8661 | -16.9995 | -19.6866 | -14.0325
Nechells 132kV | Summer Lane 132 11 (GT1A) | Summer Lane 132/11kVDUMMY | Primary | 11 | 52.4872 | -1.8988 | Consumer Transformation | Thermal headroom (MW) | 80.6891 | 80.2724 | 79.9029 | 79.526 | 79.1315 | 76.9779 | 74.935 | 72.8149 | 70.6551 | 68.3151 | 67.3611 | 66.4223 | 65.1532 | 63.4271 | 61.6683 | 60.0006 | 55.8168 | 56.35 | 58.1623
Nechells 132kV | Summer Lane 132 11 (GT1A) | Summer Lane 132/11kVDUMMY | Primary | 11 | 52.4872 | -1.8988 | Leading the Way | Thermal headroom (MW) | 80.574 | 79.6269 | 79.5085 | 79.0679 | 78.5831 | 75.8073 | 73.1906 | 70.3567 | 67.3073 | 64.0635 | 62.6987 | 61.125 | 59.5774 | 58.1996 | 57.1153 | 56.2385 | 55.3497 | 57.8797 | 61.8463
Nechells 132kV | Summer Lane 132 11 (GT1A) | Summer Lane 132/11kVDUMMY | Primary | 11 | 52.4872 | -1.8988 | Steady Progression | Thermal headroom (MW) | 80.8077 | 80.5923 | 80.8864 | 80.422 | 80.2872 | 79.0212 | 78.1253 | 77.1258 | 75.9005 | 74.5889 | 74.1124 | 73.6221 | 73.0937 | 72.5204 | 71.8556 | 71.1302 | 66.9745 | 59.0813 | 57.1433
Nechells 132kV | Summer Lane 132 11 (GT1A) | Summer Lane 132/11kVDUMMY | Primary | 11 | 52.4872 | -1.8988 | System Transformation | Thermal headroom (MW) | 80.7389 | 80.4673 | 80.2999 | 80.1206 | 79.9883 | 78.2388 | 76.5649 | 74.757 | 72.8513 | 70.7064 | 69.9762 | 69.1352 | 68.1818 | 67.1902 | 66.0591 | 64.975 | 58.0648 | 55.7456 | 57.2976
Nechells 132kV | Summer Lane 132 11 (GT1A) | Summer Lane 132/11kVDUMMY | Primary | 11 | 52.4872 | -1.8988 | WPD Best View | Thermal headroom (MW) | 80.574 | 79.6269 | 79.5085 | 79.0679 | 78.5831 | 75.8073 | 73.1906 | 70.3567 | 67.2808 | 63.9161 | 62.5091 | 61.125 | 59.5774 | 58.1996 | 57.1153 | 56.2385 | 55.3497 | 57.8797 | 61.8463
Ocker Hill 132kV | Black Lake 132 11 (GT1B) | Black Lake 132/11kVDUMMY | Primary | 11 | 52.5306 | -2.0062 | Consumer Transformation | Thermal headroom (MW) | 45.5643 | 44.401 | 43.9802 | 42.7198 | 41.1302 | 37.9552 | 34.0366 | 31.1463 | 28.2094 | 25.1734 | 21.9286 | 18.1115 | 13.7397 | 10.0708 | 5.9381 | 2.2489 | -11.4554 | -14.8429 | -13.2275
Ocker Hill 132kV | Black Lake 132 11 (GT1B) | Black Lake 132/11kVDUMMY | Primary | 11 | 52.5306 | -2.0062 | Leading the Way | Thermal headroom (MW) | 45.5401 | 44.4643 | 44.2614 | 43.3867 | 42.0478 | 38.8754 | 35.7104 | 32.9488 | 30.0024 | 26.4118 | 23.2665 | 19.636 | 15.9969 | 12.2045 | 8.8953 | 5.6965 | -2.285 | -1.6916 | 5.8144
Ocker Hill 132kV | Black Lake 132 11 (GT1B) | Black Lake 132/11kVDUMMY | Primary | 11 | 52.5306 | -2.0062 | Steady Progression | Thermal headroom (MW) | 45.884 | 45.9108 | 46.9478 | 47.2145 | 47.1139 | 47.0016 | 46.908 | 46.8253 | 46.7235 | 46.5712 | 46.4607 | 45.9634 | 45.22 | 44.0039 | 43.0286 | 41.7832 | 31.5088 | 21.3387 | 19.0118
Ocker Hill 132kV | Black Lake 132 11 (GT1B) | Black Lake 132/11kVDUMMY | Primary | 11 | 52.5306 | -2.0062 | System Transformation | Thermal headroom (MW) | 45.751 | 45.712 | 46.5577 | 46.65 | 46.6027 | 46.4131 | 46.0429 | 45.6788 | 45.1858 | 44.5601 | 43.4448 | 42.275 | 40.651 | 38.5177 | 36.1249 | 33.4945 | 20.0297 | 13.9629 | 15.3416
Ocker Hill 132kV | Black Lake 132 11 (GT1B) | Black Lake 132/11kVDUMMY | Primary | 11 | 52.5306 | -2.0062 | WPD Best View | Thermal headroom (MW) | 45.751 | 45.712 | 46.5577 | 46.65 | 46.6027 | 46.4131 | 46.0429 | 45.6788 | 45.1858 | 44.5601 | 43.4448 | 42.275 | 40.651 | 38.5177 | 36.1249 | 33.4945 | 20.0297 | 13.9629 | 15.3416
Ocker Hill 132kV | Ocker Hill 132 11 (GT1) | Ocker Hill B 132/33/11kVDUMMY | Primary | 11 | 52.5412 | -2.0372 | Consumer Transformation | Thermal headroom (MW) | 24.1748 | 23.0411 | 22.9323 | 22.1566 | 20.6279 | 19.1111 | 17.2041 | 15.4163 | 13.4244 | 11.8447 | 10.386 | 6.6653 | 3.1574 | -0.20962 | -4.1306 | -7.6639 | -21.5023 | -25.6658 | -25.0558
Ocker Hill 132kV | Ocker Hill 132 11 (GT1) | Ocker Hill B 132/33/11kVDUMMY | Primary | 11 | 52.5412 | -2.0372 | Leading the Way | Thermal headroom (MW) | 24.1391 | 23.0411 | 23.1853 | 22.4606 | 20.8916 | 19.5268 | 17.7902 | 16.1651 | 14.2051 | 12.1809 | 10.1338 | 6.6221 | 3.2482 | -0.48825 | -3.8297 | -6.6515 | -14.9936 | -15.5225 | -9.6331
Ocker Hill 132kV | Ocker Hill 132 11 (GT1) | Ocker Hill B 132/33/11kVDUMMY | Primary | 11 | 52.5412 | -2.0372 | Steady Progression | Thermal headroom (MW) | 24.3991 | 24.4548 | 25.3265 | 25.4669 | 25.1273 | 25.106 | 25.1401 | 25.0928 | 24.9388 | 24.521 | 24.394 | 24.0296 | 23.6379 | 23.1092 | 22.5067 | 21.8274 | 15.3421 | 5.1165 | 2.2747
Ocker Hill 132kV | Ocker Hill 132 11 (GT1) | Ocker Hill B 132/33/11kVDUMMY | Primary | 11 | 52.5412 | -2.0372 | System Transformation | Thermal headroom (MW) | 24.3108 | 24.2877 | 25.0654 | 25.1324 | 24.5418 | 24.4862 | 24.3316 | 23.7227 | 23.2259 | 22.8735 | 22.3625 | 21.5654 | 20.7024 | 19.3731 | 18.3566 | 16.9785 | 5.0099 | -1.3445 | -0.64917
Ocker Hill 132kV | Ocker Hill 132 11 (GT1) | Ocker Hill B 132/33/11kVDUMMY | Primary | 11 | 52.5412 | -2.0372 | WPD Best View | Thermal headroom (MW) | 24.2771 | 24.1053 | 24.69 | 24.5663 | 23.7739 | 23.4542 | 22.9406 | 22.038 | 21.3512 | 20.7178 | 19.9757 | 18.9913 | 18.1404 | 16.9416 | 16.1139 | 13.8326 | 0.63167 | -5.9451 | -5.6986
Oldbury 132kV | Birchfield Lane 132 11 (GT1) | Birchfield Lane 132/11kVDUMMY | Primary | 11 | 52.4929 | -2.0221 | Consumer Transformation | Thermal headroom (MW) | 30.99 | 29.8462 | 29.1643 | 27.6684 | 26.2815 | 24.3234 | 21.5078 | 18.9666 | 16.0991 | 13.8513 | 11.8858 | 9.3042 | 5.3636 | 1.3186 | -3.1423 | -7.5697 | -26.2001 | -32.3109 | -33.3193
Oldbury 132kV | Birchfield Lane 132 11 (GT1) | Birchfield Lane 132/11kVDUMMY | Primary | 11 | 52.4929 | -2.0221 | Leading the Way | Thermal headroom (MW) | 30.9311 | 29.8151 | 29.427 | 28.0628 | 26.8842 | 25.2944 | 22.7514 | 20.1067 | 17.6963 | 15.3706 | 12.9677 | 10.1908 | 6.5559 | 2.2339 | -1.8032 | -5.4236 | -18.5235 | -20.5778 | -15.188
Oldbury 132kV | Birchfield Lane 132 11 (GT1) | Birchfield Lane 132/11kVDUMMY | Primary | 11 | 52.4929 | -2.0221 | Steady Progression | Thermal headroom (MW) | 31.2737 | 31.2125 | 31.828 | 31.8035 | 31.7198 | 31.5954 | 31.4338 | 31.2386 | 30.8611 | 30.4393 | 30.0456 | 29.0579 | 28.3092 | 27.3658 | 26.0474 | 24.9753 | 16.5772 | 6.7335 | 2.9449
Oldbury 132kV | Birchfield Lane 132 11 (GT1) | Birchfield Lane 132/11kVDUMMY | Primary | 11 | 52.4929 | -2.0221 | System Transformation | Thermal headroom (MW) | 31.1512 | 31.0032 | 31.4239 | 31.3806 | 31.1919 | 31.05 | 30.6273 | 30.1609 | 29.4228 | 28.2041 | 27.2857 | 25.7782 | 24.4684 | 22.5499 | 20.2854 | 18.4695 | 5.8201 | -2.5727 | -2.8617
Oldbury 132kV | Birchfield Lane 132 11 (GT1) | Birchfield Lane 132/11kVDUMMY | Primary | 11 | 52.4929 | -2.0221 | WPD Best View | Thermal headroom (MW) | 31.0862 | 30.7117 | 30.8453 | 30.5089 | 29.9968 | 29.3956 | 28.2599 | 27.1178 | 25.8834 | 24.3216 | 23.1902 | 21.2558 | 20.1022 | 18.5263 | 17.1891 | 15.6956 | -0.95079 | -8.2692 | -8.2368
Oldbury 132kV | Oldbury 132 11 (GT1) | Oldbury B 11kV | Primary | 11 | 52.4987 | -2.0223 | Consumer Transformation | Thermal headroom (MW) | 19.4839 | 18.7107 | 18.515 | 18.0948 | 17.6012 | 16.9351 | 16.0207 | 15.1682 | 14.1904 | 13.2258 | 12.2498 | 10.6865 | 9.3861 | 8.114 | 6.3425 | 4.963 | -0.86002 | -2.6285 | -2.3271
Oldbury 132kV | Oldbury 132 11 (GT1) | Oldbury B 11kV | Primary | 11 | 52.4987 | -2.0223 | Leading the Way | Thermal headroom (MW) | 19.4597 | 18.701 | 18.5711 | 18.1839 | 17.7403 | 17.189 | 16.3397 | 15.5542 | 14.5869 | 13.1516 | 11.9246 | 10.6508 | 9.2076 | 7.4149 | 5.9896 | 4.69 | 1.09 | 0.93343 | 3.3877
Oldbury 132kV | Oldbury 132 11 (GT1) | Oldbury B 11kV | Primary | 11 | 52.4987 | -2.0223 | Steady Progression | Thermal headroom (MW) | 19.6395 | 19.6124 | 19.8511 | 19.8769 | 19.8449 | 19.8498 | 19.8032 | 19.695 | 19.6529 | 19.2 | 19.0921 | 18.9011 | 18.597 | 18.2396 | 17.8016 | 17.3127 | 12.5795 | 7.7479 | 6.17
Oldbury 132kV | Oldbury 132 11 (GT1) | Oldbury B 11kV | Primary | 11 | 52.4987 | -2.0223 | System Transformation | Thermal headroom (MW) | 19.5675 | 19.4748 | 19.6841 | 19.6551 | 19.6132 | 19.5889 | 19.5048 | 18.9599 | 18.7061 | 18.3901 | 18.0598 | 17.5446 | 16.9599 | 15.8461 | 14.9152 | 13.5946 | 7.513 | 4.2643 | 4.2863
Oldbury 132kV | Oldbury 132 11 (GT1) | Oldbury B 11kV | Primary | 11 | 52.4987 | -2.0223 | WPD Best View | Thermal headroom (MW) | 19.5715 | 19.4749 | 19.6698 | 19.6616 | 19.5834 | 19.5173 | 19.3393 | 18.7351 | 18.4103 | 18.0141 | 17.6119 | 17.0052 | 16.3274 | 15.1287 | 14.1371 | 12.7323 | 6.5748 | 3.4324 | 3.3968
Oldbury 132kV | Tividale 132 11 (GT1A) | Tividale 132/11kVDUMMY | Primary | 11 | 52.52 | -2.0541 | Consumer Transformation | Thermal headroom (MW) | 38.369 | 37.8819 | 37.8842 | 37.2992 | 36.5867 | 35.1607 | 33.3865 | 31.2724 | 29.843 | 28.3295 | 26.8871 | 25.1084 | 23.2011 | 21.5171 | 19.6395 | 17.1612 | 10.9384 | 8.8544 | 9.8691
Oldbury 132kV | Tividale 132 11 (GT1A) | Tividale 132/11kVDUMMY | Primary | 11 | 52.52 | -2.0541 | Leading the Way | Thermal headroom (MW) | 38.3161 | 37.8712 | 37.9374 | 37.472 | 36.8542 | 35.5065 | 33.1624 | 31.7954 | 30.3406 | 28.7221 | 27.1271 | 25.5636 | 23.918 | 22.2276 | 19.905 | 18.5095 | 14.8713 | 15.4246 | 18.4431
Oldbury 132kV | Tividale 132 11 (GT1A) | Tividale 132/11kVDUMMY | Primary | 11 | 52.52 | -2.0541 | Steady Progression | Thermal headroom (MW) | 38.5206 | 38.5497 | 39.1787 | 39.3117 | 39.2824 | 39.2266 | 39.2279 | 39.231 | 39.2498 | 39.1839 | 39.1519 | 38.9719 | 38.7193 | 38.3591 | 37.2361 | 36.6847 | 32.3647 | 26.931 | 25.4049
Oldbury 132kV | Tividale 132 11 (GT1A) | Tividale 132/11kVDUMMY | Primary | 11 | 52.52 | -2.0541 | System Transformation | Thermal headroom (MW) | 38.4756 | 38.4432 | 39.0141 | 39.0286 | 39.0225 | 38.9803 | 38.8426 | 38.6962 | 38.4346 | 38.199 | 37.8212 | 36.5931 | 35.9213 | 35.1249 | 34.2026 | 33.0915 | 25.8398 | 23.3095 | 23.688
Oldbury 132kV | Tividale 132 11 (GT1A) | Tividale 132/11kVDUMMY | Primary | 11 | 52.52 | -2.0541 | WPD Best View | Thermal headroom (MW) | 38.4388 | 38.3272 | 38.734 | 38.5908 | 38.4465 | 38.1742 | 37.7703 | 36.9954 | 36.5034 | 35.9732 | 35.3826 | 34.2634 | 33.2937 | 32.3104 | 31.1163 | 29.5172 | 22.7289 | 20.0369 | 20.7238
Penn 132kV | Coseley 132 11 (GT2) | Coseley 132/11kV | Primary | 11 | 52.5519 | -2.0917 | Consumer Transformation | Thermal headroom (MW) | 25.1235 | 23.8191 | 22.9972 | 21.5437 | 19.7498 | 17.7424 | 15.0105 | 12.0484 | 9.6874 | 7.1742 | 5.2974 | 2.6065 | -0.36044 | -4.9166 | -8.8608 | -13.4617 | -29.9876 | -36.9616 | -38.2541
Penn 132kV | Coseley 132 11 (GT2) | Coseley 132/11kV | Primary | 11 | 52.5519 | -2.0917 | Leading the Way | Thermal headroom (MW) | 25.0095 | 23.7094 | 23.1069 | 21.6557 | 20.076 | 18.4561 | 15.6856 | 13.3603 | 10.7731 | 8.6616 | 6.4171 | 4.5974 | 0.80824 | -2.7382 | -6.8296 | -10.0935 | -21.1797 | -23.8519 | -19.2473
Penn 132kV | Coseley 132 11 (GT2) | Coseley 132/11kV | Primary | 11 | 52.5519 | -2.0917 | Steady Progression | Thermal headroom (MW) | 25.4301 | 25.2323 | 25.6489 | 25.4051 | 25.2679 | 25.0911 | 24.965 | 24.7071 | 24.4074 | 24.0647 | 23.7309 | 23.1403 | 22.0955 | 21.2603 | 20.0204 | 18.7004 | 11.5203 | 3.608 | -0.16074
Penn 132kV | Coseley 132 11 (GT2) | Coseley 132/11kV | Primary | 11 | 52.5519 | -2.0917 | System Transformation | Thermal headroom (MW) | 25.2698 | 24.9456 | 25.2212 | 24.8454 | 24.5786 | 24.4016 | 24.0947 | 23.5917 | 22.9882 | 21.9365 | 21.1528 | 19.7539 | 18.2185 | 16.4782 | 14.7701 | 12.7507 | 3.1237 | -5.0997 | -6.3385
Penn 132kV | Coseley 132 11 (GT2) | Coseley 132/11kV | Primary | 11 | 52.5519 | -2.0917 | WPD Best View | Thermal headroom (MW) | 25.1358 | 23.8542 | 23.0684 | 21.6467 | 19.9036 | 18.05 | 15.4077 | 12.5239 | 10.2127 | 7.7259 | 5.8417 | 3.1277 | -0.13717 | -4.7021 | -8.6327 | -13.2228 | -29.7032 | -36.6414 | -37.8052
Penn 132kV | Dudley 132 11 (GT1) | Dudley 132/11kVDUMMY | Primary | 11 | 52.5069 | -2.0997 | Consumer Transformation | Thermal headroom (MW) | 25.6111 | 24.1514 | 22.8569 | 21.4405 | 19.9485 | 18.1575 | 14.6698 | 11.8573 | 9.2235 | 6.8139 | 3.7999 | -0.82345 | -5.9488 | -10.7275 | -15.8799 | -20.8205 | -39.2516 | -46.251 | -46.9419
Penn 132kV | Dudley 132 11 (GT1) | Dudley 132/11kVDUMMY | Primary | 11 | 52.5069 | -2.0997 | Leading the Way | Thermal headroom (MW) | 25.5239 | 24.1313 | 22.988 | 21.7513 | 20.5696 | 18.651 | 15.8822 | 13.3225 | 10.8255 | 8.0186 | 4.4885 | 0.18655 | -4.0936 | -9.0282 | -13.2131 | -17.5689 | -29.419 | -31.7913 | -25.2269
Penn 132kV | Dudley 132 11 (GT1) | Dudley 132/11kVDUMMY | Primary | 11 | 52.5069 | -2.0997 | Steady Progression | Thermal headroom (MW) | 25.9591 | 25.8632 | 26.2049 | 26.2181 | 26.2376 | 26.1335 | 25.9403 | 25.7895 | 25.6124 | 25.3904 | 25.0659 | 24.4518 | 23.7405 | 22.4615 | 21.5114 | 20.4014 | 11.4897 | -2.2475 | -7.0615
Penn 132kV | Dudley 132 11 (GT1) | Dudley 132/11kVDUMMY | Primary | 11 | 52.5069 | -2.0997 | System Transformation | Thermal headroom (MW) | 25.7907 | 25.5813 | 25.6288 | 25.5237 | 25.467 | 25.3537 | 24.8021 | 24.3111 | 23.7636 | 23.063 | 21.8801 | 20.7836 | 19.5286 | 17.6257 | 15.7817 | 13.8443 | -1.7831 | -11.0494 | -11.4272
Penn 132kV | Dudley 132 11 (GT1) | Dudley 132/11kVDUMMY | Primary | 11 | 52.5069 | -2.0997 | WPD Best View | Thermal headroom (MW) | 25.6356 | 24.2733 | 23.0798 | 21.7699 | 20.4199 | 18.789 | 15.6491 | 13.0424 | 10.5738 | 8.2773 | 5.0696 | 0.65129 | -4.2838 | -8.8767 | -13.8573 | -18.619 | -36.5958 | -43.5594 | -44.0486
Penn 132kV | Hinksford 132 33 | Hinksford 132 33 | Bulk Supply Point | 33 | 52.506 | -2.1938 | Consumer Transformation | Thermal headroom (MW) | -20.749 | -21.8278 | -22.6894 | -24.4636 | -26.6039 | -29.4527 | -33.2366 | -37.0259 | -40.7627 | -44.1317 | -47.4156 | -51.3615 | -55.6278 | -59.1295 | -62.4311 | -66.0183 | -79.9736 | -85.1732 | -85.0937
Penn 132kV | Hinksford 132 33 | Hinksford 132 33 | Bulk Supply Point | 33 | 52.506 | -2.1938 | Leading the Way | Thermal headroom (MW) | -20.7848 | -21.7972 | -22.1999 | -23.7506 | -25.5503 | -27.9271 | -31.532 | -34.7951 | -38.5168 | -42.0136 | -45.7187 | -49.7446 | -53.086 | -56.061 | -59.154 | -62.602 | -72.5278 | -73.2026 | -67.2419
Penn 132kV | Hinksford 132 33 | Hinksford 132 33 | Bulk Supply Point | 33 | 52.506 | -2.1938 | Steady Progression | Thermal headroom (MW) | -20.4744 | -20.5314 | -20.0327 | -20.0061 | -20.1914 | -20.7661 | -21.4988 | -22.2396 | -23.0153 | -23.8402 | -24.7732 | -26.0647 | -27.5107 | -29.1573 | -31.2106 | -33.3736 | -46.3908 | -57.3875 | -61.006
Penn 132kV | Hinksford 132 33 | Hinksford 132 33 | Bulk Supply Point | 33 | 52.506 | -2.1938 | System Transformation | Thermal headroom (MW) | -20.5945 | -20.687 | -20.3193 | -20.3549 | -20.6464 | -21.2249 | -22.2234 | -23.3033 | -24.5776 | -25.9747 | -27.6174 | -29.9445 | -32.5129 | -35.0114 | -38.4852 | -41.5968 | -56.7178 | -62.9746 | -62.7732
Penn 132kV | Hinksford 132 33 | Hinksford 132 33 | Bulk Supply Point | 33 | 52.506 | -2.1938 | WPD Best View | Thermal headroom (MW) | -20.7213 | -21.6326 | -22.0275 | -23.1917 | -24.7637 | -26.915 | -30.2909 | -33.2168 | -36.5214 | -39.6278 | -42.6012 | -46.0014 | -49.7829 | -53.0784 | -56.7646 | -59.9446 | -71.7822 | -76.8325 | -75.1215
Penn 132kV | Hinksford 132 33 | Hinksford 132/33/11kVDUMMY | Primary | 11 | 52.506 | -2.1938 | Consumer Transformation | Thermal headroom (MW) | 11.82 | 10.7296 | 9.8239 | 8.5821 | 7.2191 | 5.4167 | 2.584 | -0.45889 | -3.5541 | -6.3845 | -9.2403 | -12.8374 | -17.1386 | -20.669 | -24.2505 | -28.4829 | -41.8732 | -46.7351 | -47.1302
Penn 132kV | Hinksford 132 33 | Hinksford 132/33/11kVDUMMY | Primary | 11 | 52.506 | -2.1938 | Leading the Way | Thermal headroom (MW) | 11.7894 | 10.7571 | 10.1574 | 9.0563 | 7.8652 | 6.3677 | 3.4252 | 0.87612 | -2.3068 | -5.3014 | -8.5135 | -12.4749 | -15.772 | -19.0981 | -23.0859 | -25.8808 | -34.4329 | -35.8163 | -31.3779
Penn 132kV | Hinksford 132 33 | Hinksford 132/33/11kVDUMMY | Primary | 11 | 52.506 | -2.1938 | Steady Progression | Thermal headroom (MW) | 12.0733 | 11.9709 | 12.2132 | 12.141 | 12.0382 | 11.8316 | 11.4864 | 11.1735 | 10.8588 | 10.4735 | 9.9272 | 9.0969 | 8.1911 | 7.1833 | 5.7145 | 4.1709 | -4.8821 | -15.2403 | -18.6798
Penn 132kV | Hinksford 132 33 | Hinksford 132/33/11kVDUMMY | Primary | 11 | 52.506 | -2.1938 | System Transformation | Thermal headroom (MW) | 11.9735 | 11.8189 | 11.9921 | 11.8549 | 11.6496 | 11.478 | 10.9108 | 10.2988 | 9.6252 | 8.8617 | 7.8457 | 6.1773 | 4.3896 | 2.8471 | 0.17944 | -1.9223 | -15.2225 | -22.4626 | -22.8238
Penn 132kV | Hinksford 132 33 | Hinksford 132/33/11kVDUMMY | Primary | 11 | 52.506 | -2.1938 | WPD Best View | Thermal headroom (MW) | 11.8148 | 10.8335 | 10.1484 | 9.0384 | 7.8622 | 6.3253 | 3.3107 | 0.80282 | -2.2085 | -5.0078 | -7.8385 | -11.1752 | -14.964 | -18.3086 | -22.4517 | -26.0309 | -38.236 | -42.4279 | -41.5289
Penn 132kV | Lye 132 11 (GT1) | Lye 11kV DUMMY | Primary | 11 | 52.4594 | -2.1224 | Consumer Transformation | Thermal headroom (MW) | 11.7365 | 10.1147 | 8.9955 | 7.3542 | 4.8412 | 1.9979 | -1.7881 | -5.2562 | -8.6234 | -12.0535 | -14.6892 | -17.8079 | -21.3062 | -26.9012 | -32.3467 | -38.0683 | -58.9747 | -67.0467 | -68.3487
Penn 132kV | Lye 132 11 (GT1) | Lye 11kV DUMMY | Primary | 11 | 52.4594 | -2.1224 | Leading the Way | Thermal headroom (MW) | 11.6772 | 10.116 | 9.3554 | 7.9067 | 5.908 | 3.4845 | 0.13517 | -2.8906 | -6.4677 | -9.5616 | -12.2381 | -14.6456 | -19.1758 | -23.971 | -29.1436 | -33.6292 | -47.2925 | -50.5203 | -43.5252
Penn 132kV | Lye 132 11 (GT1) | Lye 11kV DUMMY | Primary | 11 | 52.4594 | -2.1224 | Steady Progression | Thermal headroom (MW) | 12.108 | 11.8933 | 12.4098 | 12.2974 | 12.1301 | 11.8246 | 11.4905 | 10.9396 | 10.3325 | 9.6674 | 9.0263 | 8.0379 | 6.5543 | 5.2416 | 3.7885 | 1.852 | -7.8806 | -17.3097 | -21.5857
Penn 132kV | Lye 132 11 (GT1) | Lye 11kV DUMMY | Primary | 11 | 52.4594 | -2.1224 | System Transformation | Thermal headroom (MW) | 11.9704 | 11.6181 | 11.9818 | 11.784 | 11.5083 | 11.1668 | 10.5996 | 9.7648 | 8.7049 | 7.158 | 5.8497 | 4.2289 | 1.994 | -0.10542 | -2.6317 | -5.0498 | -16.3666 | -26.4789 | -26.9169
Penn 132kV | Lye 132 11 (GT1) | Lye 11kV DUMMY | Primary | 11 | 52.4594 | -2.1224 | WPD Best View | Thermal headroom (MW) | 11.8118 | 10.3971 | 9.5645 | 8.2174 | 6.3233 | 4.1133 | 0.99045 | -1.8769 | -4.7588 | -7.8455 | -10.3527 | -13.4217 | -17.4619 | -22.5984 | -27.6334 | -33.0137 | -53.611 | -62.2038 | -63.4675
Penn 132kV | Wolverhampton West 132 33 | Wolverhampton West 132 33 | Bulk Supply Point | 33 | 52.5738 | -2.1856 | Consumer Transformation | Thermal headroom (MW) | 83.9267 | 82.5077 | 81.1941 | 79.4378 | 77.2207 | 74.6537 | 71.3089 | 67.7287 | 64.4955 | 61.4962 | 59.0263 | 56.2085 | 53.5711 | 51.3455 | 49.628 | 47.8017 | 39.5663 | 34.8601 | 34.5901
Penn 132kV | Wolverhampton West 132 33 | Wolverhampton West 132 33 | Bulk Supply Point | 33 | 52.5738 | -2.1856 | Leading the Way | Thermal headroom (MW) | 83.8981 | 82.5858 | 81.5255 | 79.9035 | 78.207 | 76.0725 | 72.874 | 69.8964 | 66.7212 | 63.5863 | 60.805 | 58.3739 | 56.4435 | 55.1886 | 54.1115 | 53.0347 | 45.3971 | 44.359 | 48.3214
Penn 132kV | Wolverhampton West 132 33 | Wolverhampton West 132 33 | Bulk Supply Point | 33 | 52.5738 | -2.1856 | Steady Progression | Thermal headroom (MW) | 84.3041 | 84.0262 | 84.1126 | 83.7942 | 83.2725 | 82.6935 | 81.9847 | 81.1291 | 80.1874 | 79.2237 | 78.3335 | 76.9506 | 75.4814 | 73.8216 | 71.6956 | 69.7205 | 58.9286 | 52.5436 | 49.5897
Penn 132kV | Wolverhampton West 132 33 | Wolverhampton West 132 33 | Bulk Supply Point | 33 | 52.5738 | -2.1856 | System Transformation | Thermal headroom (MW) | 84.1823 | 83.8201 | 83.7661 | 83.2636 | 82.7437 | 82.0897 | 81.0959 | 79.8453 | 78.4031 | 76.6978 | 75.001 | 72.6396 | 70.2782 | 67.5212 | 64.5191 | 61.7582 | 51.6197 | 48.736 | 48.7288
Penn 132kV | Wolverhampton West 132 33 | Wolverhampton West 132 33 | Bulk Supply Point | 33 | 52.5738 | -2.1856 | WPD Best View | Thermal headroom (MW) | 84.0081 | 82.8296 | 81.9776 | 80.4829 | 78.9939 | 77.1307 | 74.5291 | 71.7767 | 68.9688 | 66.167 | 63.7052 | 60.6364 | 58.3418 | 56.1002 | 54.2107 | 52.0307 | 43.4795 | 40.3496 | 41.7307
Penn 132kV | Wolverhampton West 132 33 | PATTINGHAM 33 11kV S STN | Primary | 11 | 52.5899 | -2.2589 | Consumer Transformation | Thermal headroom (MW) | 0.2356 | -0.079901 | -0.478 | -0.93668 | -1.5169 | -2.2159 | -3.0221 | -3.8669 | -4.7019 | -5.4767 | -6.1083 | -6.7568 | -7.3191 | -7.7868 | -8.1326 | -8.3956 | -9.3755 | -10.2311 | -10.2302
Penn 132kV | Wolverhampton West 132 33 | PATTINGHAM 33 11kV S STN | Primary | 11 | 52.5899 | -2.2589 | Leading the Way | Thermal headroom (MW) | 0.24681 | -0.038965 | -0.35334 | -0.77444 | -1.2537 | -1.8269 | -2.4962 | -3.2481 | -4.0629 | -4.8796 | -5.5749 | -6.2009 | -6.7055 | -7.0238 | -7.1742 | -7.1979 | -8.7792 | -8.6734 | -7.5302
Penn 132kV | Wolverhampton West 132 33 | PATTINGHAM 33 11kV S STN | Primary | 11 | 52.5899 | -2.2589 | Steady Progression | Thermal headroom (MW) | 0.32563 | 0.20742 | 0.1018 | -0.060803 | -0.26075 | -0.5139 | -0.79644 | -1.1002 | -1.4285 | -1.7597 | -2.0839 | -2.4895 | -2.9721 | -3.518 | -4.12 | -4.7692 | -8.0885 | -9.4315 | -10.0339
Penn 132kV | Wolverhampton West 132 33 | PATTINGHAM 33 11kV S STN | Primary | 11 | 52.5899 | -2.2589 | System Transformation | Thermal headroom (MW) | 0.31813 | 0.19671 | 0.068694 | -0.11326 | -0.31967 | -0.58 | -0.90119 | -1.2748 | -1.7055 | -2.1806 | -2.7296 | -3.3892 | -4.145 | -4.9808 | -5.8626 | -6.7088 | -9.5505 | -9.98 | -9.9114
Penn 132kV | Wolverhampton West 132 33 | PATTINGHAM 33 11kV S STN | Primary | 11 | 52.5899 | -2.2589 | WPD Best View | Thermal headroom (MW) | 0.27791 | 0.057387 | -0.17153 | -0.48415 | -0.83863 | -1.2682 | -1.7788 | -2.3238 | -2.9696 | -3.6488 | -4.2859 | -4.9433 | -5.5764 | -6.1602 | -6.6741 | -7.1067 | -8.6795 | -8.8987 | -8.3398
Penn 132kV | Wolverhampton West 132 33 | Wolverhampton West 132/33/11kVDUMMY | Primary | 11 | 52.5738 | -2.1856 | Consumer Transformation | Thermal headroom (MW) | 13.5212 | 12.1464 | 11.2694 | 9.9614 | 8.3854 | 6.4195 | 3.4675 | 0.39889 | -2.2231 | -4.6442 | -6.7882 | -9.5798 | -12.0653 | -14.3084 | -16.0001 | -18.1091 | -29.353 | -34.7489 | -35.4559
Penn 132kV | Wolverhampton West 132 33 | Wolverhampton West 132/33/11kVDUMMY | Primary | 11 | 52.5738 | -2.1856 | Leading the Way | Thermal headroom (MW) | 13.4474 | 12.1538 | 11.5768 | 10.4349 | 9.2451 | 7.6179 | 4.6116 | 2.2302 | -0.27926 | -2.7177 | -5.2216 | -7.1542 | -8.7205 | -9.7354 | -10.8964 | -12.077 | -20.3758 | -23.0039 | -20.2148
Penn 132kV | Wolverhampton West 132 33 | Wolverhampton West 132/33/11kVDUMMY | Primary | 11 | 52.5738 | -2.1856 | Steady Progression | Thermal headroom (MW) | 13.8664 | 13.8282 | 14.4066 | 14.4489 | 14.4707 | 14.4449 | 14.3492 | 14.0389 | 13.6832 | 13.3087 | 12.953 | 12.2129 | 11.3934 | 10.4558 | 9.0793 | 7.9903 | 1.0065 | -5.0428 | -7.9052
Penn 132kV | Wolverhampton West 132 33 | Wolverhampton West 132/33/11kVDUMMY | Primary | 11 | 52.5738 | -2.1856 | System Transformation | Thermal headroom (MW) | 13.6889 | 13.5129 | 13.9245 | 13.8591 | 13.7712 | 13.6501 | 13.222 | 12.5139 | 11.689 | 10.7798 | 9.7897 | 8.167 | 6.7554 | 4.855 | 2.9599 | 1.136 | -5.8438 | -9.5949 | -9.7735
Penn 132kV | Wolverhampton West 132 33 | Wolverhampton West 132/33/11kVDUMMY | Primary | 11 | 52.5738 | -2.1856 | WPD Best View | Thermal headroom (MW) | 13.5301 | 12.1566 | 11.3966 | 10.1381 | 8.7407 | 6.9317 | 4.0948 | 1.1476 | -1.4237 | -3.8466 | -5.9646 | -8.9327 | -10.8518 | -12.8874 | -14.3293 | -16.549 | -26.9694 | -31.9799 | -31.8086
Penn 132kV | Woodside 132 11 (GT1A) | Woodside 132/11kVDUMMY | Primary | 11 | 52.4897 | -2.1174 | Consumer Transformation | Thermal headroom (MW) | 31.4302 | 30.273 | 29.3377 | 28.1367 | 26.6586 | 24.2504 | 21.2731 | 18.2646 | 15.3696 | 12.6177 | 9.9615 | 6.4186 | 2.8468 | -0.614 | -3.8338 | -7.2249 | -18.5012 | -21.2664 | -19.8028
Penn 132kV | Woodside 132 11 (GT1A) | Woodside 132/11kVDUMMY | Primary | 11 | 52.4897 | -2.1174 | Leading the Way | Thermal headroom (MW) | 31.2988 | 30.1167 | 29.2031 | 28.0177 | 26.6186 | 24.4798 | 21.4411 | 18.8974 | 16.045 | 13.1774 | 9.8446 | 6.6015 | 3.1435 | 0.046023 | -3.2921 | -5.901 | -12.8454 | -11.4288 | -5.5337
Penn 132kV | Woodside 132 11 (GT1A) | Woodside 132/11kVDUMMY | Primary | 11 | 52.4897 | -2.1174 | Steady Progression | Thermal headroom (MW) | 31.792 | 31.5273 | 31.7112 | 31.6278 | 31.3561 | 31.0054 | 30.7055 | 30.3385 | 29.9453 | 29.533 | 29.0827 | 28.4276 | 27.6588 | 26.6885 | 25.2158 | 23.9003 | 13.5127 | 3.196 | 0.49952
Penn 132kV | Woodside 132 11 (GT1A) | Woodside 132/11kVDUMMY | Primary | 11 | 52.4897 | -2.1174 | System Transformation | Thermal headroom (MW) | 31.6204 | 31.1749 | 31.1425 | 30.9156 | 30.5617 | 30.2671 | 29.7215 | 29.0851 | 28.2681 | 27.4297 | 26.4504 | 24.7691 | 23.208 | 21.0017 | 18.5805 | 15.9263 | 2.5048 | -3.534 | -2.6768
Penn 132kV | Woodside 132 11 (GT1A) | Woodside 132/11kVDUMMY | Primary | 11 | 52.4897 | -2.1174 | WPD Best View | Thermal headroom (MW) | 31.4504 | 30.3796 | 29.5489 | 28.4861 | 27.1263 | 25.0435 | 22.4333 | 19.6993 | 17.1251 | 14.6122 | 12.2392 | 8.9296 | 5.9628 | 2.6626 | -0.69498 | -4.0074 | -15.4492 | -18.9178 | -16.9511
Port Ham 132kV | Castle Meads 132 33 | Castle Meads 132 33 | Bulk Supply Point | 33 | 51.868 | -2.2572 | Consumer Transformation | Thermal headroom (MW) | 122.7696 | 121.4617 | 120.1436 | 118.6001 | 116.9345 | 114.8391 | 112.3613 | 109.6819 | 107.4943 | 105.1487 | 102.9861 | 100.2217 | 97.4346 | 94.6285 | 91.7083 | 88.6054 | 77.4329 | 73.7108 | 74.0786
Port Ham 132kV | Castle Meads 132 33 | Castle Meads 132 33 | Bulk Supply Point | 33 | 51.868 | -2.2572 | Leading the Way | Thermal headroom (MW) | 122.6655 | 121.1337 | 119.6978 | 118.4089 | 116.8223 | 114.9938 | 112.4188 | 110.2615 | 108.0426 | 105.525 | 103.371 | 100.8606 | 98.4325 | 95.7425 | 92.8613 | 90.5912 | 82.8601 | 82.5364 | 86.7072
Port Ham 132kV | Castle Meads 132 33 | Castle Meads 132 33 | Bulk Supply Point | 33 | 51.868 | -2.2572 | Steady Progression | Thermal headroom (MW) | 123.0317 | 122.6726 | 122.5323 | 122.0036 | 121.2467 | 120.8003 | 120.3514 | 119.8195 | 119.226 | 118.4485 | 117.8498 | 117.0012 | 116.0499 | 115.0692 | 113.6687 | 112.4159 | 104.2198 | 95.8332 | 93.1398
Port Ham 132kV | Castle Meads 132 33 | Castle Meads 132 33 | Bulk Supply Point | 33 | 51.868 | -2.2572 | System Transformation | Thermal headroom (MW) | 122.8983 | 122.3863 | 121.8557 | 121.0729 | 120.4399 | 119.914 | 119.2837 | 118.3295 | 117.359 | 116.277 | 115.2189 | 113.6235 | 112.1302 | 110.4501 | 108.6501 | 106.4601 | 95.1245 | 90.2789 | 90.1233
Port Ham 132kV | Castle Meads 132 33 | Castle Meads 132 33 | Bulk Supply Point | 33 | 51.868 | -2.2572 | WPD Best View | Thermal headroom (MW) | 123.0317 | 122.6726 | 122.5323 | 122.0036 | 121.2467 | 120.8003 | 120.3514 | 119.8195 | 119.226 | 118.4485 | 117.8498 | 117.0012 | 116.0499 | 115.0692 | 113.6687 | 112.4159 | 104.2198 | 95.8332 | 93.1398
Port Ham 132kV | Castle Meads 132 33 | BROCKWORTH 33 11kV S STN | Primary | 11 | 51.8451 | -2.167 | Consumer Transformation | Thermal headroom (MW) | 14.4439 | 13.41 | 12.6423 | 11.8053 | 10.555 | 8.9773 | 7.1303 | 5.0321 | 3.3001 | 1.7666 | 0.57894 | -1.1814 | -2.3768 | -3.5502 | -4.8492 | -5.9529 | -12.9238 | -15.8254 | -15.5886
Port Ham 132kV | Castle Meads 132 33 | BROCKWORTH 33 11kV S STN | Primary | 11 | 51.8451 | -2.167 | Leading the Way | Thermal headroom (MW) | 14.3796 | 13.2608 | 12.5695 | 11.7707 | 10.5762 | 9.1702 | 7.2017 | 5.6082 | 3.9366 | 2.0501 | 0.93955 | -0.084687 | -0.98827 | -2.0175 | -2.7764 | -3.3173 | -9.9158 | -10.5733 | -8.1866
Port Ham 132kV | Castle Meads 132 33 | BROCKWORTH 33 11kV S STN | Primary | 11 | 51.8451 | -2.167 | Steady Progression | Thermal headroom (MW) | 14.6254 | 14.4157 | 14.3267 | 14.0543 | 13.6621 | 13.3021 | 12.8963 | 12.4317 | 11.9216 | 11.0327 | 10.5764 | 9.8819 | 9.2009 | 8.4241 | 7.2425 | 6.349 | 0.32151 | -3.282 | -4.8164
Port Ham 132kV | Castle Meads 132 33 | BROCKWORTH 33 11kV S STN | Primary | 11 | 51.8451 | -2.167 | System Transformation | Thermal headroom (MW) | 14.5394 | 14.2519 | 13.9638 | 13.696 | 13.2059 | 12.7988 | 12.2901 | 11.3407 | 10.6122 | 9.8138 | 9.0113 | 7.5659 | 6.5182 | 5.0099 | 3.885 | 2.4646 | -4.3626 | -6.2413 | -6.5405
Port Ham 132kV | Castle Meads 132 33 | BROCKWORTH 33 11kV S STN | Primary | 11 | 51.8451 | -2.167 | WPD Best View | Thermal headroom (MW) | 14.6254 | 14.4157 | 14.3267 | 14.0543 | 13.6621 | 13.3021 | 12.8963 | 12.4317 | 11.9216 | 11.0327 | 10.5764 | 9.8819 | 9.2009 | 8.4241 | 7.2425 | 6.349 | 0.32151 | -3.282 | -4.8164
Port Ham 132kV | Castle Meads 132 33 | COMMERCIAL RD 33 11kV S STN | Primary | 11 | 51.8645 | -2.2501 | Consumer Transformation | Thermal headroom (MW) | 20.3719 | 18.5001 | 17.0534 | 15.5246 | 13.9187 | 11.9964 | 9.6444 | 6.4469 | 4.3576 | 2.4859 | 0.54919 | -2.5881 | -6.3916 | -10.2321 | -14.5384 | -19.1245 | -33.9332 | -38.5133 | -38.1299
Port Ham 132kV | Castle Meads 132 33 | COMMERCIAL RD 33 11kV S STN | Primary | 11 | 51.8645 | -2.2501 | Leading the Way | Thermal headroom (MW) | 20.1903 | 18.1986 | 16.9469 | 15.5232 | 14.168 | 12.6455 | 9.9361 | 7.6451 | 5.6765 | 3.0826 | 1.503 | -2.2927 | -6.1631 | -10.4436 | -14.7009 | -18.2457 | -27.65 | -27.6629 | -22.3703
Port Ham 132kV | Castle Meads 132 33 | COMMERCIAL RD 33 11kV S STN | Primary | 11 | 51.8645 | -2.2501 | Steady Progression | Thermal headroom (MW) | 20.7948 | 20.3697 | 20.5817 | 20.2357 | 19.888 | 19.7096 | 19.4115 | 18.8781 | 18.4283 | 17.6174 | 17.1612 | 16.0343 | 15.1588 | 14.1819 | 12.3719 | 11.0008 | 1.3811 | -12.7071 | -17.8344
Port Ham 132kV | Castle Meads 132 33 | COMMERCIAL RD 33 11kV S STN | Primary | 11 | 51.8645 | -2.2501 | System Transformation | Thermal headroom (MW) | 20.5586 | 19.9124 | 19.8472 | 19.33 | 18.8802 | 18.6644 | 18.143 | 16.8034 | 15.56 | 14.6206 | 13.6284 | 11.5404 | 9.6873 | 7.6876 | 5.6507 | 2.9758 | -13.9875 | -22.7589 | -23.7653
Port Ham 132kV | Castle Meads 132 33 | COMMERCIAL RD 33 11kV S STN | Primary | 11 | 51.8645 | -2.2501 | WPD Best View | Thermal headroom (MW) | 20.7948 | 20.3697 | 20.5817 | 20.2357 | 19.888 | 19.7096 | 19.4115 | 18.8781 | 18.4283 | 17.6174 | 17.1612 | 16.0343 | 15.1588 | 14.1819 | 12.3719 | 11.0008 | 1.3811 | -12.7071 | -17.8344
Port Ham 132kV | Castle Meads 132 33 | ROTOL 33 11kV S STN | Primary | 11 | 51.8975 | -2.1785 | Consumer Transformation | Thermal headroom (MW) | 19.1779 | 18.1028 | 16.7062 | 15.302 | 14.0217 | 11.6411 | 9.1649 | 6.346 | 4.0696 | 2.0275 | 0.021872 | -1.7493 | -3.2223 | -4.5597 | -6.2654 | -8.4307 | -14.0797 | -15.2971 | -13.9306
Port Ham 132kV | Castle Meads 132 33 | ROTOL 33 11kV S STN | Primary | 11 | 51.8975 | -2.1785 | Leading the Way | Thermal headroom (MW) | 19.1011 | 17.8639 | 16.1138 | 14.6038 | 13.2914 | 11.0578 | 8.3118 | 5.8829 | 3.6147 | 1.634 | -0.22964 | -1.2988 | -1.961 | -3.1557 | -5.1885 | -6.3046 | -9.2872 | -8.6803 | -6.4733
Port Ham 132kV | Castle Meads 132 33 | ROTOL 33 11kV S STN | Primary | 11 | 51.8975 | -2.1785 | Steady Progression | Thermal headroom (MW) | 19.3486 | 18.8577 | 18.2687 | 17.6624 | 17.0176 | 16.42 | 15.8883 | 15.2167 | 14.4788 | 13.7759 | 12.9483 | 12.1629 | 11.3751 | 10.425 | 9.0874 | 8.1695 | 4.269 | 1.6118 | 0.76674
Port Ham 132kV | Castle Meads 132 33 | ROTOL 33 11kV S STN | Primary | 11 | 51.8975 | -2.1785 | System Transformation | Thermal headroom (MW) | 19.2512 | 18.5711 | 17.6483 | 16.7223 | 16.0086 | 15.293 | 14.511 | 13.6012 | 12.5476 | 11.5276 | 10.2532 | 8.7599 | 7.6208 | 6.3495 | 5.1242 | 4.1592 | 0.59541 | 0.051937 | 0.6381
Port Ham 132kV | Castle Meads 132 33 | ROTOL 33 11kV S STN | Primary | 11 | 51.8975 | -2.1785 | WPD Best View | Thermal headroom (MW) | 19.3486 | 18.8577 | 18.2687 | 17.6624 | 17.0176 | 16.42 | 15.8883 | 15.2167 | 14.4788 | 13.7759 | 12.9483 | 12.1629 | 11.3751 | 10.425 | 9.0874 | 8.1695 | 4.269 | 1.6118 | 0.76674
Port Ham 132kV | Castle Meads 132 33 | TUFFLEY 33 11kV S STN | Primary | 11 | 51.8372 | -2.2621 | Consumer Transformation | Thermal headroom (MW) | 8.0777 | 7.1221 | 5.879 | 4.0922 | 2.3212 | 0.63686 | -1.5921 | -3.4381 | -5.2247 | -7.9805 | -10.5488 | -13.8338 | -17.6453 | -21.6196 | -25.2677 | -29.1552 | -42.5985 | -47.1745 | -47.5901
Port Ham 132kV | Castle Meads 132 33 | TUFFLEY 33 11kV S STN | Primary | 11 | 51.8372 | -2.2621 | Leading the Way | Thermal headroom (MW) | 7.9938 | 6.6547 | 5.151 | 4.1009 | 2.3952 | 0.9927 | -0.99803 | -2.614 | -4.6265 | -7.1825 | -10.1063 | -13.5934 | -17.2353 | -20.8908 | -24.7604 | -28.1393 | -36.7596 | -37.4899 | -32.1962
Port Ham 132kV | Castle Meads 132 33 | TUFFLEY 33 11kV S STN | Primary | 11 | 51.8372 | -2.2621 | Steady Progression | Thermal headroom (MW) | 8.3046 | 8.0677 | 8.0849 | 7.4591 | 6.3146 | 5.9261 | 5.5914 | 5.3067 | 4.8933 | 4.4978 | 4.0858 | 3.5109 | 2.4861 | 1.6531 | 0.74644 | -0.5815 | -10.3473 | -21.7548 | -24.7093
Port Ham 132kV | Castle Meads 132 33 | TUFFLEY 33 11kV S STN | Primary | 11 | 51.8372 | -2.2621 | System Transformation | Thermal headroom (MW) | 8.2019 | 7.8583 | 7.3358 | 6.2923 | 5.7233 | 5.2598 | 4.8087 | 4.3971 | 3.7665 | 2.6904 | 1.9128 | 0.97392 | -0.47494 | -1.816 | -3.9253 | -6.7355 | -21.2554 | -28.4807 | -28.5391
Port Ham 132kV | Castle Meads 132 33 | TUFFLEY 33 11kV S STN | Primary | 11 | 51.8372 | -2.2621 | WPD Best View | Thermal headroom (MW) | 8.3046 | 8.0677 | 8.0849 | 7.4591 | 6.3146 | 5.9261 | 5.5914 | 5.3067 | 4.8933 | 4.4978 | 4.0858 | 3.5109 | 2.4861 | 1.6531 | 0.74644 | -0.5815 | -10.3473 | -21.7548 | -24.7093
Port Ham 132kV | Cheltenham 132 11 (GT3) | Cheltenham 132/66/11kVDUMMY | Primary | 11 | 51.9096 | -2.1206 | Consumer Transformation | Thermal headroom (MW) | 26.8039 | 26.0673 | 25.2709 | 23.9946 | 22.8289 | 21.153 | 19.3373 | 17.2133 | 15.4084 | 13.7337 | 12.229 | 10.3939 | 7.5781 | 4.264 | 0.74596 | -3.4219 | -16.1765 | -20.9924 | -20.751
Port Ham 132kV | Cheltenham 132 11 (GT3) | Cheltenham 132/66/11kVDUMMY | Primary | 11 | 51.9096 | -2.1206 | Leading the Way | Thermal headroom (MW) | 26.7858 | 26.0563 | 25.2554 | 23.851 | 22.7173 | 21.0472 | 19.1136 | 17.5585 | 15.7667 | 14.1042 | 12.5893 | 10.6779 | 7.73 | 4.3411 | 0.54158 | -3.2052 | -13.3306 | -13.4172 | -9.0989
Port Ham 132kV | Cheltenham 132 11 (GT3) | Cheltenham 132/66/11kVDUMMY | Primary | 11 | 51.9096 | -2.1206 | Steady Progression | Thermal headroom (MW) | 26.9891 | 26.9603 | 27.1236 | 26.7576 | 26.5444 | 26.1385 | 26.0054 | 25.84 | 25.542 | 25.292 | 24.9774 | 24.3358 | 23.5615 | 22.6098 | 21.1848 | 19.8883 | 14.2956 | 6.1964 | 2.5373
Port Ham 132kV | Cheltenham 132 11 (GT3) | Cheltenham 132/66/11kVDUMMY | Primary | 11 | 51.9096 | -2.1206 | System Transformation | Thermal headroom (MW) | 26.9168 | 26.8177 | 26.7223 | 26.1543 | 25.7852 | 25.2325 | 24.9021 | 24.4965 | 23.9183 | 23.3392 | 22.5801 | 21.1326 | 19.8715 | 18.3355 | 16.7475 | 14.9302 | 4.3117 | -1.4925 | -1.6103
Port Ham 132kV | Cheltenham 132 11 (GT3) | Cheltenham 132/66/11kVDUMMY | Primary | 11 | 51.9096 | -2.1206 | WPD Best View | Thermal headroom (MW) | 26.9891 | 26.9603 | 27.1236 | 26.7576 | 26.5444 | 26.1385 | 26.0054 | 25.84 | 25.542 | 25.292 | 24.9774 | 24.3358 | 23.5615 | 22.6098 | 21.1848 | 19.8883 | 14.2956 | 6.1964 | 2.5373
Port Ham 132kV | Cheltenham 132 66 | Cheltenham 132 66 | Bulk Supply Point | 66 | 51.9096 | -2.1206 | Consumer Transformation | Thermal headroom (MW) | 29.3108 | 28.6445 | 28.248 | 27.4293 | 26.6244 | 25.5584 | 24.2094 | 22.6924 | 21.4202 | 20.281 | 19.3244 | 18.0219 | 16.896 | 15.5603 | 14.2739 | 13.023 | 8.6555 | 6.8365 | 7.1598
Port Ham 132kV | Cheltenham 132 66 | Cheltenham 132 66 | Bulk Supply Point | 66 | 51.9096 | -2.1206 | Leading the Way | Thermal headroom (MW) | 29.2821 | 28.6383 | 28.3293 | 27.5286 | 26.8491 | 25.9743 | 24.541 | 23.3606 | 22.1043 | 20.8149 | 19.7437 | 18.8552 | 17.7533 | 16.6575 | 15.6603 | 15.0413 | 11.5778 | 11.5799 | 13.7941
Port Ham 132kV | Cheltenham 132 66 | Cheltenham 132 66 | Bulk Supply Point | 66 | 51.9096 | -2.1206 | Steady Progression | Thermal headroom (MW) | 29.4515 | 29.3748 | 29.5332 | 29.3243 | 29.152 | 28.9687 | 28.7274 | 28.4431 | 28.1208 | 27.6423 | 27.3143 | 26.8568 | 26.3398 | 25.7463 | 24.8841 | 24.1795 | 19.9495 | 16.8195 | 15.5112
Port Ham 132kV | Cheltenham 132 66 | Cheltenham 132 66 | Bulk Supply Point | 66 | 51.9096 | -2.1206 | System Transformation | Thermal headroom (MW) | 29.4005 | 29.2686 | 29.3541 | 29.0389 | 28.8265 | 28.6301 | 28.2798 | 27.7098 | 27.18 | 26.608 | 25.9928 | 25.0144 | 24.1666 | 22.9829 | 21.9082 | 20.7488 | 16.1442 | 14.079 | 14.1089
Port Ham 132kV | Cheltenham 132 66 | Cheltenham 132 66 | Bulk Supply Point | 66 | 51.9096 | -2.1206 | WPD Best View | Thermal headroom (MW) | 29.4515 | 29.3748 | 29.5332 | 29.3243 | 29.152 | 28.9687 | 28.7274 | 28.4431 | 28.1208 | 27.6423 | 27.3143 | 26.8568 | 26.3398 | 25.7463 | 24.8841 | 24.1795 | 19.9495 | 16.8195 | 15.5112
Port Ham 132kV | Cheltenham 132 66 | ALDERTON 66 11kV S STN | Primary | 11 | 51.9913 | -1.9982 | Consumer Transformation | Thermal headroom (MW) | -6.1678 | -7.022 | -7.4026 | -8.2439 | -8.9494 | -9.8096 | -10.8487 | -11.8814 | -12.8625 | -13.7281 | -14.3732 | -15.3705 | -16.3898 | -17.0574 | -17.9032 | -18.3874 | -20.4328 | -21.7477 | -21.5604
Port Ham 132kV | Cheltenham 132 66 | ALDERTON 66 11kV S STN | Primary | 11 | 51.9913 | -1.9982 | Leading the Way | Thermal headroom (MW) | -6.1762 | -6.9828 | -7.2589 | -8.1468 | -8.7012 | -9.3679 | -10.2609 | -11.1467 | -12.1203 | -13.3309 | -14.009 | -14.8747 | -15.5231 | -16.3025 | -16.4668 | -16.6416 | -18.8075 | -18.604 | -16.35
Port Ham 132kV | Cheltenham 132 66 | ALDERTON 66 11kV S STN | Primary | 11 | 51.9913 | -1.9982 | Steady Progression | Thermal headroom (MW) | -6.0391 | -6.0986 | -5.9518 | -6.2061 | -6.3237 | -6.5085 | -6.7327 | -6.9813 | -7.269 | -7.9076 | -8.1887 | -8.5753 | -9.0419 | -9.5995 | -10.1942 | -10.8941 | -15.5076 | -17.8709 | -18.7206
Port Ham 132kV | Cheltenham 132 66 | ALDERTON 66 11kV S STN | Primary | 11 | 51.9913 | -1.9982 | System Transformation | Thermal headroom (MW) | -6.0782 | -6.1857 | -6.0912 | -6.4538 | -6.5941 | -6.7793 | -7.0819 | -7.8385 | -8.2931 | -8.8109 | -9.3768 | -10.0741 | -10.8584 | -12.0985 | -13.3636 | -14.655 | -18.7628 | -20.2622 | -19.9631
Port Ham 132kV | Cheltenham 132 66 | ALDERTON 66 11kV S STN | Primary | 11 | 51.9913 | -1.9982 | WPD Best View | Thermal headroom (MW) | -6.0391 | -6.0986 | -5.9518 | -6.2061 | -6.3237 | -6.5085 | -6.7327 | -6.9813 | -7.269 | -7.9076 | -8.1887 | -8.5753 | -9.0419 | -9.5995 | -10.1942 | -10.8941 | -15.5076 | -17.8709 | -18.7206
Port Ham 132kV | Cheltenham 132 66 | BISHOPS CLEEVE 66 11kV S STN | Primary | 11 | 51.9472 | -2.0789 | Consumer Transformation | Thermal headroom (MW) | 8.0674 | 7.6104 | 7.2116 | 6.4536 | 5.572 | 4.442 | 3.0742 | 1.3657 | 0.011304 | -1.2177 | -2.3085 | -3.8739 | -4.931 | -6.2499 | -7.1144 | -8.1054 | -12.0394 | -13.7306 | -13.3547
Port Ham 132kV | Cheltenham 132 66 | BISHOPS CLEEVE 66 11kV S STN | Primary | 11 | 51.9472 | -2.0789 | Leading the Way | Thermal headroom (MW) | 8.0237 | 7.5877 | 7.2293 | 6.4564 | 5.6071 | 4.5904 | 2.9587 | 1.6752 | 0.33009 | -0.90379 | -2.2754 | -3.0882 | -4.1264 | -4.6779 | -5.3827 | -5.516 | -9.0721 | -9.2353 | -8.0136
Port Ham 132kV | Cheltenham 132 66 | BISHOPS CLEEVE 66 11kV S STN | Primary | 11 | 51.9472 | -2.0789 | Steady Progression | Thermal headroom (MW) | 8.1743 | 8.0611 | 8.0733 | 7.8389 | 7.5603 | 7.318 | 7.0287 | 6.6646 | 6.3012 | 5.9081 | 5.5337 | 5.0549 | 4.5444 | 3.9784 | 3.0107 | 2.3922 | -1.317 | -3.8174 | -4.9596
Port Ham 132kV | Cheltenham 132 66 | BISHOPS CLEEVE 66 11kV S STN | Primary | 11 | 51.9472 | -2.0789 | System Transformation | Thermal headroom (MW) | 8.1283 | 7.9638 | 7.9368 | 7.6062 | 7.2213 | 6.9496 | 6.5647 | 6.1034 | 5.5295 | 4.9551 | 4.3536 | 3.2777 | 2.4949 | 1.3452 | 0.55197 | -0.49451 | -4.5782 | -5.9086 | -6.2986
Port Ham 132kV | Cheltenham 132 66 | BISHOPS CLEEVE 66 11kV S STN | Primary | 11 | 51.9472 | -2.0789 | WPD Best View | Thermal headroom (MW) | 8.1743 | 8.0611 | 8.0733 | 7.8389 | 7.5603 | 7.318 | 7.0287 | 6.6646 | 6.3012 | 5.9081 | 5.5337 | 5.0549 | 4.5444 | 3.9784 | 3.0107 | 2.3922 | -1.317 | -3.8174 | -4.9596
Port Ham 132kV | Eastern Avenue 132 11 (GT1A) | Eastern Avenue 132/11kVDUMMY | Primary | 11 | 51.8548 | -2.2256 | Consumer Transformation | Thermal headroom (MW) | 34.7147 | 33.7271 | 33.1936 | 32.26 | 30.8745 | 29.3415 | 27.3042 | 24.9912 | 23.2346 | 21.2474 | 19.8527 | 17.8133 | 15.9806 | 13.39 | 9.97 | 5.6289 | -7.5499 | -13.0606 | -13.7631
Port Ham 132kV | Eastern Avenue 132 11 (GT1A) | Eastern Avenue 132/11kVDUMMY | Primary | 11 | 51.8548 | -2.2256 | Leading the Way | Thermal headroom (MW) | 34.6273 | 33.6862 | 33.3045 | 32.1195 | 31.3059 | 30.1472 | 27.9964 | 26.2705 | 24.2406 | 22.6502 | 20.8526 | 19.3819 | 17.6704 | 14.1763 | 11.0926 | 7.4917 | -1.1653 | -3.025 | 1.1688
Port Ham 132kV | Eastern Avenue 132 11 (GT1A) | Eastern Avenue 132/11kVDUMMY | Primary | 11 | 51.8548 | -2.2256 | Steady Progression | Thermal headroom (MW) | 34.9841 | 34.8759 | 35.3348 | 35.3646 | 35.3564 | 35.3039 | 35.2227 | 35.0576 | 34.8514 | 34.6212 | 34.3577 | 33.8657 | 32.9209 | 32.223 | 31.0873 | 29.6586 | 23.2952 | 16.9465 | 13.489
Port Ham 132kV | Eastern Avenue 132 11 (GT1A) | Eastern Avenue 132/11kVDUMMY | Primary | 11 | 51.8548 | -2.2256 | System Transformation | Thermal headroom (MW) | 34.8476 | 34.6285 | 34.9613 | 34.8699 | 34.7998 | 34.7286 | 34.5159 | 34.1333 | 33.6562 | 32.7148 | 32.0465 | 30.7766 | 29.3458 | 27.784 | 26.2164 | 23.9495 | 15.6758 | 8.5225 | 7.9006
Port Ham 132kV | Eastern Avenue 132 11 (GT1A) | Eastern Avenue 132/11kVDUMMY | Primary | 11 | 51.8548 | -2.2256 | WPD Best View | Thermal headroom (MW) | 34.9841 | 34.8759 | 35.3348 | 35.3646 | 35.3564 | 35.3039 | 35.2227 | 35.0576 | 34.8514 | 34.6212 | 34.3577 | 33.8657 | 32.9209 | 32.223 | 31.0873 | 29.6586 | 23.2952 | 16.9465 | 13.489
Port Ham 132kV | Hereford (Walham) 132 66 | Hereford (Walham) 132 66 | Bulk Supply Point | 66 | 52.0548 | -2.62 | Consumer Transformation | Thermal headroom (MW) | 61.1815 | 60.1353 | 59.5014 | 58.6361 | 57.2969 | 55.7153 | 53.4849 | 51.5647 | 49.5115 | 47.2903 | 45.2228 | 42.6791 | 39.7594 | 36.9589 | 34.2447 | 31.6452 | 22.221 | 19.4405 | 20.086
Port Ham 132kV | Hereford (Walham) 132 66 | Hereford (Walham) 132 66 | Bulk Supply Point | 66 | 52.0548 | -2.62 | Leading the Way | Thermal headroom (MW) | 61.1608 | 60.0818 | 59.6603 | 58.7531 | 57.7781 | 56.4271 | 54.4122 | 52.554 | 50.3384 | 48.0052 | 45.7861 | 43.3569 | 40.8342 | 38.1135 | 35.5797 | 33.2943 | 27.485 | 27.5025 | 31.9011
Port Ham 132kV | Hereford (Walham) 132 66 | Hereford (Walham) 132 66 | Bulk Supply Point | 66 | 52.0548 | -2.62 | Steady Progression | Thermal headroom (MW) | 61.4376 | 61.3957 | 61.8196 | 61.8465 | 61.9107 | 61.8863 | 61.718 | 61.6011 | 61.5146 | 61.1875 | 61.0289 | 60.4621 | 59.7787 | 58.9905 | 58.2215 | 57.1873 | 50.0928 | 42.4255 | 40.1194
Port Ham 132kV | Hereford (Walham) 132 66 | Hereford (Walham) 132 66 | Bulk Supply Point | 66 | 52.0548 | -2.62 | System Transformation | Thermal headroom (MW) | 61.3309 | 61.1825 | 61.3924 | 61.3913 | 61.3827 | 61.3356 | 60.8924 | 60.3739 | 59.9457 | 59.0398 | 58.4025 | 57.5713 | 56.2551 | 54.628 | 52.7609 | 50.8602 | 41.1769 | 36.1393 | 36.4667
Port Ham 132kV | Hereford (Walham) 132 66 | Hereford (Walham) 132 66 | Bulk Supply Point | 66 | 52.0548 | -2.62 | WPD Best View | Thermal headroom (MW) | 61.1815 | 60.1353 | 59.5014 | 58.6361 | 57.2969 | 55.7153 | 53.4849 | 51.5647 | 49.5115 | 47.2903 | 45.2228 | 42.6791 | 39.7594 | 36.9589 | 34.2447 | 31.6452 | 22.221 | 19.4405 | 20.086
Port Ham 132kV | Hereford (Walham) 132 66 | HEREFORD NORTH 66 11kV S STN | Primary | 11 | 52.0744 | -2.7146 | Consumer Transformation | Thermal headroom (MW) | 27.3886 | 26.6199 | 26.2315 | 25.5267 | 24.3896 | 23.0095 | 20.9634 | 19.3726 | 17.6935 | 16.1624 | 14.5653 | 12.6976 | 10.4491 | 8.3804 | 6.2009 | 4.2692 | -2.3859 | -4.0884 | -3.0099
Port Ham 132kV | Hereford (Walham) 132 66 | HEREFORD NORTH 66 11kV S STN | Primary | 11 | 52.0744 | -2.7146 | Leading the Way | Thermal headroom (MW) | 27.3294 | 26.5724 | 26.3271 | 25.3411 | 24.7032 | 23.509 | 21.5658 | 20.0302 | 18.393 | 16.7705 | 15.1833 | 13.3376 | 11.7859 | 9.7826 | 7.7847 | 5.8298 | 1.8282 | 2.3101 | 5.9816
Port Ham 132kV | Hereford (Walham) 132 66 | HEREFORD NORTH 66 11kV S STN | Primary | 11 | 52.0744 | -2.7146 | Steady Progression | Thermal headroom (MW) | 27.6174 | 27.5742 | 28.0072 | 28.0886 | 28.1793 | 28.1761 | 28.0099 | 27.9472 | 27.9018 | 27.8323 | 27.8043 | 27.1761 | 26.8865 | 26.2765 | 25.6255 | 24.9351 | 19.977 | 14.8706 | 13.2853
Port Ham 132kV | Hereford (Walham) 132 66 | HEREFORD NORTH 66 11kV S STN | Primary | 11 | 52.0744 | -2.7146 | System Transformation | Thermal headroom (MW) | 27.5147 | 27.3637 | 27.6516 | 27.689 | 27.6887 | 27.6284 | 27.1346 | 26.8745 | 26.5345 | 25.8757 | 25.4548 | 24.8452 | 24.1296 | 22.9601 | 21.2805 | 20.0508 | 13.3557 | 10.2628 | 11.0231
Port Ham 132kV | Hereford (Walham) 132 66 | HEREFORD NORTH 66 11kV S STN | Primary | 11 | 52.0744 | -2.7146 | WPD Best View | Thermal headroom (MW) | 27.3886 | 26.6199 | 26.2315 | 25.5267 | 24.3896 | 23.0095 | 20.9634 | 19.3726 | 17.6935 | 16.1624 | 14.5653 | 12.6976 | 10.4491 | 8.3804 | 6.2009 | 4.2692 | -2.3859 | -4.0884 | -3.0099
Port Ham 132kV | Hereford (Walham) 132 66 | HEREFORD SOUTH 66 11kV S STN | Primary | 11 | 52.0293 | -2.7064 | Consumer Transformation | Thermal headroom (MW) | 12.0874 | 10.9183 | 10.1382 | 9.308 | 8.3973 | 7.1015 | 5.2903 | 3.6739 | 1.9336 | 0.073933 | -1.825 | -4.3159 | -6.7395 | -9.0764 | -11.5332 | -13.5729 | -21.7452 | -24.2443 | -23.5842
Port Ham 132kV | Hereford (Walham) 132 66 | HEREFORD SOUTH 66 11kV S STN | Primary | 11 | 52.0293 | -2.7064 | Leading the Way | Thermal headroom (MW) | 12.0663 | 10.9816 | 10.2662 | 9.5805 | 8.8176 | 7.6969 | 6.0999 | 4.5159 | 2.7801 | 0.4345 | -1.6818 | -3.5383 | -5.8584 | -8.5454 | -10.4204 | -11.9652 | -17.1775 | -17.5492 | -14.2723
Port Ham 132kV | Hereford (Walham) 132 66 | HEREFORD SOUTH 66 11kV S STN | Primary | 11 | 52.0293 | -2.7064 | Steady Progression | Thermal headroom (MW) | 12.2993 | 12.2748 | 12.4148 | 12.47 | 12.4492 | 12.4036 | 12.2848 | 12.1453 | 12.0014 | 11.4602 | 11.2156 | 10.8051 | 10.2044 | 9.4397 | 8.8107 | 8.0991 | 2.0262 | -4.1014 | -6.3392
Port Ham 132kV | Hereford (Walham) 132 66 | HEREFORD SOUTH 66 11kV S STN | Primary | 11 | 52.0293 | -2.7064 | System Transformation | Thermal headroom (MW) | 12.1986 | 12.0885 | 12.0729 | 11.9889 | 11.9579 | 11.8769 | 11.5388 | 10.8162 | 10.4185 | 9.8391 | 9.153 | 8.3945 | 7.2075 | 5.5158 | 4.3184 | 2.7013 | -4.9497 | -9.1441 | -8.9993
Port Ham 132kV | Hereford (Walham) 132 66 | HEREFORD SOUTH 66 11kV S STN | Primary | 11 | 52.0293 | -2.7064 | WPD Best View | Thermal headroom (MW) | 12.0874 | 10.9183 | 10.1382 | 9.308 | 8.3973 | 7.1015 | 5.2903 | 3.6739 | 1.9336 | 0.073933 | -1.825 | -4.3159 | -6.7395 | -9.0764 | -11.5332 | -13.5729 | -21.7452 | -24.2443 | -23.5842
Port Ham 132kV | Hereford (Walham) 132 66 | Hereford Central 66/11kv | Primary | 11 | 52.0596 | -2.7161 | Consumer Transformation | Thermal headroom (MW) | 16.044 | 15.7123 | 15.5038 | 15.1751 | 14.3926 | 13.6862 | 12.7642 | 11.8686 | 10.9015 | 9.5857 | 8.6531 | 7.5499 | 6.0099 | 4.4657 | 3.2836 | 1.7515 | -3.4547 | -5.1459 | -5.42
Port Ham 132kV | Hereford (Walham) 132 66 | Hereford Central 66/11kv | Primary | 11 | 52.0596 | -2.7161 | Leading the Way | Thermal headroom (MW) | 16.0745 | 15.5992 | 15.6143 | 15.3313 | 14.679 | 14.1006 | 13.3179 | 12.4644 | 11.1483 | 10.108 | 9.061 | 7.6234 | 6.1394 | 4.9838 | 3.4963 | 2.1658 | -0.98509 | -1.0625 | 1.323
Port Ham 132kV | Hereford (Walham) 132 66 | Hereford Central 66/11kv | Primary | 11 | 52.0596 | -2.7161 | Steady Progression | Thermal headroom (MW) | 16.1519 | 16.1308 | 16.439 | 16.3723 | 16.4323 | 16.427 | 16.3528 | 16.3029 | 16.2991 | 16.1931 | 16.1219 | 15.9405 | 15.4005 | 15.08 | 14.7182 | 13.9563 | 9.925 | 4.9812 | 3.8693
Port Ham 132kV | Hereford (Walham) 132 66 | Hereford Central 66/11kv | Primary | 11 | 52.0596 | -2.7161 | System Transformation | Thermal headroom (MW) | 16.124 | 16.0669 | 16.2262 | 16.262 | 16.272 | 16.3033 | 16.1784 | 16.0282 | 15.8468 | 15.1899 | 14.9245 | 14.5167 | 13.6402 | 12.9953 | 11.9264 | 10.7516 | 4.65 | 1.3132 | 1.1467
Port Ham 132kV | Hereford (Walham) 132 66 | Hereford Central 66/11kv | Primary | 11 | 52.0596 | -2.7161 | WPD Best View | Thermal headroom (MW) | 16.044 | 15.7123 | 15.5038 | 15.1751 | 14.3926 | 13.6862 | 12.7642 | 11.8686 | 10.9015 | 9.5857 | 8.6531 | 7.5499 | 6.0099 | 4.4657 | 3.2836 | 1.7515 | -3.4547 | -5.1459 | -5.42
Port Ham 132kV | Lydney 132 33 | Lydney 132 33 | Bulk Supply Point | 33 | 51.7368 | -2.5372 | Consumer Transformation | Thermal headroom (MW) | 80.3151 | 78.2881 | 76.8788 | 74.9821 | 72.1214 | 69.1576 | 65.6489 | 61.7669 | 58.5644 | 55.3526 | 52.0297 | 47.6643 | 43.3772 | 39.2703 | 34.9274 | 29.9235 | 14.022 | 7.2823 | 8.0834
Port Ham 132kV | Lydney 132 33 | Lydney 132 33 | Bulk Supply Point | 33 | 51.7368 | -2.5372 | Leading the Way | Thermal headroom (MW) | 80.2367 | 78.2636 | 77.174 | 75.1857 | 72.7087 | 69.9349 | 66.2464 | 63.1527 | 60.0978 | 56.1051 | 51.6729 | 47.1345 | 42.2653 | 37.2361 | 32.085 | 27.409 | 16.1749 | 16.7047 | 22.4327
Port Ham 132kV | Lydney 132 33 | Lydney 132 33 | Bulk Supply Point | 33 | 51.7368 | -2.5372 | Steady Progression | Thermal headroom (MW) | 80.7476 | 80.4867 | 80.5976 | 80.2459 | 79.4642 | 78.7077 | 77.9443 | 77.0417 | 76.1822 | 74.6076 | 73.274 | 71.1955 | 69.223 | 66.9166 | 63.9253 | 61.284 | 46.6835 | 32.3295 | 25.2097
Port Ham 132kV | Lydney 132 33 | Lydney 132 33 | Bulk Supply Point | 33 | 51.7368 | -2.5372 | System Transformation | Thermal headroom (MW) | 80.562 | 80.0728 | 79.9551 | 79.4647 | 78.4176 | 77.5161 | 76.3066 | 74.5057 | 73.0229 | 70.7802 | 68.0899 | 64.3958 | 60.9015 | 56.7213 | 52.8173 | 48.1676 | 29.2443 | 19.7587 | 18.7512
Port Ham 132kV | Lydney 132 33 | Lydney 132 33 | Bulk Supply Point | 33 | 51.7368 | -2.5372 | WPD Best View | Thermal headroom (MW) | 80.7032 | 80.3258 | 80.2701 | 79.774 | 78.5486 | 77.5293 | 76.4589 | 75.2906 | 74.1695 | 72.3639 | 70.8586 | 68.9338 | 66.6895 | 64.4275 | 61.5436 | 59.0683 | 45.4065 | 31.8929 | 25.1282
Port Ham 132kV | Lydney 132 33 | BILSON 33 11kV S STN | Primary | 11 | 51.8225 | -2.51 | Consumer Transformation | Thermal headroom (MW) | 6.5353 | 5.5213 | 4.9236 | 4.152 | 3.2896 | 1.7908 | 0.16119 | -1.1299 | -2.7785 | -5.0955 | -7.411 | -10.389 | -13.4166 | -16.4604 | -19.7182 | -23.0016 | -34.4171 | -39.6168 | -40.3135
Port Ham 132kV | Lydney 132 33 | BILSON 33 11kV S STN | Primary | 11 | 51.8225 | -2.51 | Leading the Way | Thermal headroom (MW) | 6.5114 | 5.5218 | 5.0754 | 4.3473 | 3.5861 | 1.7317 | 0.60186 | -1.0033 | -2.3549 | -5.475 | -8.5044 | -11.9389 | -15.6144 | -19.3471 | -23.0173 | -26.4818 | -35.344 | -36.0086 | -32.4445
Port Ham 132kV | Lydney 132 33 | BILSON 33 11kV S STN | Primary | 11 | 51.8225 | -2.51 | Steady Progression | Thermal headroom (MW) | 6.7054 | 6.6487 | 6.695 | 6.5821 | 6.4465 | 5.9597 | 5.7959 | 5.52 | 5.3147 | 4.148 | 3.3109 | 2.2023 | 1.0494 | -0.591 | -2.0639 | -3.9761 | -13.1945 | -23.4141 | -28.3867
Port Ham 132kV | Lydney 132 33 | BILSON 33 11kV S STN | Primary | 11 | 51.8225 | -2.51 | System Transformation | Thermal headroom (MW) | 6.6314 | 6.4937 | 6.4162 | 6.2557 | 6.0708 | 5.472 | 5.147 | 4.3088 | 3.8709 | 2.3808 | 0.3828 | -1.4263 | -3.7489 | -6.2743 | -9.0567 | -12.3624 | -25.4366 | -33.4717 | -34.4512
Port Ham 132kV | Lydney 132 33 | BILSON 33 11kV S STN | Primary | 11 | 51.8225 | -2.51 | WPD Best View | Thermal headroom (MW) | 6.7029 | 6.6412 | 6.6806 | 6.5586 | 6.4106 | 5.9063 | 5.7227 | 5.4231 | 5.1911 | 3.9951 | 3.1274 | 1.9816 | 0.78743 | -0.89481 | -2.4081 | -4.3583 | -13.6114 | -23.652 | -28.5698
Port Ham 132kV | Lydney 132 33 | BIXHEAD 33 11kV S STN | Primary | 11 | 51.7958 | -2.5919 | Consumer Transformation | Thermal headroom (MW) | 9.7659 | 8.8815 | 8.39 | 7.7925 | 7.115 | 6.3111 | 5.3931 | 4.5289 | 3.7006 | 2.9486 | 2.339 | 1.3521 | 0.804 | 0.19548 | -1.3665 | -2.5433 | -7.5475 | -9.093 | -8.7863
Port Ham 132kV | Lydney 132 33 | BIXHEAD 33 11kV S STN | Primary | 11 | 51.7958 | -2.5919 | Leading the Way | Thermal headroom (MW) | 9.7512 | 8.8612 | 8.4869 | 7.9534 | 7.3903 | 6.7377 | 5.9413 | 5.2195 | 4.4402 | 3.3287 | 2.7356 | 2.2829 | 1.8159 | 0.44327 | -0.80901 | -1.8124 | -4.9225 | -5.2114 | -3.3739
Port Ham 132kV | Lydney 132 33 | BIXHEAD 33 11kV S STN | Primary | 11 | 51.7958 | -2.5919 | Steady Progression | Thermal headroom (MW) | 9.8877 | 9.8015 | 9.8536 | 9.7272 | 9.5924 | 9.4561 | 9.2817 | 9.0831 | 8.899 | 8.355 | 8.1655 | 7.8519 | 7.5175 | 7.1136 | 6.6219 | 6.1534 | 2.521 | -0.30104 | -1.3848
Port Ham 132kV | Lydney 132 33 | BIXHEAD 33 11kV S STN | Primary | 11 | 51.7958 | -2.5919 | System Transformation | Thermal headroom (MW) | 9.8355 | 9.6972 | 9.6533 | 9.4835 | 9.3179 | 9.1633 | 8.8892 | 8.2366 | 7.8936 | 7.5061 | 7.1059 | 6.5755 | 5.9734 | 4.9563 | 4.2196 | 3.2195 | -0.34064 | -2.8233 | -2.9901
Port Ham 132kV | Lydney 132 33 | BIXHEAD 33 11kV S STN | Primary | 11 | 51.7958 | -2.5919 | WPD Best View | Thermal headroom (MW) | 9.8776 | 9.7699 | 9.781 | 9.6117 | 9.4227 | 9.2143 | 8.9688 | 8.6993 | 8.4514 | 7.8602 | 7.649 | 7.3332 | 7.0232 | 6.68 | 6.2806 | 5.9203 | 2.5097 | -0.0086875 | -1.298
Port Ham 132kV | Lydney 132 33 | ELTON 33 11kV S STN | Primary | 11 | 51.8211 | -2.4428 | Consumer Transformation | Thermal headroom (MW) | 3.6112 | 3.243 | 2.8685 | 2.4557 | 1.9701 | 1.4007 | 0.76322 | -0.18772 | -0.76988 | -1.2869 | -1.7173 | -2.5572 | -3.054 | -3.8058 | -4.1221 | -4.8417 | -8.035 | -9.3008 | -8.983
Port Ham 132kV | Lydney 132 33 | ELTON 33 11kV S STN | Primary | 11 | 51.8211 | -2.4428 | Leading the Way | Thermal headroom (MW) | 3.6058 | 3.245 | 2.9331 | 2.5752 | 2.1742 | 1.6982 | 0.79535 | 0.28886 | -0.27418 | -0.80234 | -1.6481 | -2.1217 | -2.9608 | -3.2654 | -4.3535 | -5.0055 | -7.277 | -6.9533 | -6.2204
Port Ham 132kV | Lydney 132 33 | ELTON 33 11kV S STN | Primary | 11 | 51.8211 | -2.4428 | Steady Progression | Thermal headroom (MW) | 3.7213 | 3.6627 | 3.6324 | 3.5599 | 3.4663 | 3.3215 | 3.1707 | 2.9921 | 2.8246 | 2.6352 | 2.4726 | 2.2006 | 1.8693 | 1.5239 | 0.78586 | 0.38773 | -2.8299 | -5.4573 | -6.9165
Port Ham 132kV | Lydney 132 33 | ELTON 33 11kV S STN | Primary | 11 | 51.8211 | -2.4428 | System Transformation | Thermal headroom (MW) | 3.6767 | 3.5577 | 3.4858 | 3.3824 | 3.2613 | 3.1017 | 2.8571 | 2.58 | 2.2576 | 1.9318 | 1.5562 | 0.7428 | 0.18772 | -0.73331 | -1.2926 | -2.2592 | -6.0237 | -7.474 | -8.0193
Port Ham 132kV | Lydney 132 33 | ELTON 33 11kV S STN | Primary | 11 | 51.8211 | -2.4428 | WPD Best View | Thermal headroom (MW) | 3.7213 | 3.6627 | 3.6324 | 3.5599 | 3.4663 | 3.3215 | 3.1707 | 2.9921 | 2.8246 | 2.6352 | 2.4726 | 2.2006 | 1.8693 | 1.5239 | 0.78586 | 0.38773 | -2.8299 | -5.4573 | -6.9165
Port Ham 132kV | Lydney 132 33 | Lydney 33/11kVDUMMY | Primary | 11 | 51.7368 | -2.5366 | Consumer Transformation | Thermal headroom (MW) | 1.0461 | 0.73555 | 0.5029 | 0.1047 | -1.1006 | -2.0913 | -3.0019 | -4.2136 | -5.0239 | -5.692 | -6.4724 | -7.5984 | -8.7476 | -9.8421 | -10.6125 | -12.8094 | -16.2484 | -18.1621 | -17.7806
Port Ham 132kV | Lydney 132 33 | Lydney 33/11kVDUMMY | Primary | 11 | 51.7368 | -2.5366 | Leading the Way | Thermal headroom (MW) | 1.0085 | 0.71232 | 0.50324 | 0.11973 | -1.3598 | -2.3714 | -3.4989 | -4.2371 | -5.0212 | -5.6737 | -6.7965 | -7.9313 | -9.1107 | -10.3449 | -11.4225 | -13.4975 | -16.1534 | -15.7675 | -14.7946
Port Ham 132kV | Lydney 132 33 | Lydney 33/11kVDUMMY | Primary | 11 | 51.7368 | -2.5366 | Steady Progression | Thermal headroom (MW) | 1.1054 | 1.0638 | 1.1063 | 1.0775 | 0.36645 | 0.058254 | -0.03074 | -0.27341 | -0.51577 | -0.76341 | -1.1335 | -1.5931 | -2.0668 | -2.591 | -3.368 | -4.2367 | -6.7353 | -9.9041 | -11.8828
Port Ham 132kV | Lydney 132 33 | Lydney 33/11kVDUMMY | Primary | 11 | 51.7368 | -2.5366 | System Transformation | Thermal headroom (MW) | 1.0687 | 0.96106 | 0.9538 | 0.87861 | -0.10553 | -0.51834 | -0.67236 | -0.91026 | -1.2966 | -1.6845 | -2.3067 | -3.3725 | -4.1027 | -4.8475 | -5.3712 | -6.752 | -10.9015 | -13.1244 | -13.2885
Port Ham 132kV | Lydney 132 33 | Lydney 33/11kVDUMMY | Primary | 11 | 51.7368 | -2.5366 | WPD Best View | Thermal headroom (MW) | 1.1054 | 1.0638 | 1.1063 | 1.0743 | 0.36645 | 0.058254 | -0.056379 | -0.289 | -0.51577 | -0.76341 | -1.1335 | -1.5931 | -2.0668 | -2.591 | -3.368 | -4.2367 | -6.7353 | -9.9041 | -11.8828
Port Ham 132kV | Lydney 132 33 | MEAD LA 33 11kV S STN | Primary | 11 | 51.7143 | -2.5377 | Consumer Transformation | Thermal headroom (MW) | 15.2478 | 14.698 | 14.7289 | 14.2886 | 13.5599 | 13.1846 | 12.3794 | 11.9166 | 11.4541 | 10.7304 | 9.8931 | 8.698 | 8.3124 | 8.0235 | 6.8004 | 5.9268 | 1.7575 | 0.78016 | 1.4929
Port Ham 132kV | Lydney 132 33 | MEAD LA 33 11kV S STN | Primary | 11 | 51.7143 | -2.5377 | Leading the Way | Thermal headroom (MW) | 15.2434 | 14.7107 | 14.7968 | 14.3107 | 13.4907 | 13.2109 | 12.3463 | 11.9116 | 11.4512 | 10.1784 | 9.1247 | 8.1188 | 6.909 | 5.6344 | 4.8362 | 4.1717 | 1.5589 | 2.1124 | 4.3138
Port Ham 132kV | Lydney 132 33 | MEAD LA 33 11kV S STN | Primary | 11 | 51.7143 | -2.5377 | Steady Progression | Thermal headroom (MW) | 15.3316 | 15.3533 | 15.6817 | 15.6071 | 15.3187 | 15.3375 | 15.1031 | 15.0163 | 14.9128 | 14.2772 | 13.8575 | 13.3586 | 13.0231 | 12.7178 | 12.3796 | 12.0201 | 9.3466 | 6.3163 | 4.921
Port Ham 132kV | Lydney 132 33 | MEAD LA 33 11kV S STN | Primary | 11 | 51.7143 | -2.5377 | System Transformation | Thermal headroom (MW) | 15.2984 | 15.293 | 15.5919 | 15.4246 | 14.9925 | 14.9944 | 14.5621 | 14.0343 | 13.8137 | 13.2477 | 12.4518 | 11.5355 | 10.9608 | 10.1178 | 9.5793 | 8.6767 | 4.735 | 2.4339 | 2.6678
Port Ham 132kV | Lydney 132 33 | MEAD LA 33 11kV S STN | Primary | 11 | 51.7143 | -2.5377 | WPD Best View | Thermal headroom (MW) | 15.3321 | 15.3534 | 15.6842 | 15.6065 | 15.3179 | 15.3366 | 15.1003 | 15.006 | 14.8853 | 14.2281 | 13.7805 | 13.2438 | 12.8697 | 12.526 | 12.1557 | 11.7784 | 9.2807 | 6.2319 | 4.9106
Port Ham 132kV | Lydney 132 33 | MITCHELDEAN 33 11kV S STN | Primary | 11 | 51.8582 | -2.4988 | Consumer Transformation | Thermal headroom (MW) | 7.738 | 7.495 | 7.3295 | 7.0345 | 6.726 | 6.3081 | 5.7917 | 4.9387 | 4.4567 | 4.0192 | 3.1824 | 2.2193 | 1.1793 | 0.13948 | -0.61555 | -1.7373 | -4.2836 | -5.3432 | -4.9224
Port Ham 132kV | Lydney 132 33 | MITCHELDEAN 33 11kV S STN | Primary | 11 | 51.8582 | -2.4988 | Leading the Way | Thermal headroom (MW) | 7.7099 | 7.4966 | 7.3743 | 7.1284 | 6.8489 | 6.5227 | 5.7469 | 5.3142 | 4.838 | 4.2766 | 3.1751 | 1.9837 | 0.71457 | -0.61716 | -1.8288 | -2.5387 | -3.8931 | -3.4744 | -2.5449
Port Ham 132kV | Lydney 132 33 | MITCHELDEAN 33 11kV S STN | Primary | 11 | 51.8582 | -2.4988 | Steady Progression | Thermal headroom (MW) | 7.8098 | 7.7983 | 7.8685 | 7.833 | 7.8276 | 7.7555 | 7.6987 | 7.6292 | 7.4781 | 7.3259 | 7.0586 | 6.7108 | 6.311 | 5.8916 | 5.1847 | 4.833 | 2.4632 | -0.64782 | -2.0052
Port Ham 132kV | Lydney 132 33 | MITCHELDEAN 33 11kV S STN | Primary | 11 | 51.8582 | -2.4988 | System Transformation | Thermal headroom (MW) | 7.7839 | 7.6991 | 7.7346 | 7.6889 | 7.6628 | 7.5967 | 7.493 | 7.315 | 7.0933 | 6.8302 | 6.3182 | 5.3777 | 4.6196 | 3.7885 | 3.2063 | 2.5707 | -1.2675 | -2.7685 | -2.8105
Port Ham 132kV | Lydney 132 33 | MITCHELDEAN 33 11kV S STN | Primary | 11 | 51.8582 | -2.4988 | WPD Best View | Thermal headroom (MW) | 7.8072 | 7.7908 | 7.8541 | 7.8095 | 7.7918 | 7.6373 | 7.4396 | 7.2453 | 7.0305 | 6.8311 | 6.5422 | 6.192 | 5.8167 | 5.4581 | 4.7767 | 4.4584 | 2.0464 | -0.88566 | -2.1883
Port Ham 132kV | Lydney 132 33 | PRINCESS ROYAL 33 11kV S STN | Primary | 11 | 51.7544 | -2.5617 | Consumer Transformation | Thermal headroom (MW) | 3.1223 | 2.4532 | 1.9841 | 1.417 | 0.78814 | 0.071218 | -1.2189 | -2.8088 | -3.8236 | -4.5111 | -5.0903 | -5.6707 | -7.3454 | -8.9687 | -10.6646 | -12.0244 | -15.1833 | -16.3424 | -15.434
Port Ham 132kV | Lydney 132 33 | PRINCESS ROYAL 33 11kV S STN | Primary | 11 | 51.7544 | -2.5617 | Leading the Way | Thermal headroom (MW) | 3.0437 | 2.3733 | 2.002 | 1.5159 | 0.99489 | 0.42301 | -1.2928 | -2.6653 | -3.7983 | -4.5742 | -5.5077 | -6.4257 | -8.2636 | -10.1743 | -12.3895 | -13.3111 | -14.7712 | -13.9364 | -12.6633
Port Ham 132kV | Lydney 132 33 | PRINCESS ROYAL 33 11kV S STN | Primary | 11 | 51.7544 | -2.5617 | Steady Progression | Thermal headroom (MW) | 3.3241 | 3.164 | 3.2226 | 3.1664 | 3.0865 | 2.9731 | 2.5154 | 2.0398 | 1.6664 | 1.4333 | 1.2121 | 0.83102 | 0.16943 | -0.55233 | -1.674 | -2.2008 | -4.9247 | -8.826 | -10.8812
Port Ham 132kV | Lydney 132 33 | PRINCESS ROYAL 33 11kV S STN | Primary | 11 | 51.7544 | -2.5617 | System Transformation | Thermal headroom (MW) | 3.1955 | 2.9243 | 2.9119 | 2.7946 | 2.6716 | 2.5116 | 1.7125 | 0.88403 | 0.19714 | -0.23693 | -0.7132 | -1.6977 | -2.8488 | -4.0279 | -5.201 | -6.0299 | -10.4902 | -12.5529 | -12.42
Port Ham 132kV | Lydney 132 33 | PRINCESS ROYAL 33 11kV S STN | Primary | 11 | 51.7544 | -2.5617 | WPD Best View | Thermal headroom (MW) | 3.3241 | 3.164 | 3.2226 | 3.1664 | 3.0865 | 2.9731 | 2.5154 | 2.0398 | 1.6664 | 1.4333 | 1.2121 | 0.83102 | 0.16943 | -0.55233 | -1.674 | -2.2008 | -4.9247 | -8.826 | -10.8812
Port Ham 132kV | Lydney 132 33 | STOWFIELD 33 11kV S STN | Primary | 11 | 51.8545 | -2.5989 | Consumer Transformation | Thermal headroom (MW) | 3.1875 | 2.8285 | 2.3761 | 1.8776 | 0.88661 | 0.14096 | -0.6879 | -1.5441 | -2.4065 | -3.2076 | -4.0016 | -4.7897 | -5.7211 | -6.2183 | -6.6018 | -6.9131 | -8.9036 | -10.1386 | -10.4001
Port Ham 132kV | Lydney 132 33 | STOWFIELD 33 11kV S STN | Primary | 11 | 51.8545 | -2.5989 | Leading the Way | Thermal headroom (MW) | 3.1952 | 2.8601 | 2.5135 | 1.6867 | 1.1793 | 0.55853 | -0.10781 | -0.89454 | -1.737 | -2.5646 | -3.4905 | -4.7083 | -5.2836 | -5.6526 | -5.8751 | -6.4947 | -8.4418 | -8.5544 | -7.3319
Port Ham 132kV | Lydney 132 33 | STOWFIELD 33 11kV S STN | Primary | 11 | 51.8545 | -2.5989 | Steady Progression | Thermal headroom (MW) | 3.2891 | 3.1782 | 3.061 | 2.8847 | 2.6793 | 2.4313 | 2.125 | 1.8001 | 1.4857 | 1.1419 | 0.73151 | -0.16733 | -0.68259 | -1.2517 | -1.8948 | -2.578 | -6.647 | -9.1261 | -10.3511
Port Ham 132kV | Lydney 132 33 | STOWFIELD 33 11kV S STN | Primary | 11 | 51.8545 | -2.5989 | System Transformation | Thermal headroom (MW) | 3.2698 | 3.1386 | 2.9849 | 2.8044 | 2.5776 | 2.3148 | 1.9532 | 1.5333 | 1.0766 | 0.21343 | -0.48524 | -1.3319 | -2.1562 | -3.0343 | -4.3437 | -5.2628 | -9.2335 | -10.3363 | -10.6218
Port Ham 132kV | Lydney 132 33 | STOWFIELD 33 11kV S STN | Primary | 11 | 51.8545 | -2.5989 | WPD Best View | Thermal headroom (MW) | 3.2361 | 2.9797 | 2.6619 | 2.3256 | 1.5341 | 1.0327 | 0.47092 | -0.082472 | -0.668 | -1.2494 | -1.847 | -2.483 | -3.3903 | -3.9477 | -4.4904 | -5.013 | -7.9106 | -9.6418 | -10.2905
Port Ham 132kV | Montpellier 132 11 (GT1A) | Montpellier 132/11kVDUMMY | Primary | 11 | 51.8927 | -2.0844 | Consumer Transformation | Thermal headroom (MW) | 37.0249 | 35.4815 | 34.6952 | 33.4406 | 31.3657 | 28.9226 | 26.1104 | 23.5589 | 21.0904 | 18.8285 | 16.8793 | 14.2874 | 12.3897 | 10.2669 | 7.8216 | 4.3136 | -9.3314 | -14.3259 | -14.506
Port Ham 132kV | Montpellier 132 11 (GT1A) | Montpellier 132/11kVDUMMY | Primary | 11 | 51.8927 | -2.0844 | Leading the Way | Thermal headroom (MW) | 37.0199 | 35.5361 | 35.0535 | 34.0377 | 32.2512 | 30.11 | 27.6752 | 25.4108 | 23.0834 | 20.436 | 18.4418 | 16.9105 | 15.3909 | 13.4445 | 10.2719 | 7.5481 | -1.0816 | -3.1049 | 1.5009
Port Ham 132kV | Montpellier 132 11 (GT1A) | Montpellier 132/11kVDUMMY | Primary | 11 | 51.8927 | -2.0844 | Steady Progression | Thermal headroom (MW) | 37.3288 | 37.217 | 37.6802 | 37.6379 | 37.2708 | 36.873 | 36.5153 | 36.0198 | 35.4808 | 34.6032 | 34.0823 | 33.2356 | 32.2679 | 31.1513 | 29.938 | 28.6342 | 20.604 | 15.1217 | 12.8102
Port Ham 132kV | Montpellier 132 11 (GT1A) | Montpellier 132/11kVDUMMY | Primary | 11 | 51.8927 | -2.0844 | System Transformation | Thermal headroom (MW) | 37.2233 | 37.0102 | 37.3275 | 37.2212 | 36.674 | 36.1317 | 35.5286 | 34.4153 | 33.4808 | 32.4359 | 31.313 | 29.8691 | 28.2579 | 26.11 | 24.2667 | 22.1767 | 14.2357 | 11.2488 | 11.5847
Port Ham 132kV | Montpellier 132 11 (GT1A) | Montpellier 132/11kVDUMMY | Primary | 11 | 51.8927 | -2.0844 | WPD Best View | Thermal headroom (MW) | 37.3288 | 37.217 | 37.6802 | 37.6379 | 37.2708 | 36.873 | 36.5153 | 36.0198 | 35.4808 | 34.6032 | 34.0823 | 33.2356 | 32.2679 | 31.1513 | 29.938 | 28.6342 | 20.604 | 15.1217 | 12.8102
Port Ham 132kV | Tewkesbury 132 11 (GT1) | Tewkesbury Grid 132/11kVDUMMY | Primary | 11 | 51.9861 | -2.1629 | Consumer Transformation | Thermal headroom (MW) | 27.6729 | 27.0628 | 25.839 | 24.2331 | 23.152 | 22.1503 | 20.7226 | 18.96 | 17.6268 | 16.4499 | 15.4931 | 14.1197 | 12.9068 | 10.3062 | 8.1366 | 5.6671 | -2.5035 | -5.0936 | -4.4335
Port Ham 132kV | Tewkesbury 132 11 (GT1) | Tewkesbury Grid 132/11kVDUMMY | Primary | 11 | 51.9861 | -2.1629 | Leading the Way | Thermal headroom (MW) | 27.6041 | 27.071 | 25.6805 | 23.8265 | 22.8359 | 22.046 | 20.5126 | 19.2677 | 18.0002 | 16.8737 | 15.5914 | 14.7844 | 12.3727 | 10.0451 | 7.6845 | 5.9093 | 0.78543 | 1.1763 | 4.6528
Port Ham 132kV | Tewkesbury 132 11 (GT1) | Tewkesbury Grid 132/11kVDUMMY | Primary | 11 | 51.9861 | -2.1629 | Steady Progression | Thermal headroom (MW) | 27.8767 | 27.8233 | 27.5137 | 26.8729 | 26.6297 | 26.4733 | 26.1873 | 25.9089 | 25.5937 | 25.3072 | 25.0174 | 24.5676 | 24.0221 | 23.3519 | 22.3107 | 21.5851 | 17.1005 | 10.7592 | 8.4066
Port Ham 132kV | Tewkesbury 132 11 (GT1) | Tewkesbury Grid 132/11kVDUMMY | Primary | 11 | 51.9861 | -2.1629 | System Transformation | Thermal headroom (MW) | 27.7767 | 27.6636 | 27.0669 | 26.1064 | 25.7926 | 25.6745 | 25.2764 | 24.7539 | 24.1712 | 23.5649 | 22.9515 | 21.8148 | 20.9296 | 19.4447 | 18.4267 | 17.0854 | 9.8154 | 5.6348 | 5.7162
Port Ham 132kV | Tewkesbury 132 11 (GT1) | Tewkesbury Grid 132/11kVDUMMY | Primary | 11 | 51.9861 | -2.1629 | WPD Best View | Thermal headroom (MW) | 27.8767 | 27.8233 | 27.5137 | 26.8729 | 26.6297 | 26.4733 | 26.1873 | 25.9089 | 25.5937 | 25.3072 | 25.0174 | 24.5676 | 24.0221 | 23.3519 | 22.3107 | 21.5851 | 17.1005 | 10.7592 | 8.4066
Port ham 132kV | Cheltenham 132 66 | Marle Hill 132/66/11kVDUMMY | Primary | 11 | 51.9105 | -2.0825 | Consumer Transformation | Thermal headroom (MW) | 15.3417 | 14.6917 | 14.2799 | 13.4261 | 12.5852 | 11.2998 | 9.5066 | 7.5138 | 5.9156 | 4.487 | 3.2396 | 1.8441 | 0.47112 | -1.9313 | -4.4944 | -7.3138 | -15.9235 | -18.6952 | -18.2349
Port ham 132kV | Cheltenham 132 66 | Marle Hill 132/66/11kVDUMMY | Primary | 11 | 51.9105 | -2.0825 | Leading the Way | Thermal headroom (MW) | 15.3024 | 14.6364 | 14.35 | 13.6633 | 13.0362 | 12.0453 | 10.0551 | 8.5707 | 7.011 | 5.5401 | 4.2848 | 3.2686 | 1.3725 | -0.97779 | -3.7 | -5.7035 | -11.0459 | -11.1318 | -7.6183
Port ham 132kV | Cheltenham 132 66 | Marle Hill 132/66/11kVDUMMY | Primary | 11 | 51.9105 | -2.0825 | Steady Progression | Thermal headroom (MW) | 15.5469 | 15.4958 | 15.8763 | 15.7795 | 15.6735 | 15.5789 | 15.3824 | 15.1588 | 14.8453 | 14.51 | 14.1785 | 13.6462 | 13.0487 | 12.3693 | 11.2445 | 10.4232 | 6.1444 | 0.95642 | -1.2951
Port ham 132kV | Cheltenham 132 66 | Marle Hill 132/66/11kVDUMMY | Primary | 11 | 51.9105 | -2.0825 | System Transformation | Thermal headroom (MW) | 15.4707 | 15.3483 | 15.577 | 15.3646 | 15.2846 | 15.1802 | 14.8089 | 14.3933 | 13.8152 | 13.17 | 12.4677 | 11.1957 | 10.1697 | 9.049 | 7.8996 | 6.8118 | 0.75978 | -3.2101 | -3.0172
Port ham 132kV | Cheltenham 132 66 | Marle Hill 132/66/11kVDUMMY | Primary | 11 | 51.9105 | -2.0825 | WPD Best View | Thermal headroom (MW) | 15.5469 | 15.4958 | 15.8763 | 15.7795 | 15.6735 | 15.5789 | 15.3824 | 15.1588 | 14.8453 | 14.51 | 14.1785 | 13.6462 | 13.0487 | 12.3693 | 11.2445 | 10.4232 | 6.1444 | 0.95642 | -1.2951
Rugeley 132kV | Burntwood 132 11 (GT1A) | Burntwood 132/11kVDUMMY | Primary | 11 | 52.6802 | -1.9479 | Consumer Transformation | Thermal headroom (MW) | 95.9337 | 94.337 | 93.8938 | 92.4843 | 91.3006 | 89.6844 | 86.9143 | 84.0752 | 81.7155 | 79.5436 | 77.7938 | 75.1542 | 71.403 | 67.3337 | 62.7401 | 58.2753 | 42.1834 | 36.2706 | 36.1489
Rugeley 132kV | Burntwood 132 11 (GT1A) | Burntwood 132/11kVDUMMY | Primary | 11 | 52.6802 | -1.9479 | Leading the Way | Thermal headroom (MW) | 95.9051 | 94.294 | 93.8581 | 92.8975 | 92.0068 | 90.7226 | 87.9854 | 85.8474 | 83.6103 | 81.067 | 79.2598 | 77.2894 | 73.5579 | 69.4874 | 65.4659 | 62.1846 | 52.1898 | 50.1837 | 55.9453
Rugeley 132kV | Burntwood 132 11 (GT1A) | Burntwood 132/11kVDUMMY | Primary | 11 | 52.6802 | -1.9479 | Steady Progression | Thermal headroom (MW) | 96.1841 | 96.0738 | 96.9093 | 96.979 | 96.7647 | 96.7358 | 96.7172 | 96.664 | 96.5698 | 95.9983 | 95.7782 | 95.2425 | 94.6313 | 93.8927 | 92.6989 | 91.7685 | 85.1425 | 76.6908 | 73.5903
Rugeley 132kV | Burntwood 132 11 (GT1A) | Burntwood 132/11kVDUMMY | Primary | 11 | 52.6802 | -1.9479 | System Transformation | Thermal headroom (MW) | 96.0953 | 95.8662 | 96.5751 | 96.2748 | 96.3443 | 96.2686 | 96.0545 | 95.405 | 95.0301 | 94.3842 | 93.6814 | 92.3331 | 91.1878 | 89.5459 | 87.8382 | 86.1737 | 76.4938 | 69.1925 | 69.2872
Rugeley 132kV | Burntwood 132 11 (GT1A) | Burntwood 132/11kVDUMMY | Primary | 11 | 52.6802 | -1.9479 | WPD Best View | Thermal headroom (MW) | 96.1245 | 95.7777 | 96.1111 | 96.0429 | 95.9623 | 95.6113 | 94.7479 | 94.2889 | 93.6171 | 92.6349 | 92.1607 | 91.509 | 90.916 | 90.3623 | 89.4868 | 88.9339 | 80.9433 | 73.0254 | 71.836
Rugeley 132kV | Cannock 132 11 (GT1A) | Cannock 132/11kV | Primary | 11 | 52.6826 | -2.0186 | Consumer Transformation | Thermal headroom (MW) | 35.7574 | 34.1518 | 33.1432 | 31.0389 | 28.5695 | 26.3387 | 22.8063 | 19.1828 | 15.9259 | 12.7656 | 8.408 | 2.666 | -3.9716 | -10.0214 | -16.0885 | -22.1797 | -44.2626 | -52.0075 | -52.4607
Rugeley 132kV | Cannock 132 11 (GT1A) | Cannock 132/11kV | Primary | 11 | 52.6826 | -2.0186 | Leading the Way | Thermal headroom (MW) | 35.6807 | 34.0745 | 32.922 | 31.3974 | 29.629 | 27.7222 | 24.6448 | 21.2716 | 17.7232 | 14.6336 | 9.6667 | 3.9283 | -1.6177 | -6.9404 | -12.7209 | -18.0144 | -31.9455 | -34.211 | -25.7557
Rugeley 132kV | Cannock 132 11 (GT1A) | Cannock 132/11kV | Primary | 11 | 52.6826 | -2.0186 | Steady Progression | Thermal headroom (MW) | 36.1437 | 36.1111 | 36.998 | 37.0796 | 36.4768 | 36.4001 | 36.293 | 35.9279 | 35.6723 | 35.4542 | 35.1866 | 34.1099 | 32.949 | 31.9848 | 30.803 | 29.2234 | 17.2918 | 0.20902 | -4.7916
Rugeley 132kV | Cannock 132 11 (GT1A) | Cannock 132/11kV | Primary | 11 | 52.6826 | -2.0186 | System Transformation | Thermal headroom (MW) | 35.966 | 35.7964 | 36.3974 | 35.8437 | 35.7679 | 35.626 | 35.1821 | 34.3112 | 33.5968 | 32.1668 | 31.2451 | 29.9564 | 28.1268 | 26.4653 | 23.921 | 21.5855 | 0.39581 | -10.7772 | -10.9889
Rugeley 132kV | Cannock 132 11 (GT1A) | Cannock 132/11kV | Primary | 11 | 52.6826 | -2.0186 | WPD Best View | Thermal headroom (MW) | 35.6974 | 34.12 | 33.0001 | 31.5326 | 29.8228 | 27.987 | 24.9837 | 21.828 | 18.4201 | 14.9181 | 10.0337 | 4.3903 | -1.0509 | -6.2689 | -11.9555 | -17.1635 | -31.2095 | -34.0377 | -25.9061
Rugeley 132kV | Lichfield 132 11 (GT1A) | Lichfield 132/11kVDUMMY | Primary | 11 | 52.6982 | -1.8174 | Consumer Transformation | Thermal headroom (MW) | 18.9859 | 16.6621 | 14.4199 | 12.2747 | 10.1561 | 7.403 | 4.189 | 1.4033 | -1.4876 | -3.7428 | -5.9576 | -8.373 | -10.4689 | -12.2657 | -16.0003 | -19.83 | -33.5482 | -38.1221 | -37.0278
Rugeley 132kV | Lichfield 132 11 (GT1A) | Lichfield 132/11kVDUMMY | Primary | 11 | 52.6982 | -1.8174 | Leading the Way | Thermal headroom (MW) | 18.4328 | 15.9532 | 14.0773 | 11.8923 | 9.5928 | 7.5438 | 4.6558 | 1.8837 | -0.41188 | -2.8656 | -4.9317 | -6.4564 | -7.636 | -10.7712 | -14.1899 | -17.2138 | -25.5358 | -25.9743 | -20.5127
Rugeley 132kV | Lichfield 132 11 (GT1A) | Lichfield 132/11kVDUMMY | Primary | 11 | 52.6982 | -1.8174 | Steady Progression | Thermal headroom (MW) | 19.4287 | 18.8111 | 18.6752 | 17.7764 | 17.2952 | 16.8546 | 16.2848 | 15.771 | 14.9161 | 14.4348 | 13.9535 | 13.1736 | 11.9412 | 10.9048 | 9.4128 | 8.1879 | 0.10161 | -6.611 | -8.8837
Rugeley 132kV | Lichfield 132 11 (GT1A) | Lichfield 132/11kVDUMMY | Primary | 11 | 52.6982 | -1.8174 | System Transformation | Thermal headroom (MW) | 19.1769 | 18.2465 | 17.3249 | 16.4916 | 15.8328 | 15.3368 | 14.107 | 13.2371 | 12.3067 | 10.9377 | 9.9062 | 8.2014 | 6.3387 | 4.3183 | 2.3008 | 0.36911 | -8.35 | -14.2408 | -13.7758
Rugeley 132kV | Lichfield 132 11 (GT1A) | Lichfield 132/11kVDUMMY | Primary | 11 | 52.6982 | -1.8174 | WPD Best View | Thermal headroom (MW) | 19.4126 | 18.7362 | 18.5514 | 17.5417 | 16.9816 | 16.4378 | 15.7416 | 15.0796 | 14.0473 | 13.392 | 12.7667 | 11.9064 | 10.6501 | 9.671 | 8.3496 | 7.3723 | 0.57412 | -5.7331 | -8.6896
Rugeley 132kV | Rugeley Town 132 11 (GT1) | RUGELEY TOWN 132 11kV S STN | Primary | 11 | 52.7543 | -1.935 | Consumer Transformation | Thermal headroom (MW) | 11.2538 | 9.7565 | 8.7991 | 7.4937 | 5.9076 | 3.8464 | 1.2797 | -0.94559 | -3.0847 | -4.9841 | -6.562 | -8.6608 | -11.0487 | -12.6859 | -14.3864 | -15.7459 | -26.3818 | -30.0339 | -30.5762
Rugeley 132kV | Rugeley Town 132 11 (GT1) | RUGELEY TOWN 132 11kV S STN | Primary | 11 | 52.7543 | -1.935 | Leading the Way | Thermal headroom (MW) | 11.2184 | 9.7847 | 9.0186 | 7.8342 | 6.4481 | 4.6995 | 2.4188 | 0.439 | -1.5908 | -3.8434 | -5.4024 | -7.2692 | -8.6587 | -9.9888 | -11.5152 | -13.6576 | -20.4253 | -21.5123 | -17.8054
Rugeley 132kV | Rugeley Town 132 11 (GT1) | RUGELEY TOWN 132 11kV S STN | Primary | 11 | 52.7543 | -1.935 | Steady Progression | Thermal headroom (MW) | 11.4727 | 11.2605 | 11.3587 | 11.1131 | 10.7453 | 10.2651 | 9.749 | 9.2477 | 8.6853 | 7.7795 | 7.2435 | 6.4951 | 5.5959 | 4.6173 | 3.5262 | 2.3849 | -5.5969 | -10.1707 | -11.9368
Rugeley 132kV | Rugeley Town 132 11 (GT1) | RUGELEY TOWN 132 11kV S STN | Primary | 11 | 52.7543 | -1.935 | System Transformation | Thermal headroom (MW) | 11.3973 | 11.0924 | 11.0582 | 10.7282 | 10.2235 | 9.7142 | 9.0496 | 7.9508 | 7.1055 | 6.1606 | 5.1725 | 3.8918 | 2.4711 | 0.56633 | -1.6904 | -3.5153 | -10.5897 | -13.6949 | -13.4419
Rugeley 132kV | Rugeley Town 132 11 (GT1) | RUGELEY TOWN 132 11kV S STN | Primary | 11 | 52.7543 | -1.935 | WPD Best View | Thermal headroom (MW) | 11.3734 | 10.4059 | 10.1666 | 9.5277 | 8.7254 | 7.7445 | 6.3972 | 5.1649 | 3.8321 | 2.1689 | 0.95619 | -0.23831 | -1.4904 | -2.9834 | -4.0288 | -5.1765 | -12.0987 | -15.7516 | -14.1852
Willenhall 132kV | Bentley 132 11 (GT1A) | Bentley 132/11kVDUMMY | Primary | 11 | 52.5804 | -2.0181 | Consumer Transformation | Thermal headroom (MW) | 26.8411 | 25.8359 | 25.5007 | 24.8635 | 24.0637 | 23.0036 | 21.4454 | 19.7359 | 18.368 | 16.1097 | 12.9821 | 9.3344 | 5.9817 | 1.586 | -1.9387 | -6.0188 | -19.8813 | -24.5361 | -24.0341
Willenhall 132kV | Bentley 132 11 (GT1A) | Bentley 132/11kVDUMMY | Primary | 11 | 52.5804 | -2.0181 | Leading the Way | Thermal headroom (MW) | 26.7384 | 25.7056 | 25.4699 | 24.9315 | 24.2876 | 23.4029 | 21.6751 | 20.4993 | 19.2165 | 16.8416 | 12.6601 | 9.474 | 5.8012 | 1.4989 | -2.1836 | -5.3335 | -14.1244 | -14.2547 | -8.4778
Willenhall 132kV | Bentley 132 11 (GT1A) | Bentley 132/11kVDUMMY | Primary | 11 | 52.5804 | -2.0181 | Steady Progression | Thermal headroom (MW) | 27.1098 | 26.9541 | 27.5675 | 27.7708 | 27.8896 | 27.9886 | 28.0468 | 28.121 | 28.1614 | 28.0042 | 27.7525 | 27.5925 | 27.3622 | 26.7721 | 26.0126 | 25.4785 | 15.6547 | 4.6987 | 1.2746
Willenhall 132kV | Bentley 132 11 (GT1A) | Bentley 132/11kVDUMMY | Primary | 11 | 52.5804 | -2.0181 | System Transformation | Thermal headroom (MW) | 26.9633 | 26.6741 | 27.1127 | 27.2647 | 27.3239 | 27.4043 | 27.31 | 27.2014 | 26.9918 | 26.4674 | 25.774 | 24.9683 | 24.4176 | 22.915 | 20.9826 | 18.0722 | 3.8269 | -2.6625 | -2.2724
Willenhall 132kV | Bentley 132 11 (GT1A) | Bentley 132/11kVDUMMY | Primary | 11 | 52.5804 | -2.0181 | WPD Best View | Thermal headroom (MW) | 27.1064 | 26.9464 | 27.5427 | 27.7541 | 27.8749 | 27.9768 | 28.0334 | 28.0928 | 28.1098 | 27.9301 | 27.6542 | 27.4564 | 27.182 | 26.5418 | 25.7457 | 25.1488 | 15.2061 | 4.4544 | 1.1842
Willenhall 132kV | Willenhall 132 11 (GT1) | Willenhall 132/25/11kVDUMMY | Primary | 11 | 52.5768 | -2.0598 | Consumer Transformation | Thermal headroom (MW) | 32.0729 | 30.7849 | 30.2925 | 29.2974 | 27.483 | 25.9614 | 23.6913 | 21.3943 | 19.0857 | 16.7673 | 14.4899 | 10.897 | 7.4048 | 4.3325 | 0.76346 | -2.4213 | -15.2553 | -19.1549 | -18.7716
Willenhall 132kV | Willenhall 132 11 (GT1) | Willenhall 132/25/11kVDUMMY | Primary | 11 | 52.5768 | -2.0598 | Leading the Way | Thermal headroom (MW) | 31.9574 | 30.7275 | 30.4649 | 29.2719 | 27.912 | 26.6618 | 24.669 | 22.489 | 20.1448 | 17.1769 | 14.4699 | 10.8852 | 7.6654 | 4.1305 | 1.0397 | -2.0936 | -9.717 | -10.1608 | -4.1467
Willenhall 132kV | Willenhall 132 11 (GT1) | Willenhall 132/25/11kVDUMMY | Primary | 11 | 52.5768 | -2.0598 | Steady Progression | Thermal headroom (MW) | 32.3708 | 32.3274 | 32.9116 | 32.9644 | 32.7502 | 32.644 | 32.4094 | 32.1611 | 31.9042 | 31.3056 | 31.0385 | 29.9943 | 29.3117 | 28.4812 | 27.4393 | 26.2562 | 16.0393 | 5.8063 | 2.9593
Willenhall 132kV | Willenhall 132 11 (GT1) | Willenhall 132/25/11kVDUMMY | Primary | 11 | 52.5768 | -2.0598 | System Transformation | Thermal headroom (MW) | 32.2511 | 32.1268 | 32.5662 | 32.5535 | 32.2485 | 32.198 | 31.8616 | 30.9593 | 30.3912 | 29.3586 | 28.5273 | 27.1548 | 25.7498 | 23.6899 | 21.3311 | 18.7564 | 5.2414 | -1.0817 | -0.58308
Willenhall 132kV | Willenhall 132 11 (GT1) | Willenhall 132/25/11kVDUMMY | Primary | 11 | 52.5768 | -2.0598 | WPD Best View | Thermal headroom (MW) | 32.2146 | 31.3952 | 31.4931 | 31.0798 | 30.3242 | 29.6907 | 28.6394 | 27.5536 | 26.4849 | 25.3945 | 24.3534 | 21.8449 | 20.1909 | 18.4853 | 16.1852 | 14.1717 | 2.3723 | -5.9403 | -7.3339
Willenhall 132kV | Wolverhampton 132 33 | Wolverhampton 132 33 | Bulk Supply Point | 33 | 52.5814 | -2.1136 | Consumer Transformation | Thermal headroom (MW) | 16.1411 | 16.0456 | 16.0243 | 15.9031 | 15.7742 | 15.5803 | 15.3736 | 15.1858 | 14.9326 | 14.7159 | 14.5096 | 14.2561 | 13.9476 | 13.68 | 13.4108 | 13.1027 | 12.1672 | 12.0563 | 12.2658
Willenhall 132kV | Wolverhampton 132 33 | Wolverhampton 132 33 | Bulk Supply Point | 33 | 52.5814 | -2.1136 | Leading the Way | Thermal headroom (MW) | 16.1296 | 16.0296 | 16.0403 | 15.9157 | 15.8065 | 15.6471 | 15.4872 | 15.3179 | 15.065 | 14.8395 | 14.6004 | 14.3075 | 14.0369 | 13.7632 | 13.4558 | 13.2359 | 12.7416 | 12.9457 | 13.6083
Willenhall 132kV | Wolverhampton 132 33 | Wolverhampton 132 33 | Bulk Supply Point | 33 | 52.5814 | -2.1136 | Steady Progression | Thermal headroom (MW) | 16.1785 | 16.1738 | 16.2602 | 16.253 | 16.2459 | 16.2464 | 16.2462 | 16.2413 | 16.2296 | 16.2187 | 16.2095 | 16.1677 | 16.1149 | 16.0403 | 15.9554 | 15.8038 | 14.931 | 13.9833 | 13.7881
Willenhall 132kV | Wolverhampton 132 33 | Wolverhampton 132 33 | Bulk Supply Point | 33 | 52.5814 | -2.1136 | System Transformation | Thermal headroom (MW) | 16.1596 | 16.1385 | 16.211 | 16.1891 | 16.1773 | 16.1723 | 16.149 | 16.1157 | 16.0742 | 16.0189 | 15.9472 | 15.842 | 15.6653 | 15.5046 | 15.2672 | 15.0632 | 13.8621 | 13.3303 | 13.5007
Willenhall 132kV | Wolverhampton 132 33 | Wolverhampton 132 33 | Bulk Supply Point | 33 | 52.5814 | -2.1136 | WPD Best View | Thermal headroom (MW) | 16.1411 | 16.0456 | 16.0243 | 15.9031 | 15.7742 | 15.5803 | 15.3736 | 15.1858 | 14.9326 | 14.7159 | 14.5096 | 14.2561 | 13.9476 | 13.68 | 13.4108 | 13.1027 | 12.1672 | 12.0563 | 12.2658
Willenhall 132kV | Wolverhampton 132 33 | Wolverhampton 132/33/11kV DUMMY | Primary | 11 | 52.5814 | -2.1136 | Consumer Transformation | Thermal headroom (MW) | 28.7243 | 27.9817 | 27.8168 | 26.8747 | 25.8728 | 24.3662 | 22.7595 | 21.3001 | 19.3322 | 17.6483 | 16.0444 | 14.0748 | 11.6773 | 9.5976 | 7.5053 | 5.1106 | -2.1601 | -3.0219 | -1.3932
Willenhall 132kV | Wolverhampton 132 33 | Wolverhampton 132/33/11kV DUMMY | Primary | 11 | 52.5814 | -2.1136 | Leading the Way | Thermal headroom (MW) | 28.6351 | 27.8578 | 27.9406 | 26.9728 | 26.1239 | 24.8849 | 23.6421 | 22.3268 | 20.3608 | 18.6085 | 16.7505 | 14.4738 | 12.3714 | 10.2439 | 7.8546 | 6.1459 | 2.3043 | 3.8905 | 9.04
Willenhall 132kV | Wolverhampton 132 33 | Wolverhampton 132/33/11kV DUMMY | Primary | 11 | 52.5814 | -2.1136 | Steady Progression | Thermal headroom (MW) | 29.0151 | 28.9782 | 29.6503 | 29.5939 | 29.5387 | 29.5429 | 29.5414 | 29.5032 | 29.4121 | 29.3272 | 29.2558 | 28.9314 | 28.5206 | 27.9411 | 27.2814 | 26.103 | 19.3196 | 11.9546 | 10.4372
Willenhall 132kV | Wolverhampton 132 33 | Wolverhampton 132/33/11kV DUMMY | Primary | 11 | 52.5814 | -2.1136 | System Transformation | Thermal headroom (MW) | 28.8682 | 28.7037 | 29.2674 | 29.0977 | 29.0058 | 28.967 | 28.786 | 28.5272 | 28.2041 | 27.7743 | 27.2178 | 26.3997 | 25.0265 | 23.7778 | 21.9328 | 20.3468 | 11.0128 | 6.8791 | 8.2037
Willenhall 132kV | Wolverhampton 132 33 | Wolverhampton 132/33/11kV DUMMY | Primary | 11 | 52.5814 | -2.1136 | WPD Best View | Thermal headroom (MW) | 28.7243 | 27.9817 | 27.8168 | 26.8747 | 25.8728 | 24.3662 | 22.7595 | 21.3001 | 19.3322 | 17.6483 | 16.0444 | 14.0748 | 11.6773 | 9.5976 | 7.5053 | 5.1106 | -2.1601 | -3.0219 | -1.3932

## Generation headroom
Associated GSP Group | Bulk Supply Point | Substation | Supply Level | Voltage Level (kV) | Latitude | Longitude | Scenario | Units | Limiting constraint | 2020 | 2021 | 2022 | 2023 | 2024 | 2025 | 2026 | 2027 | 2028 | 2029 | 2030 | 2031 | 2032 | 2033 | 2034 | 2035 | 2040 | 2045 | 2050
Bishops Wood 132kV | Hereford (Bishops Wood) & Ludlow 132 66 | Hereford (Bishops Wood) & Ludlow 132 66 | Bulk Supply Point | 66 | 52.0548 | -2.62 | Consumer Transformation | Headroom (MW) | Thermal | -31.1242 | -31.8067 | -33.3785 | -35.8489 | -38.7308 | -42.3493 | -47.5247 | -52.772 | -57.9748 | -63.2738 | -68.8525 | -74.204 | -82.186 | -87.2817 | -92.2377 | -97.5161 | -146.9856 | -196.8912 | -244.3956
Bishops Wood 132kV | Hereford (Bishops Wood) & Ludlow 132 66 | Hereford (Bishops Wood) & Ludlow 132 66 | Bulk Supply Point | 66 | 52.0548 | -2.62 | Leading the Way | Headroom (MW) | Thermal | -30.8227 | -32.1611 | -33.0381 | -34.8166 | -36.8339 | -39.0928 | -42.2538 | -45.2398 | -48.4266 | -51.1315 | -53.7558 | -56.773 | -59.9109 | -63.8293 | -74.1182 | -86.5006 | -144.7006 | -186.9486 | -227.1426
Bishops Wood 132kV | Hereford (Bishops Wood) & Ludlow 132 66 | Hereford (Bishops Wood) & Ludlow 132 66 | Bulk Supply Point | 66 | 52.0548 | -2.62 | Steady Progression | Headroom (MW) | Thermal | -30.8594 | -31.0733 | -31.9344 | -32.9368 | -33.919 | -34.8231 | -35.8536 | -37.0184 | -38.2936 | -39.5684 | -41.0347 | -42.349 | -43.5277 | -44.5087 | -45.3116 | -45.9623 | -48.5108 | -52.0451 | -66.6639
Bishops Wood 132kV | Hereford (Bishops Wood) & Ludlow 132 66 | Hereford (Bishops Wood) & Ludlow 132 66 | Bulk Supply Point | 66 | 52.0548 | -2.62 | System Transformation | Headroom (MW) | Thermal | -30.9363 | -31.3027 | -32.4418 | -34.091 | -36.0105 | -38.1937 | -41.4747 | -44.6555 | -48.1591 | -51.689 | -55.082 | -58.3428 | -61.3293 | -64.088 | -66.4205 | -68.403 | -78.0499 | -109.8941 | -137.3395
Bishops Wood 132kV | Hereford (Bishops Wood) & Ludlow 132 66 | Hereford (Bishops Wood) & Ludlow 132 66 | Bulk Supply Point | 66 | 52.0548 | -2.62 | WPD Best View | Headroom (MW) | Thermal | -10.5678 | -11.2852 | -12.7147 | -14.9393 | -17.5961 | -20.8266 | -25.3549 | -29.8442 | -34.3802 | -38.9488 | -43.7863 | -48.4238 | -54.8002 | -59.2152 | -63.4654 | -67.9759 | -103.7724 | -138.5132 | -172.8864
Bishops Wood 132kV | Hereford (Bishops Wood) & Ludlow 132 66 | BODENHAM 66 11kV S STN | Primary | 11 | 52.1488 | -2.6766 | Consumer Transformation | Headroom (MW) | Thermal | 1.1371 | 1.1112 | 1.036 | 0.97705 | 0.7877 | 0.5824 | 0.31294 | 0.052371 | -0.21022 | -0.47514 | -0.74558 | -1.0069 | -1.2699 | -1.5192 | -1.7696 | -2.0335 | -2.8212 | -3.6651 | -4.6419
Bishops Wood 132kV | Hereford (Bishops Wood) & Ludlow 132 66 | BODENHAM 66 11kV S STN | Primary | 11 | 52.1488 | -2.6766 | Leading the Way | Headroom (MW) | Thermal | 1.1454 | 1.13 | 1.0862 | 1.0628 | 0.90415 | 0.74145 | 0.55339 | 0.361 | 0.17826 | 0.0050675 | -0.16009 | -0.33069 | -0.48712 | -0.63687 | -0.80582 | -0.9758 | -1.8613 | -1.303 | -3.1238
Bishops Wood 132kV | Hereford (Bishops Wood) & Ludlow 132 66 | BODENHAM 66 11kV S STN | Primary | 11 | 52.1488 | -2.6766 | Steady Progression | Headroom (MW) | N/A | 1.1426 | 1.1329 | 1.078 | 1.0556 | 1.0359 | 1.0103 | 1.001 | 0.97297 | 0.95556 | 0.92848 | 0.89692 | 0.87177 | 0.85359 | 0.84045 | 0.83311 | 0.83256 | 0.9082 | 0.98373 | 0.84575
Bishops Wood 132kV | Hereford (Bishops Wood) & Ludlow 132 66 | BODENHAM 66 11kV S STN | Primary | 11 | 52.1488 | -2.6766 | System Transformation | Headroom (MW) | Thermal | 1.1407 | 1.1195 | 1.0651 | 1.0226 | 0.97912 | 0.92558 | 0.72272 | 0.50758 | 0.28502 | 0.074222 | -0.14943 | -0.36881 | -0.57216 | -0.77622 | -0.96315 | -0.98585 | -1.0331 | -1.2715 | -1.6168
Bishops Wood 132kV | Hereford (Bishops Wood) & Ludlow 132 66 | BODENHAM 66 11kV S STN | Primary | 11 | 52.1488 | -2.6766 | WPD Best View | Headroom (MW) | Thermal | 1.1371 | 1.1112 | 1.036 | 0.97705 | 0.7877 | 0.5824 | 0.31294 | 0.052371 | -0.21022 | -0.47514 | -0.74558 | -1.0069 | -1.2699 | -1.5192 | -1.7696 | -2.0335 | -2.8212 | -3.6651 | -4.6419
Bishops Wood 132kV | Hereford (Bishops Wood) & Ludlow 132 66 | BROMYARD 66/11kV | Primary | 11 | 52.1861 | -2.5004 | Consumer Transformation | Headroom (MW) | Thermal | 5.6061 | 5.5465 | 5.4204 | 5.2929 | 5.1635 | 4.9698 | 4.6878 | 4.4141 | 4.1571 | 3.8641 | 3.5576 | 3.1323 | 2.7225 | 2.3179 | 1.9176 | 1.5102 | -1.2199 | -4.2504 | -8.4686
Bishops Wood 132kV | Hereford (Bishops Wood) & Ludlow 132 66 | BROMYARD 66/11kV | Primary | 11 | 52.1861 | -2.5004 | Leading the Way | Headroom (MW) | Thermal | 5.6288 | 5.4501 | 5.3702 | 5.3124 | 5.2449 | 5.1792 | 5.0606 | 4.9707 | 4.8608 | 4.7543 | 4.6707 | 4.48 | 4.3066 | 4.1393 | 2.3335 | 0.64893 | -2.3613 | -5.6542 | -8.9567
Bishops Wood 132kV | Hereford (Bishops Wood) & Ludlow 132 66 | BROMYARD 66/11kV | Primary | 11 | 52.1861 | -2.5004 | Steady Progression | Headroom (MW) | N/A | 5.6323 | 5.6123 | 5.55 | 5.5082 | 5.4828 | 5.4552 | 5.4283 | 5.39 | 5.3435 | 5.2994 | 5.2454 | 5.1957 | 5.1514 | 5.12 | 5.0946 | 5.0814 | 5.1804 | 5.3114 | 3.8628
Bishops Wood 132kV | Hereford (Bishops Wood) & Ludlow 132 66 | BROMYARD 66/11kV | Primary | 11 | 52.1861 | -2.5004 | System Transformation | Headroom (MW) | Thermal | 5.6211 | 5.5957 | 5.5046 | 5.4347 | 5.3578 | 5.2684 | 5.1124 | 4.9769 | 4.81 | 4.6423 | 4.4883 | 4.3506 | 4.2242 | 4.1124 | 4.0082 | 3.9251 | 2.4596 | 0.75081 | -2.3036
Bishops Wood 132kV | Hereford (Bishops Wood) & Ludlow 132 66 | BROMYARD 66/11kV | Primary | 11 | 52.1861 | -2.5004 | WPD Best View | Headroom (MW) | Thermal | 5.6046 | 5.5422 | 5.4123 | 5.2796 | 5.1433 | 4.9397 | 4.6465 | 4.3596 | 4.0876 | 3.7783 | 3.4548 | 3.0089 | 2.5763 | 2.1487 | 1.7262 | 1.3024 | -1.4128 | -4.2921 | -8.4383
Bishops Wood 132kV | Hereford (Bishops Wood) & Ludlow 132 66 | DYMOCK 66 11kV S STN | Primary | 11 | 51.9703 | -2.4494 | Consumer Transformation | Headroom (MW) | Thermal | 0.70579 | 0.68677 | 0.64734 | 0.60787 | 0.58736 | 0.5428 | 0.32975 | 0.1247 | -0.0727 | -0.26348 | -0.4721 | -0.6623 | -1.7641 | -1.9211 | -2.0572 | -2.2132 | -2.8582 | -6.037 | -7.5415
Bishops Wood 132kV | Hereford (Bishops Wood) & Ludlow 132 66 | DYMOCK 66 11kV S STN | Primary | 11 | 51.9703 | -2.4494 | Leading the Way | Headroom (MW) | Thermal | 0.71142 | 0.71411 | 0.69195 | 0.69652 | 0.70205 | 0.60701 | 0.47664 | 0.36283 | 0.25478 | 0.18481 | 0.12548 | 0.09383 | 0.073175 | 0.048558 | 0.026762 | -0.028285 | -1.6121 | -2.4898 | -5.7398
Bishops Wood 132kV | Hereford (Bishops Wood) & Ludlow 132 66 | DYMOCK 66 11kV S STN | Primary | 11 | 51.9703 | -2.4494 | Steady Progression | Headroom (MW) | N/A | 0.70668 | 0.70616 | 0.67626 | 0.6742 | 0.66169 | 0.66394 | 0.67698 | 0.68632 | 0.68357 | 0.69055 | 0.69075 | 0.70385 | 0.72823 | 0.75914 | 0.82046 | 0.88923 | 1.388 | 1.8416 | 1.7207
Bishops Wood 132kV | Hereford (Bishops Wood) & Ludlow 132 66 | DYMOCK 66 11kV S STN | Primary | 11 | 51.9703 | -2.4494 | System Transformation | Headroom (MW) | N/A | 0.70362 | 0.69139 | 0.6464 | 0.61768 | 0.58299 | 0.55893 | 0.49632 | 0.44456 | 0.38703 | 0.32796 | 0.29916 | 0.27386 | 0.2837 | 0.31838 | 0.36874 | 0.44675 | 0.92366 | 0.8152 | 0.30433
Bishops Wood 132kV | Hereford (Bishops Wood) & Ludlow 132 66 | DYMOCK 66 11kV S STN | Primary | 11 | 51.9703 | -2.4494 | WPD Best View | Headroom (MW) | Thermal | 0.70644 | 0.70046 | 0.6735 | 0.66478 | 0.65965 | 0.65145 | 0.51565 | 0.37547 | 0.21749 | 0.085121 | -0.071158 | -0.19653 | -1.2647 | -1.3695 | -1.4548 | -1.5458 | -1.4694 | -2.6277 | -3.3027
Bishops Wood 132kV | Hereford (Bishops Wood) & Ludlow 132 66 | KENSWICK 66 11kV S STN | Primary | 11 | 52.228 | -2.3109 | Consumer Transformation | Headroom (MW) | Thermal | 3.1185 | 3.0839 | 3.0174 | 2.9439 | 2.7606 | 2.544 | 2.254 | 1.9708 | 1.6931 | 1.4167 | 1.1289 | 0.86018 | 0.61214 | 0.37185 | 0.1341 | -0.11431 | -2.2332 | -5.9249 | -9.6985
Bishops Wood 132kV | Hereford (Bishops Wood) & Ludlow 132 66 | KENSWICK 66 11kV S STN | Primary | 11 | 52.228 | -2.3109 | Leading the Way | Headroom (MW) | Thermal | 3.1367 | 3.1222 | 3.0895 | 2.9535 | 2.8022 | 2.6566 | 2.4822 | 2.3219 | 2.16 | 2.018 | 1.8998 | 1.7992 | 1.7236 | 1.6341 | -0.072878 | -1.8054 | -6.3367 | -13.1591 | -16.4594
Bishops Wood 132kV | Hereford (Bishops Wood) & Ludlow 132 66 | KENSWICK 66 11kV S STN | Primary | 11 | 52.228 | -2.3109 | Steady Progression | Headroom (MW) | N/A | 3.1304 | 3.1148 | 3.0713 | 3.0585 | 3.0435 | 3.0337 | 3.0248 | 3.0196 | 3.0047 | 2.9894 | 2.961 | 2.9517 | 2.9543 | 2.9676 | 2.9925 | 3.0342 | 3.3784 | 2.5145 | 2.3809
Bishops Wood 132kV | Hereford (Bishops Wood) & Ludlow 132 66 | KENSWICK 66 11kV S STN | Primary | 11 | 52.228 | -2.3109 | System Transformation | Headroom (MW) | Thermal | 3.1281 | 3.1 | 3.0466 | 3.0044 | 2.9543 | 2.8956 | 2.6703 | 2.4522 | 2.2198 | 1.9811 | 1.7556 | 1.5446 | 1.3597 | 1.1689 | 1.0184 | 1.0426 | 0.048519 | -2.597 | -5.5442
Bishops Wood 132kV | Hereford (Bishops Wood) & Ludlow 132 66 | KENSWICK 66 11kV S STN | Primary | 11 | 52.228 | -2.3109 | WPD Best View | Headroom (MW) | N/A | 3.1319 | 3.1191 | 3.0794 | 3.0717 | 2.9366 | 2.8053 | 2.6646 | 2.5217 | 2.3614 | 2.2138 | 2.0515 | 1.9085 | 1.7802 | 1.6604 | 1.552 | 1.4471 | 1.6243 | 0.60913 | 0.40342
Bishops Wood 132kV | Hereford (Bishops Wood) & Ludlow 132 66 | KINGTON 66 11kV S STN | Primary | 11 | 52.2121 | -3.0075 | Consumer Transformation | Headroom (MW) | Thermal | 0.34433 | 0.27635 | 0.16642 | 0.049099 | -0.059176 | -0.23767 | -0.49371 | -0.72501 | -0.93772 | -1.1631 | -1.3976 | -1.6171 | -1.8105 | -2.1279 | -2.4424 | -2.7957 | -5.1868 | -7.0683 | -8.9689
Bishops Wood 132kV | Hereford (Bishops Wood) & Ludlow 132 66 | KINGTON 66 11kV S STN | Primary | 11 | 52.2121 | -3.0075 | Leading the Way | Headroom (MW) | Thermal | 0.36086 | 0.34389 | 0.27285 | 0.22507 | 0.18275 | 0.12966 | 0.052764 | -0.0034709 | -0.063079 | -0.096055 | -0.12459 | -0.25964 | -0.36596 | -0.4868 | -0.59452 | -0.63781 | -2.0125 | -3.0512 | -4.1395
Bishops Wood 132kV | Hereford (Bishops Wood) & Ludlow 132 66 | KINGTON 66 11kV S STN | Primary | 11 | 52.2121 | -3.0075 | Steady Progression | Headroom (MW) | Thermal | 0.37067 | 0.34733 | 0.28463 | 0.24263 | 0.21317 | 0.17168 | 0.15099 | 0.12206 | 0.08454 | 0.05724 | 0.01387 | -0.0086038 | -0.022589 | -0.031648 | -0.027447 | -0.0073316 | 0.24645 | 0.53709 | 0.2921
Bishops Wood 132kV | Hereford (Bishops Wood) & Ludlow 132 66 | KINGTON 66 11kV S STN | Primary | 11 | 52.2121 | -3.0075 | System Transformation | Headroom (MW) | Thermal | 0.35544 | 0.32698 | 0.23713 | 0.16261 | 0.087983 | -0.0073924 | -0.13964 | -0.26749 | -0.41198 | -0.54977 | -0.68435 | -0.78811 | -0.87421 | -0.93547 | -0.97664 | -1.0235 | -1.0567 | -1.9279 | -2.6451
Bishops Wood 132kV | Hereford (Bishops Wood) & Ludlow 132 66 | KINGTON 66 11kV S STN | Primary | 11 | 52.2121 | -3.0075 | WPD Best View | Headroom (MW) | Thermal | 0.34677 | 0.29247 | 0.18908 | 0.082318 | -0.0064417 | -0.16728 | -0.38334 | -0.57927 | -0.76899 | -0.95463 | -1.15 | -1.3256 | -1.4832 | -1.7647 | -2.0454 | -2.3674 | -4.6685 | -6.4645 | -8.3008
Bishops Wood 132kV | Hereford (Bishops Wood) & Ludlow 132 66 | KNIGHTON 66 11kV S STN | Primary | 11 | 52.3367 | -3.042 | Consumer Transformation | Headroom (MW) | Thermal | 1.5128 | 1.5 | 1.4428 | 1.387 | 1.3328 | 1.2603 | 1.1465 | 1.0467 | 0.95402 | 0.85921 | 0.7603 | 0.68612 | 0.62414 | 0.57203 | 0.55863 | 0.49439 | -0.14827 | -1.2931 | -2.7512
Bishops Wood 132kV | Hereford (Bishops Wood) & Ludlow 132 66 | KNIGHTON 66 11kV S STN | Primary | 11 | 52.3367 | -3.042 | Leading the Way | Headroom (MW) | Thermal | 1.5279 | 1.403 | 1.3771 | 1.3589 | 1.3465 | 1.3409 | 1.3169 | 1.3122 | 1.3137 | 1.3403 | 1.3847 | 1.4448 | 1.523 | 1.5969 | 1.7303 | 1.7597 | 1.5127 | 0.61114 | -0.30919
Bishops Wood 132kV | Hereford (Bishops Wood) & Ludlow 132 66 | KNIGHTON 66 11kV S STN | Primary | 11 | 52.3367 | -3.042 | Steady Progression | Headroom (MW) | N/A | 1.5243 | 1.5136 | 1.4891 | 1.4842 | 1.4736 | 1.4752 | 1.4654 | 1.4593 | 1.4542 | 1.4425 | 1.4378 | 1.4378 | 1.4515 | 1.4702 | 1.5196 | 1.5597 | 1.9281 | 2.3358 | 2.2042
Bishops Wood 132kV | Hereford (Bishops Wood) & Ludlow 132 66 | KNIGHTON 66 11kV S STN | Primary | 11 | 52.3367 | -3.042 | System Transformation | Headroom (MW) | N/A | 1.5219 | 1.5076 | 1.4679 | 1.4357 | 1.4017 | 1.3682 | 1.3013 | 1.2378 | 1.1665 | 1.1061 | 1.0526 | 1.0188 | 1.0037 | 0.99751 | 1.0628 | 1.0915 | 1.3692 | 1.2261 | 0.61725
Bishops Wood 132kV | Hereford (Bishops Wood) & Ludlow 132 66 | KNIGHTON 66 11kV S STN | Primary | 11 | 52.3367 | -3.042 | WPD Best View | Headroom (MW) | N/A | 1.5259 | 1.3975 | 1.3673 | 1.3465 | 1.3331 | 1.3275 | 1.294 | 1.2718 | 1.2504 | 1.2481 | 1.2561 | 1.2822 | 1.3234 | 1.3661 | 1.4814 | 1.5148 | 1.5044 | 0.85645 | 0.13667
Bishops Wood 132kV | Hereford (Bishops Wood) & Ludlow 132 66 | LEDBURY 66/11kV | Primary | 11 | 52.0463 | -2.427 | Consumer Transformation | Headroom (MW) | Thermal | 8.0919 | 7.9942 | 7.8257 | 7.6197 | 7.3988 | 7.0826 | 6.4847 | 5.7595 | 5.0155 | 4.2571 | 3.4587 | 2.6812 | 1.9166 | 1.2131 | 0.50233 | -0.17365 | -3.0174 | -6.9616 | -9.8781
Bishops Wood 132kV | Hereford (Bishops Wood) & Ludlow 132 66 | LEDBURY 66/11kV | Primary | 11 | 52.0463 | -2.427 | Leading the Way | Headroom (MW) | Thermal | 8.124 | 8.0365 | 7.9667 | 7.8646 | 7.7428 | 7.5026 | 7.0088 | 6.5306 | 5.9969 | 5.5151 | 5.0519 | 4.6434 | 4.268 | 3.9467 | 3.6247 | 1.7004 | -0.30505 | -2.8491 | -5.5374
Bishops Wood 132kV | Hereford (Bishops Wood) & Ludlow 132 66 | LEDBURY 66/11kV | Primary | 11 | 52.0463 | -2.427 | Steady Progression | Headroom (MW) | N/A | 8.1233 | 8.0968 | 8.0115 | 7.9623 | 7.9135 | 7.8737 | 7.8238 | 7.7668 | 7.695 | 7.6241 | 7.5337 | 7.4519 | 7.3725 | 7.3338 | 7.3002 | 7.3075 | 7.4217 | 7.5994 | 7.2649
Bishops Wood 132kV | Hereford (Bishops Wood) & Ludlow 132 66 | LEDBURY 66/11kV | Primary | 11 | 52.0463 | -2.427 | System Transformation | Headroom (MW) | N/A | 8.1188 | 8.0604 | 7.9633 | 7.8563 | 7.7358 | 7.5978 | 7.3583 | 7.1366 | 6.8718 | 6.4915 | 6.2428 | 5.8652 | 5.5008 | 5.1982 | 4.9136 | 4.6641 | 4.2157 | 2.2351 | 1.271
Bishops Wood 132kV | Hereford (Bishops Wood) & Ludlow 132 66 | LEDBURY 66/11kV | Primary | 11 | 52.0463 | -2.427 | WPD Best View | Headroom (MW) | Thermal | 8.089 | 7.9857 | 7.8094 | 7.5932 | 7.3584 | 7.0224 | 6.4022 | 5.7851 | 5.1544 | 4.496 | 3.8081 | 3.1371 | 2.472 | 1.872 | 1.2656 | 0.72055 | -1.601 | -5.2408 | -8.0131
Bishops Wood 132kV | Hereford (Bishops Wood) & Ludlow 132 66 | LEOMINSTER 66 11kV S STN | Primary | 11 | 52.2288 | -2.761 | Consumer Transformation | Headroom (MW) | Thermal | 17.9699 | 17.8613 | 17.6717 | 17.4177 | 16.9965 | 16.4549 | 15.7733 | 15.0203 | 14.2437 | 13.4498 | 12.6022 | 11.7819 | 10.9587 | 10.1637 | 9.3983 | 8.6341 | 5.1453 | 2.0765 | -1.2352
Bishops Wood 132kV | Hereford (Bishops Wood) & Ludlow 132 66 | LEOMINSTER 66 11kV S STN | Primary | 11 | 52.2288 | -2.761 | Leading the Way | Headroom (MW) | N/A | 18.0139 | 17.4621 | 17.3889 | 17.1193 | 16.8081 | 16.4648 | 16.0548 | 15.5535 | 14.9518 | 14.4195 | 13.9007 | 13.4877 | 13.0999 | 12.7349 | 12.3854 | 12.0008 | 9.9093 | 8.2979 | 7.1556
Bishops Wood 132kV | Hereford (Bishops Wood) & Ludlow 132 66 | LEOMINSTER 66 11kV S STN | Primary | 11 | 52.2288 | -2.761 | Steady Progression | Headroom (MW) | N/A | 18.0061 | 17.9741 | 17.9052 | 17.8428 | 17.7798 | 17.7255 | 17.686 | 17.6126 | 17.5142 | 17.4067 | 17.2863 | 17.1687 | 17.054 | 16.9483 | 16.851 | 16.7474 | 16.5121 | 16.3228 | 15.8685
Bishops Wood 132kV | Hereford (Bishops Wood) & Ludlow 132 66 | LEOMINSTER 66 11kV S STN | Primary | 11 | 52.2288 | -2.761 | System Transformation | Headroom (MW) | N/A | 17.998 | 17.9542 | 17.8624 | 17.7397 | 17.5938 | 17.3004 | 16.9357 | 16.5418 | 16.088 | 15.6396 | 15.1802 | 14.7275 | 14.2838 | 13.8395 | 13.4341 | 13.007 | 11.98 | 10.8971 | 9.7665
Bishops Wood 132kV | Hereford (Bishops Wood) & Ludlow 132 66 | LEOMINSTER 66 11kV S STN | Primary | 11 | 52.2288 | -2.761 | WPD Best View | Headroom (MW) | Thermal | 17.9699 | 17.8613 | 17.6717 | 17.4177 | 16.9965 | 16.4549 | 15.7733 | 15.0203 | 14.2437 | 13.4498 | 12.6022 | 11.7819 | 10.9587 | 10.1637 | 9.3983 | 8.6341 | 5.1453 | 2.0765 | -1.2352
Bishops Wood 132kV | Hereford (Bishops Wood) & Ludlow 132 66 | LOWER CHADNOR 66 11kV S STN | Primary | 11 | 52.1693 | -2.8424 | Consumer Transformation | Headroom (MW) | Thermal | 0.44395 | 0.422 | 0.38308 | 0.1911 | 0.0037001 | -0.20646 | -0.46395 | -0.72582 | -0.98361 | -1.2452 | -1.5078 | -1.7648 | -2.0202 | -2.2652 | -2.5204 | -2.779 | -4.2081 | -5.7839 | -7.3815
Bishops Wood 132kV | Hereford (Bishops Wood) & Ludlow 132 66 | LOWER CHADNOR 66 11kV S STN | Primary | 11 | 52.1693 | -2.8424 | Leading the Way | Headroom (MW) | Thermal | 0.45255 | 0.44674 | 0.41685 | 0.25687 | 0.09122 | -0.084558 | -0.28453 | -0.48219 | -0.68271 | -0.87611 | -1.0509 | -1.2407 | -1.4211 | -1.5938 | -1.7772 | -1.9676 | -3.1132 | -4.4279 | -5.8188
Bishops Wood 132kV | Hereford (Bishops Wood) & Ludlow 132 66 | LOWER CHADNOR 66 11kV S STN | Primary | 11 | 52.1693 | -2.8424 | Steady Progression | Headroom (MW) | Thermal | 0.45369 | 0.44047 | 0.41541 | 0.26271 | 0.10228 | -0.048361 | -0.20644 | -0.37751 | -0.54242 | -0.71525 | -0.89953 | -1.084 | -1.2665 | -1.4378 | -1.6017 | -1.7705 | -2.5286 | -3.1174 | -3.7129
Bishops Wood 132kV | Hereford (Bishops Wood) & Ludlow 132 66 | LOWER CHADNOR 66 11kV S STN | Primary | 11 | 52.1693 | -2.8424 | System Transformation | Headroom (MW) | Thermal | 0.45197 | 0.43773 | 0.40031 | 0.23294 | 0.052546 | -0.13967 | -0.35779 | -0.57184 | -0.78997 | -1.015 | -1.2439 | -1.4755 | -1.6979 | -1.9093 | -2.1143 | -2.3247 | -3.2077 | -4.2823 | -5.4474
Bishops Wood 132kV | Hereford (Bishops Wood) & Ludlow 132 66 | LOWER CHADNOR 66 11kV S STN | Primary | 11 | 52.1693 | -2.8424 | WPD Best View | Headroom (MW) | Thermal | 0.44395 | 0.422 | 0.38308 | 0.1911 | 0.0037001 | -0.20646 | -0.46395 | -0.72582 | -0.98361 | -1.2452 | -1.5078 | -1.7648 | -2.0202 | -2.2652 | -2.5204 | -2.779 | -4.2081 | -5.7839 | -7.3815
Bishops Wood 132kV | Hereford (Bishops Wood) & Ludlow 132 66 | MADLEY 66 11kV S STN | Primary | 11 | 52.0363 | -2.8486 | Consumer Transformation | Headroom (MW) | Thermal | 5.5365 | 5.5206 | 5.4653 | 5.2686 | 5.0628 | 4.8453 | 4.578 | 4.311 | 4.0275 | 3.7518 | 3.4589 | 3.1833 | 2.9028 | 2.622 | 2.3564 | 2.0678 | 0.5986 | -0.7913 | -2.3557
Bishops Wood 132kV | Hereford (Bishops Wood) & Ludlow 132 66 | MADLEY 66 11kV S STN | Primary | 11 | 52.0363 | -2.8486 | Leading the Way | Headroom (MW) | Thermal | 5.551 | 5.3888 | 5.3419 | 5.1598 | 4.9883 | 4.7986 | 4.5888 | 4.3658 | 4.1323 | 3.9255 | 3.7015 | 3.4935 | 3.2969 | 3.0882 | 2.8997 | 2.6859 | 1.4937 | 0.19757 | -2.3446
Bishops Wood 132kV | Hereford (Bishops Wood) & Ludlow 132 66 | MADLEY 66 11kV S STN | Primary | 11 | 52.0363 | -2.8486 | Steady Progression | Headroom (MW) | N/A | 5.5463 | 5.5377 | 5.5056 | 5.3515 | 5.188 | 5.0337 | 4.874 | 4.7008 | 4.5225 | 4.3524 | 4.164 | 3.9769 | 3.7902 | 3.6079 | 3.4253 | 3.2421 | 2.602 | 2.6422 | 2.5154
Bishops Wood 132kV | Hereford (Bishops Wood) & Ludlow 132 66 | MADLEY 66 11kV S STN | Primary | 11 | 52.0363 | -2.8486 | System Transformation | Headroom (MW) | N/A | 5.5464 | 5.5372 | 5.4935 | 5.3189 | 5.1391 | 4.9561 | 4.7416 | 4.5303 | 4.3021 | 4.0872 | 3.8487 | 3.6115 | 3.3908 | 3.1621 | 2.9503 | 2.7162 | 1.757 | 1.3848 | 1.0993
Bishops Wood 132kV | Hereford (Bishops Wood) & Ludlow 132 66 | MADLEY 66 11kV S STN | Primary | 11 | 52.0363 | -2.8486 | WPD Best View | Headroom (MW) | Thermal | 5.5365 | 5.5206 | 5.4653 | 5.2686 | 5.0628 | 4.8453 | 4.578 | 4.311 | 4.0275 | 3.7518 | 3.4589 | 3.1833 | 2.9028 | 2.622 | 2.3564 | 2.0678 | 0.5986 | -0.7913 | -2.3557
Bishops Wood 132kV | Hereford (Bishops Wood) & Ludlow 132 66 | NEWENT 66 11kV S STN | Primary | 11 | 51.9289 | -2.3802 | Consumer Transformation | Headroom (MW) | Thermal | 1.5971 | 1.5692 | 1.4142 | 1.2765 | 1.118 | 0.90226 | 0.5504 | 0.21703 | -0.097091 | -0.4451 | -0.82428 | -1.1275 | -3.3102 | -3.621 | -3.8966 | -4.1846 | -7.6115 | -17.3849 | -24.1864
Bishops Wood 132kV | Hereford (Bishops Wood) & Ludlow 132 66 | NEWENT 66 11kV S STN | Primary | 11 | 51.9289 | -2.3802 | Leading the Way | Headroom (MW) | Thermal | 1.6291 | 1.5939 | 1.5091 | 1.4807 | 1.4333 | 1.3924 | 1.2834 | 1.2066 | 1.1125 | 1.0721 | 1.044 | 1.1009 | 1.1329 | 1.1852 | -0.39297 | -2.0401 | -12.0885 | -19.8318 | -26.5337
Bishops Wood 132kV | Hereford (Bishops Wood) & Ludlow 132 66 | NEWENT 66 11kV S STN | Primary | 11 | 51.9289 | -2.3802 | Steady Progression | Headroom (MW) | N/A | 1.6261 | 1.6358 | 1.5644 | 1.5439 | 1.5113 | 1.4986 | 1.4762 | 1.4578 | 1.4219 | 1.3833 | 1.3252 | 1.3074 | 1.3015 | 1.2996 | 1.3196 | 1.3657 | 1.8131 | 1.0567 | 0.73234
Bishops Wood 132kV | Hereford (Bishops Wood) & Ludlow 132 66 | NEWENT 66 11kV S STN | Primary | 11 | 51.9289 | -2.3802 | System Transformation | Headroom (MW) | Thermal | 1.6146 | 1.6259 | 1.5114 | 1.4399 | 1.3449 | 1.2405 | 1.0361 | 0.84865 | 0.62651 | 0.42493 | 0.24116 | 0.10616 | -0.015027 | -0.10974 | -0.16604 | -0.20903 | -1.3772 | -6.8571 | -11.5583
Bishops Wood 132kV | Hereford (Bishops Wood) & Ludlow 132 66 | NEWENT 66 11kV S STN | Primary | 11 | 51.9289 | -2.3802 | WPD Best View | Headroom (MW) | Thermal | 1.6269 | 1.6391 | 1.5731 | 1.5566 | 1.5258 | 1.5231 | 1.5 | 1.4854 | 1.4604 | 1.4334 | 1.3782 | 1.3823 | 0.4567 | 0.47308 | 0.51141 | 0.56839 | 0.72281 | -2.7534 | -3.5291
Bishops Wood 132kV | Hereford (Bishops Wood) & Ludlow 132 66 | PETERCHURCH 66 11kV S STN | Primary | 11 | 52.0422 | -2.9543 | Consumer Transformation | Headroom (MW) | Thermal | 2.5236 | 2.4993 | 2.4443 | 2.3924 | 2.3416 | 2.2702 | 2.1514 | 2.044 | 1.9441 | 1.8337 | 1.7139 | 1.6213 | 1.5279 | 1.446 | 1.3652 | 1.1544 | 0.49825 | -0.49284 | -1.5519
Bishops Wood 132kV | Hereford (Bishops Wood) & Ludlow 132 66 | PETERCHURCH 66 11kV S STN | Primary | 11 | 52.0422 | -2.9543 | Leading the Way | Headroom (MW) | N/A | 2.5331 | 2.5298 | 2.4989 | 2.4827 | 2.4596 | 2.4551 | 2.4184 | 2.4088 | 2.3894 | 2.3911 | 2.3925 | 2.298 | 2.2067 | 2.1335 | 2.0427 | 2.0564 | 1.8096 | 1.2388 | 0.57709
Bishops Wood 132kV | Hereford (Bishops Wood) & Ludlow 132 66 | PETERCHURCH 66 11kV S STN | Primary | 11 | 52.0422 | -2.9543 | Steady Progression | Headroom (MW) | N/A | 2.533 | 2.5286 | 2.4912 | 2.477 | 2.4706 | 2.4594 | 2.4602 | 2.449 | 2.4296 | 2.4242 | 2.4015 | 2.3912 | 2.3866 | 2.3973 | 2.4094 | 2.4294 | 2.6573 | 2.8877 | 2.7624
Bishops Wood 132kV | Hereford (Bishops Wood) & Ludlow 132 66 | PETERCHURCH 66 11kV S STN | Primary | 11 | 52.0422 | -2.9543 | System Transformation | Headroom (MW) | N/A | 2.531 | 2.5123 | 2.4707 | 2.4412 | 2.3954 | 2.3564 | 2.2836 | 2.2215 | 2.1444 | 2.0749 | 2.0079 | 1.9618 | 1.9209 | 1.9013 | 1.8916 | 1.8987 | 1.9914 | 1.7977 | 1.3836
Bishops Wood 132kV | Hereford (Bishops Wood) & Ludlow 132 66 | PETERCHURCH 66 11kV S STN | Primary | 11 | 52.0422 | -2.9543 | WPD Best View | Headroom (MW) | Thermal | 2.5234 | 2.4984 | 2.4421 | 2.3899 | 2.3375 | 2.2635 | 2.1426 | 2.0339 | 1.9351 | 1.8276 | 1.7137 | 1.6268 | 1.5394 | 1.4633 | 1.3861 | 1.1732 | 0.46775 | -0.57686 | -1.699
Bishops Wood 132kV | Hereford (Bishops Wood) & Ludlow 132 66 | PONTRILAS 66 11kV S STN | Primary | 11 | 51.9424 | -2.8729 | Consumer Transformation | Headroom (MW) | Thermal | 7.3979 | 7.3859 | 7.3621 | 7.3477 | 7.3365 | 7.3329 | 7.3079 | 7.2979 | 7.3046 | 7.3136 | 7.3314 | 7.3771 | 7.4428 | 7.5192 | 7.5996 | 7.6669 | 6.4249 | 3.3293 | -1.1665
Bishops Wood 132kV | Hereford (Bishops Wood) & Ludlow 132 66 | PONTRILAS 66 11kV S STN | Primary | 11 | 51.9424 | -2.8729 | Leading the Way | Headroom (MW) | Thermal | 7.4012 | 7.4001 | 7.3886 | 7.3985 | 7.4119 | 7.4345 | 7.456 | 7.5052 | 7.5644 | 7.6544 | 7.7611 | 7.8988 | 7.9364 | 7.9023 | 6.7509 | 5.2366 | 1.6413 | -3.8297 | -7.1057
Bishops Wood 132kV | Hereford (Bishops Wood) & Ludlow 132 66 | PONTRILAS 66 11kV S STN | Primary | 11 | 51.9424 | -2.8729 | Steady Progression | Headroom (MW) | N/A | 7.3971 | 7.3952 | 7.3628 | 7.357 | 7.3556 | 7.3506 | 7.366 | 7.3648 | 7.3787 | 7.3854 | 7.399 | 7.4179 | 7.4488 | 7.4921 | 7.5476 | 7.6173 | 8.0337 | 7.4873 | 7.4088
Bishops Wood 132kV | Hereford (Bishops Wood) & Ludlow 132 66 | PONTRILAS 66 11kV S STN | Primary | 11 | 51.9424 | -2.8729 | System Transformation | Headroom (MW) | N/A | 7.396 | 7.3833 | 7.3553 | 7.3368 | 7.3207 | 7.2991 | 7.2749 | 7.257 | 7.2348 | 7.2248 | 7.2228 | 7.2515 | 7.2901 | 7.3533 | 7.438 | 7.5373 | 6.9416 | 4.5717 | 0.50686
Bishops Wood 132kV | Hereford (Bishops Wood) & Ludlow 132 66 | PONTRILAS 66 11kV S STN | Primary | 11 | 51.9424 | -2.8729 | WPD Best View | Headroom (MW) | Thermal | 7.396 | 7.38 | 7.3501 | 7.329 | 7.308 | 7.2897 | 7.2485 | 7.2192 | 7.2056 | 7.1929 | 7.1885 | 7.2058 | 7.2395 | 7.2836 | 7.3315 | 7.3696 | 6.1079 | 3.2141 | -1.226
Bishops Wood 132kV | Hereford (Bishops Wood) & Ludlow 132 66 | PRESTEIGNE 66 11kV S STN | Primary | 11 | 52.2648 | -2.9883 | Consumer Transformation | Headroom (MW) | N/A | 4.645 | 4.6288 | 4.5543 | 4.5123 | 4.4731 | 4.4223 | 4.3332 | 4.2597 | 4.1987 | 4.1569 | 4.1028 | 4.0727 | 4.0571 | 4.0529 | 4.0488 | 4.0332 | 3.6446 | 2.735 | 1.6648
Bishops Wood 132kV | Hereford (Bishops Wood) & Ludlow 132 66 | PRESTEIGNE 66 11kV S STN | Primary | 11 | 52.2648 | -2.9883 | Leading the Way | Headroom (MW) | N/A | 4.6501 | 4.6597 | 4.6036 | 4.5867 | 4.5707 | 4.5723 | 4.5462 | 4.5518 | 4.5732 | 4.621 | 4.6648 | 4.7459 | 4.8449 | 4.9329 | 5.0205 | 5.07 | 4.9058 | 4.2268 | 3.3584
Bishops Wood 132kV | Hereford (Bishops Wood) & Ludlow 132 66 | PRESTEIGNE 66 11kV S STN | Primary | 11 | 52.2648 | -2.9883 | Steady Progression | Headroom (MW) | N/A | 4.6469 | 4.6443 | 4.5958 | 4.5606 | 4.5459 | 4.5347 | 4.5172 | 4.5126 | 4.4904 | 4.4874 | 4.4693 | 4.4697 | 4.4731 | 4.4946 | 4.5331 | 4.5705 | 4.9304 | 5.3039 | 5.1488
Bishops Wood 132kV | Hereford (Bishops Wood) & Ludlow 132 66 | PRESTEIGNE 66 11kV S STN | Primary | 11 | 52.2648 | -2.9883 | System Transformation | Headroom (MW) | N/A | 4.6459 | 4.6423 | 4.5727 | 4.5382 | 4.4967 | 4.4652 | 4.3971 | 4.3471 | 4.2969 | 4.2559 | 4.2079 | 4.1947 | 4.2018 | 4.216 | 4.2492 | 4.3039 | 4.6557 | 4.5495 | 4.0534
Bishops Wood 132kV | Hereford (Bishops Wood) & Ludlow 132 66 | PRESTEIGNE 66 11kV S STN | Primary | 11 | 52.2648 | -2.9883 | WPD Best View | Headroom (MW) | N/A | 4.6484 | 4.6484 | 4.5892 | 4.5585 | 4.5381 | 4.5226 | 4.4755 | 4.4579 | 4.442 | 4.4558 | 4.4639 | 4.5021 | 4.5592 | 4.6176 | 4.6669 | 4.6983 | 4.4888 | 3.7713 | 2.8816
Bishops Wood 132kV | Hereford (Bishops Wood) & Ludlow 132 66 | ROSS ON WYE 66 11kV S STN | Primary | 11 | 51.9216 | -2.5896 | Consumer Transformation | Headroom (MW) | Thermal | 10.2946 | 10.191 | 9.9626 | 9.6025 | 9.2227 | 8.7313 | 8.0639 | 7.3945 | 6.7369 | 6.0442 | 5.3097 | 4.5964 | 3.8869 | 3.2091 | 2.5258 | 1.845 | -1.4299 | -5.6314 | -8.4833
Bishops Wood 132kV | Hereford (Bishops Wood) & Ludlow 132 66 | ROSS ON WYE 66 11kV S STN | Primary | 11 | 51.9216 | -2.5896 | Leading the Way | Headroom (MW) | Thermal | 10.3365 | 10.1911 | 10.0607 | 9.8098 | 9.5482 | 9.2659 | 8.8594 | 8.4815 | 8.0763 | 7.6786 | 7.2934 | 6.9763 | 6.6686 | 6.3765 | 6.0811 | 5.7489 | 2.599 | 0.077405 | -1.1021
Bishops Wood 132kV | Hereford (Bishops Wood) & Ludlow 132 66 | ROSS ON WYE 66 11kV S STN | Primary | 11 | 51.9216 | -2.5896 | Steady Progression | Headroom (MW) | N/A | 10.3306 | 10.2977 | 10.1832 | 10.1196 | 10.0719 | 10.0154 | 9.9547 | 9.8857 | 9.8048 | 9.7065 | 9.6053 | 9.5025 | 9.4167 | 9.3414 | 9.2665 | 9.2112 | 9.1265 | 9.1247 | 8.7321
Bishops Wood 132kV | Hereford (Bishops Wood) & Ludlow 132 66 | ROSS ON WYE 66 11kV S STN | Primary | 11 | 51.9216 | -2.5896 | System Transformation | Headroom (MW) | N/A | 10.3254 | 10.2658 | 10.1189 | 9.9932 | 9.7331 | 9.4445 | 9.0392 | 8.642 | 8.1994 | 7.7569 | 7.3199 | 6.8927 | 6.4836 | 6.0896 | 5.7182 | 5.338 | 4.415 | 2.2651 | 1.3057
Bishops Wood 132kV | Hereford (Bishops Wood) & Ludlow 132 66 | ROSS ON WYE 66 11kV S STN | Primary | 11 | 51.9216 | -2.5896 | WPD Best View | Headroom (MW) | Thermal | 10.2932 | 10.1867 | 9.9545 | 9.5892 | 9.2025 | 8.7012 | 8.0226 | 7.34 | 6.6674 | 5.9584 | 5.207 | 4.473 | 3.7407 | 3.0398 | 2.3344 | 1.6373 | -1.6228 | -5.6731 | -8.453
Bishops Wood 132kV | Hereford (Bishops Wood) & Ludlow 132 66 | ST WEONARDS 66 11kV S STN | Primary | 11 | 51.9096 | -2.7288 | Consumer Transformation | Headroom (MW) | Thermal | 0.44532 | 0.42714 | 0.3733 | 0.18154 | 0.0046309 | -0.21032 | -0.46913 | -0.72563 | -0.98278 | -1.2352 | -1.4945 | -1.7431 | -1.9766 | -2.2115 | -2.4385 | -2.6743 | -5.0777 | -6.292 | -9.975
Bishops Wood 132kV | Hereford (Bishops Wood) & Ludlow 132 66 | ST WEONARDS 66 11kV S STN | Primary | 11 | 51.9096 | -2.7288 | Leading the Way | Headroom (MW) | Thermal | 0.45765 | 0.45341 | 0.4211 | 0.26557 | 0.10967 | -0.047945 | -0.24499 | -0.43113 | -0.60811 | -0.76496 | -0.92332 | -1.0599 | -1.358 | -2.4145 | -3.607 | -4.8067 | -10.0782 | -11.2522 | -12.4378
Bishops Wood 132kV | Hereford (Bishops Wood) & Ludlow 132 66 | ST WEONARDS 66 11kV S STN | Primary | 11 | 51.9096 | -2.7288 | Steady Progression | Headroom (MW) | Thermal | 0.45587 | 0.44166 | 0.41416 | 0.40296 | 0.38719 | 0.38333 | 0.22799 | 0.068008 | -0.085073 | -0.24353 | -0.41807 | -0.59543 | -0.75786 | -0.90872 | -1.0572 | -1.1974 | -3.5867 | -3.6563 | -3.8816
Bishops Wood 132kV | Hereford (Bishops Wood) & Ludlow 132 66 | ST WEONARDS 66 11kV S STN | Primary | 11 | 51.9096 | -2.7288 | System Transformation | Headroom (MW) | Thermal | 0.45293 | 0.43959 | 0.39487 | 0.22401 | 0.048853 | -0.13737 | -0.35716 | -0.57516 | -0.79663 | -1.0151 | -1.2484 | -1.4636 | -1.6606 | -1.8627 | -2.0343 | -2.2106 | -2.9007 | -4.2656 | -7.0614
Bishops Wood 132kV | Hereford (Bishops Wood) & Ludlow 132 66 | ST WEONARDS 66 11kV S STN | Primary | 11 | 51.9096 | -2.7288 | WPD Best View | Headroom (MW) | Thermal | 0.44387 | 0.4229 | 0.36516 | 0.16826 | -0.015591 | -0.24045 | -0.51041 | -0.78013 | -1.0522 | -1.321 | -1.5973 | -1.8664 | -2.1228 | -2.3808 | -2.6299 | -2.882 | -4.265 | -6.3337 | -9.9446
Bishops Wood 132kV | Hereford (Bishops Wood) & Ludlow 132 66 | WOOFFERTON 66 11kV S STN | Primary | 11 | 52.3073 | -2.7271 | Consumer Transformation | Headroom (MW) | Thermal | 6.2527 | 6.2365 | 6.1821 | 5.8306 | 5.4853 | 5.1113 | 4.6757 | 4.2392 | 3.7815 | 3.3535 | 2.9121 | 2.4724 | 2.0613 | 1.6436 | 1.2276 | 0.79354 | -1.6109 | -4.3454 | -7.4623
Bishops Wood 132kV | Hereford (Bishops Wood) & Ludlow 132 66 | WOOFFERTON 66 11kV S STN | Primary | 11 | 52.3073 | -2.7271 | Leading the Way | Headroom (MW) | Thermal | 6.2644 | 6.2608 | 6.225 | 5.8971 | 5.5668 | 5.246 | 4.8647 | 4.492 | 4.1103 | 3.7732 | 3.4301 | 3.102 | 2.7771 | 2.4605 | 2.1388 | 1.781 | -0.37167 | -2.937 | -5.9148
Bishops Wood 132kV | Hereford (Bishops Wood) & Ludlow 132 66 | WOOFFERTON 66 11kV S STN | Primary | 11 | 52.3073 | -2.7271 | Steady Progression | Headroom (MW) | Thermal | 6.2619 | 6.2545 | 6.2142 | 5.9068 | 5.5916 | 5.2875 | 4.9666 | 4.6378 | 4.298 | 3.9601 | 3.6002 | 3.2393 | 2.8841 | 2.5442 | 2.209 | 1.8721 | 0.37179 | -1.0858 | -2.9682
Bishops Wood 132kV | Hereford (Bishops Wood) & Ludlow 132 66 | WOOFFERTON 66 11kV S STN | Primary | 11 | 52.3073 | -2.7271 | System Transformation | Headroom (MW) | Thermal | 6.259 | 6.2447 | 6.1945 | 5.8573 | 5.512 | 5.1614 | 4.7576 | 4.3622 | 3.9545 | 3.5506 | 3.1242 | 2.7016 | 2.2949 | 1.8953 | 1.5281 | 1.1269 | -0.48471 | -2.5111 | -4.7957
Bishops Wood 132kV | Hereford (Bishops Wood) & Ludlow 132 66 | WOOFFERTON 66 11kV S STN | Primary | 11 | 52.3073 | -2.7271 | WPD Best View | Headroom (MW) | Thermal | 6.2497 | 6.228 | 6.1655 | 5.818 | 5.4737 | 5.0998 | 4.6679 | 4.2485 | 3.8232 | 3.3973 | 2.9437 | 2.4856 | 2.053 | 1.6152 | 1.1859 | 0.73959 | -1.4381 | -3.913 | -6.8619
Bishops Wood 132kV | Ludlow 132 33 | Ludlow 132 33 | Bulk Supply Point | 33 | 52.3668 | -2.688 | Consumer Transformation | Headroom (MW) | Thermal | 28.0717 | 27.8366 | 27.3121 | 26.8583 | 26.4382 | 25.5809 | 24.2121 | 22.852 | 21.5848 | 20.1062 | 17.81 | 16.3386 | 14.0275 | 12.5774 | 11.3257 | 10.0049 | 2.3038 | -19.036 | -34.0835
Bishops Wood 132kV | Ludlow 132 33 | Ludlow 132 33 | Bulk Supply Point | 33 | 52.3668 | -2.688 | Leading the Way | Headroom (MW) | Thermal | 28.1808 | 27.688 | 27.4029 | 27.3508 | 27.1188 | 26.7337 | 26.2074 | 25.7136 | 25.2267 | 24.8783 | 24.3761 | 23.8451 | 23.3735 | 22.4421 | 20.327 | 15.1527 | 2.9547 | -12.2539 | -25.4036
Bishops Wood 132kV | Ludlow 132 33 | Ludlow 132 33 | Bulk Supply Point | 33 | 52.3668 | -2.688 | Steady Progression | Headroom (MW) | N/A | 28.1836 | 28.091 | 27.7974 | 27.6942 | 27.6263 | 27.5421 | 27.5116 | 27.4234 | 27.2876 | 27.1492 | 26.9899 | 26.8627 | 26.8027 | 26.826 | 26.8999 | 27.062 | 28.1526 | 29.0033 | 27.5598
Bishops Wood 132kV | Ludlow 132 33 | Ludlow 132 33 | Bulk Supply Point | 33 | 52.3668 | -2.688 | System Transformation | Headroom (MW) | N/A | 28.1375 | 27.9907 | 27.5911 | 27.3462 | 27.0373 | 26.6617 | 26.0631 | 25.3395 | 24.5038 | 23.7066 | 23.1373 | 22.6348 | 22.2369 | 21.9832 | 21.8406 | 21.7894 | 21.9423 | 10.4355 | 0.90267
Bishops Wood 132kV | Ludlow 132 33 | Ludlow 132 33 | Bulk Supply Point | 33 | 52.3668 | -2.688 | WPD Best View | Headroom (MW) | N/A | 48.6563 | 48.5388 | 48.1826 | 47.985 | 47.7837 | 47.5068 | 47.0795 | 46.5073 | 45.8607 | 45.2287 | 44.7732 | 44.4064 | 44.1181 | 43.7704 | 43.6531 | 43.4784 | 42.7284 | 36.9251 | 30.311
Bishops Wood 132kV | Ludlow 132 33 | BISHOPS CASTLE 33 11kV S STN | Primary | 11 | 52.4916 | -2.9945 | Consumer Transformation | Headroom (MW) | Thermal | 3.119 | 3.0914 | 3.0068 | 2.9502 | 2.8819 | 2.7888 | 2.6577 | 2.5142 | 2.3781 | 2.2318 | 2.1021 | 1.9549 | 1.8261 | 1.7017 | 1.5787 | 1.4485 | 0.56406 | -0.61579 | -1.8254
Bishops Wood 132kV | Ludlow 132 33 | BISHOPS CASTLE 33 11kV S STN | Primary | 11 | 52.4916 | -2.9945 | Leading the Way | Headroom (MW) | N/A | 3.1331 | 3.1216 | 3.0716 | 3.0622 | 3.0324 | 3.0087 | 2.9906 | 2.9542 | 2.9193 | 2.8949 | 2.9052 | 2.9015 | 2.9021 | 2.9098 | 2.9102 | 2.8854 | 2.5176 | 1.8723 | 1.1769
Bishops Wood 132kV | Ludlow 132 33 | BISHOPS CASTLE 33 11kV S STN | Primary | 11 | 52.4916 | -2.9945 | Steady Progression | Headroom (MW) | N/A | 3.1398 | 3.1232 | 3.0775 | 3.0615 | 3.0397 | 3.0215 | 3.0231 | 3.0098 | 2.9869 | 2.9604 | 2.9462 | 2.9213 | 2.9091 | 2.906 | 2.8999 | 2.911 | 3.0421 | 3.2038 | 3.0312
Bishops Wood 132kV | Ludlow 132 33 | BISHOPS CASTLE 33 11kV S STN | Primary | 11 | 52.4916 | -2.9945 | System Transformation | Headroom (MW) | N/A | 3.1292 | 3.1097 | 3.0489 | 3.0188 | 2.9672 | 2.9154 | 2.8511 | 2.768 | 2.6722 | 2.5828 | 2.5182 | 2.4486 | 2.3879 | 2.34 | 2.3084 | 2.2837 | 2.2371 | 1.9393 | 1.4679
Bishops Wood 132kV | Ludlow 132 33 | BISHOPS CASTLE 33 11kV S STN | Primary | 11 | 52.4916 | -2.9945 | WPD Best View | Headroom (MW) | N/A | 3.1305 | 3.113 | 3.0552 | 3.0294 | 2.983 | 2.9385 | 2.8828 | 2.8105 | 2.7283 | 2.655 | 2.6087 | 2.5588 | 2.5193 | 2.4903 | 2.4725 | 2.4502 | 2.2959 | 1.8648 | 1.31
Bishops Wood 132kV | Ludlow 132 33 | CLEOBURY MORTIMER 33 11kV S STN | Primary | 11 | 52.3763 | -2.4856 | Consumer Transformation | Headroom (MW) | Thermal | 2.6457 | 2.6279 | 2.5928 | 2.5512 | 2.5332 | 2.4858 | 2.3931 | 2.3313 | 2.2714 | 2.2124 | 1.1996 | 1.133 | 0.13713 | 0.11128 | 0.10621 | 0.089483 | -1.6739 | -7.4896 | -9.1936
Bishops Wood 132kV | Ludlow 132 33 | CLEOBURY MORTIMER 33 11kV S STN | Primary | 11 | 52.3763 | -2.4856 | Leading the Way | Headroom (MW) | Thermal | 2.6606 | 2.6609 | 2.6418 | 2.6505 | 2.659 | 2.6811 | 2.6822 | 2.7196 | 2.7603 | 2.8278 | 2.8856 | 2.9635 | 3.075 | 3.1378 | 2.2831 | 2.3177 | -1.2667 | -3.4694 | -6.8316
Bishops Wood 132kV | Ludlow 132 33 | CLEOBURY MORTIMER 33 11kV S STN | Primary | 11 | 52.3763 | -2.4856 | Steady Progression | Headroom (MW) | N/A | 2.6567 | 2.6546 | 2.6266 | 2.6144 | 2.6084 | 2.6168 | 2.6186 | 2.6292 | 2.6326 | 2.6393 | 2.6327 | 2.647 | 2.6665 | 2.7064 | 2.7496 | 2.8176 | 3.2677 | 3.4425 | 3.2405
Bishops Wood 132kV | Ludlow 132 33 | CLEOBURY MORTIMER 33 11kV S STN | Primary | 11 | 52.3763 | -2.4856 | System Transformation | Headroom (MW) | Thermal | 2.6535 | 2.6388 | 2.5946 | 2.5705 | 2.5389 | 2.5095 | 2.4455 | 2.3982 | 2.3421 | 2.2955 | 2.2511 | 2.2191 | 2.2282 | 2.2585 | 2.3041 | 2.3713 | 2.8077 | 0.2509 | -1.1973
Bishops Wood 132kV | Ludlow 132 33 | CLEOBURY MORTIMER 33 11kV S STN | Primary | 11 | 52.3763 | -2.4856 | WPD Best View | Headroom (MW) | N/A | 2.6542 | 2.6398 | 2.6056 | 2.5739 | 2.5445 | 2.5258 | 2.4657 | 2.4283 | 2.3767 | 2.325 | 2.2693 | 2.2384 | 2.233 | 2.2337 | 2.2433 | 2.2795 | 2.6031 | 1.4888 | 0.22704
Bishops Wood 132kV | Ludlow 132 33 | CRAVEN ARMS 33 11kV S STN | Primary | 11 | 52.4411 | -2.8315 | Consumer Transformation | Headroom (MW) | Thermal | 3.8086 | 3.7544 | 3.6711 | 3.6129 | 3.5452 | 3.3852 | 3.0561 | 2.6881 | 2.3299 | 1.9682 | 1.5877 | 1.2259 | 0.86664 | 0.34527 | 0.0083292 | -0.34583 | -1.6777 | -3.4154 | -5.1693
Bishops Wood 132kV | Ludlow 132 33 | CRAVEN ARMS 33 11kV S STN | Primary | 11 | 52.4411 | -2.8315 | Leading the Way | Headroom (MW) | Thermal | 3.8266 | 3.6826 | 3.6577 | 3.6811 | 3.6832 | 3.5139 | 3.3571 | 3.1388 | 2.9119 | 2.7238 | 2.5334 | 2.3818 | 2.2305 | 1.9044 | 1.7428 | 1.5694 | 1.4067 | 0.48626 | -0.48171
Bishops Wood 132kV | Ludlow 132 33 | CRAVEN ARMS 33 11kV S STN | Primary | 11 | 52.4411 | -2.8315 | Steady Progression | Headroom (MW) | N/A | 3.8242 | 3.8037 | 3.7661 | 3.7658 | 3.7745 | 3.7555 | 3.76 | 3.7388 | 3.7102 | 3.6839 | 3.6445 | 3.6068 | 3.5863 | 3.578 | 3.5748 | 3.583 | 3.7477 | 3.92 | 3.6728
Bishops Wood 132kV | Ludlow 132 33 | CRAVEN ARMS 33 11kV S STN | Primary | 11 | 52.4411 | -2.8315 | System Transformation | Headroom (MW) | N/A | 3.8205 | 3.7866 | 3.7397 | 3.7179 | 3.684 | 3.6071 | 3.5242 | 3.4087 | 3.2772 | 3.144 | 3.0153 | 2.9217 | 2.8225 | 2.7409 | 2.6878 | 2.6371 | 2.5165 | 2.0355 | 1.3785
Bishops Wood 132kV | Ludlow 132 33 | CRAVEN ARMS 33 11kV S STN | Primary | 11 | 52.4411 | -2.8315 | WPD Best View | Headroom (MW) | N/A | 3.8222 | 3.7918 | 3.7443 | 3.7284 | 3.7051 | 3.6331 | 3.5521 | 3.4456 | 3.3337 | 3.2095 | 3.0875 | 2.9972 | 2.9098 | 2.6668 | 2.6121 | 2.5546 | 2.2243 | 1.5159 | 0.71634
Bishops Wood 132kV | Ludlow 132 33 | Ludlow 132/66/33/11kV | Primary | 11 | 52.3668 | -2.688 | Consumer Transformation | Headroom (MW) | Thermal | 5.9271 | 5.8195 | 5.6099 | 5.404 | 5.1845 | 4.8501 | 4.3624 | 3.8884 | 3.4429 | 2.8058 | 2.3048 | 1.6436 | 0.99734 | 0.35851 | -0.28065 | -0.92868 | -3.7131 | -7.9268 | -12.0043
Bishops Wood 132kV | Ludlow 132 33 | Ludlow 132/66/33/11kV | Primary | 11 | 52.3668 | -2.688 | Leading the Way | Headroom (MW) | Thermal | 5.9639 | 5.9178 | 5.7886 | 5.7084 | 5.6138 | 5.4999 | 5.2904 | 5.1138 | 4.9345 | 4.7529 | 4.4853 | 4.1996 | 3.919 | 3.5169 | 3.1216 | 1.3214 | -1.0376 | -3.5471 | -5.9097
Bishops Wood 132kV | Ludlow 132 33 | Ludlow 132/66/33/11kV | Primary | 11 | 52.3668 | -2.688 | Steady Progression | Headroom (MW) | N/A | 5.9704 | 5.9304 | 5.8303 | 5.7852 | 5.7447 | 5.6992 | 5.6412 | 5.5766 | 5.5035 | 5.4167 | 5.3291 | 5.2352 | 5.1532 | 5.0778 | 5.0233 | 4.9691 | 4.8424 | 4.8202 | 4.4313
Bishops Wood 132kV | Ludlow 132 33 | Ludlow 132/66/33/11kV | Primary | 11 | 52.3668 | -2.688 | System Transformation | Headroom (MW) | Thermal | 5.956 | 5.8985 | 5.7611 | 5.6633 | 5.55 | 5.4057 | 5.151 | 4.9084 | 4.6367 | 4.3572 | 4.1097 | 3.8477 | 3.6052 | 3.3786 | 3.1752 | 2.9738 | 2.1644 | 0.00032956 | -2.1654
Bishops Wood 132kV | Ludlow 132 33 | Ludlow 132/66/33/11kV | Primary | 11 | 52.3668 | -2.688 | WPD Best View | Headroom (MW) | Thermal | 5.9575 | 5.9027 | 5.7696 | 5.6764 | 5.5711 | 5.4367 | 5.1929 | 4.9625 | 4.7035 | 4.4372 | 4.2022 | 3.9544 | 3.7251 | 3.5118 | 3.3189 | 3.1221 | 2.2564 | 0.012725 | -2.1735
Bishops Wood 132kV | Ludlow 132 33 | STOCKTON 33 11kV S STN | Primary | 11 | 52.3007 | -2.4217 | Consumer Transformation | Headroom (MW) | Thermal | 3.6548 | 3.6542 | 3.6296 | 3.6146 | 3.6271 | 3.6249 | 3.6039 | 3.5824 | 3.5929 | 3.6071 | 3.6215 | 3.6667 | 3.734 | 3.8299 | 3.9192 | 3.9973 | 3.951 | -0.52212 | -2.7881
Bishops Wood 132kV | Ludlow 132 33 | STOCKTON 33 11kV S STN | Primary | 11 | 52.3007 | -2.4217 | Leading the Way | Headroom (MW) | Thermal | 3.6614 | 3.6759 | 3.6616 | 3.6903 | 3.7168 | 3.7503 | 3.7859 | 3.8529 | 3.9341 | 4.0473 | 4.0426 | 3.9735 | 3.9019 | 3.701 | 3.0825 | 3.2292 | 0.87123 | -3.4901 | -5.7226
Bishops Wood 132kV | Ludlow 132 33 | STOCKTON 33 11kV S STN | Primary | 11 | 52.3007 | -2.4217 | Steady Progression | Headroom (MW) | N/A | 3.6551 | 3.657 | 3.6334 | 3.6312 | 3.6362 | 3.6406 | 3.6651 | 3.6808 | 3.6938 | 3.7119 | 3.7153 | 3.7493 | 3.7852 | 3.8472 | 3.9187 | 4.0044 | 4.1088 | 4.1122 | 3.8914
Bishops Wood 132kV | Ludlow 132 33 | STOCKTON 33 11kV S STN | Primary | 11 | 52.3007 | -2.4217 | System Transformation | Headroom (MW) | Thermal | 3.6518 | 3.6503 | 3.6098 | 3.5972 | 3.5778 | 3.558 | 3.5256 | 3.5081 | 3.4718 | 3.4551 | 3.4513 | 3.4744 | 3.5149 | 3.6009 | 3.7 | 3.8302 | 4.294 | 0.99969 | -0.70177
Bishops Wood 132kV | Ludlow 132 33 | STOCKTON 33 11kV S STN | Primary | 11 | 52.3007 | -2.4217 | WPD Best View | Headroom (MW) | N/A | 3.6565 | 3.6613 | 3.6412 | 3.6446 | 3.6566 | 3.6711 | 3.7072 | 3.7372 | 3.7676 | 3.8052 | 3.8302 | 3.8913 | 3.9579 | 4.0528 | 4.1582 | 4.1652 | 4.2256 | 4.2871 | 4.2539
Bishops Wood 132kV | Ludlow 132 33 | TENBURY 33 11kV S STN | Primary | 11 | 52.317 | -2.5938 | Consumer Transformation | Headroom (MW) | Thermal | 10.7408 | 10.7134 | 10.6261 | 10.5496 | 10.4905 | 10.2704 | 9.963 | 9.6718 | 9.3938 | 9.1051 | 8.8186 | 8.5388 | 8.2905 | 8.055 | 7.8182 | 7.5683 | 6.6777 | 2.7579 | -1.2786
Bishops Wood 132kV | Ludlow 132 33 | TENBURY 33 11kV S STN | Primary | 11 | 52.317 | -2.5938 | Leading the Way | Headroom (MW) | Thermal | 10.7595 | 10.4535 | 10.4058 | 10.3827 | 10.2379 | 10.104 | 9.9254 | 9.7586 | 9.5908 | 9.4559 | 9.3482 | 9.2495 | 9.1693 | 9.0965 | 9.0111 | 5.654 | 2.2878 | -2.2816 | -5.8106
Bishops Wood 132kV | Ludlow 132 33 | TENBURY 33 11kV S STN | Primary | 11 | 52.317 | -2.5938 | Steady Progression | Headroom (MW) | N/A | 10.7616 | 10.7464 | 10.6877 | 10.6603 | 10.6472 | 10.6326 | 10.6279 | 10.6124 | 10.5848 | 10.5613 | 10.5465 | 10.5273 | 10.5266 | 10.5348 | 10.5577 | 10.6012 | 10.9681 | 11.3289 | 11.1168
Bishops Wood 132kV | Ludlow 132 33 | TENBURY 33 11kV S STN | Primary | 11 | 52.317 | -2.5938 | System Transformation | Headroom (MW) | N/A | 10.7507 | 10.731 | 10.6613 | 10.6028 | 10.5438 | 10.4902 | 10.3899 | 10.1723 | 9.928 | 9.6962 | 9.6159 | 9.5476 | 9.5023 | 9.4885 | 9.4893 | 9.5176 | 9.7469 | 7.0341 | 3.945
Bishops Wood 132kV | Ludlow 132 33 | TENBURY 33 11kV S STN | Primary | 11 | 52.317 | -2.5938 | WPD Best View | Headroom (MW) | N/A | 10.7536 | 10.7484 | 10.685 | 10.6505 | 10.6416 | 10.6199 | 10.5971 | 10.4414 | 10.2692 | 10.115 | 10.0935 | 10.0846 | 10.0912 | 10.1333 | 10.1664 | 10.225 | 10.4413 | 9.074 | 7.2956
Bishops Wood 132kV | Malvern 132 11 (GT1) | Malvern 132/11kVDUMMY | Primary | 11 | 52.1264 | -2.3053 | Consumer Transformation | Headroom (MW) | Thermal | 26.8823 | 26.6173 | 26.0991 | 25.5841 | 25.0728 | 24.2568 | 23.0642 | 21.8781 | 20.7199 | 19.4322 | 18.1619 | 16.8831 | 15.6277 | 14.2757 | 13.0604 | 11.747 | 5.3499 | -2.5309 | -9.9659
Bishops Wood 132kV | Malvern 132 11 (GT1) | Malvern 132/11kVDUMMY | Primary | 11 | 52.1264 | -2.3053 | Leading the Way | Headroom (MW) | N/A | 26.964 | 26.8553 | 26.5385 | 26.3151 | 26.0882 | 25.7776 | 25.237 | 24.7066 | 24.0897 | 23.4666 | 22.9903 | 22.4601 | 21.9605 | 21.4812 | 20.99 | 18.9637 | 15.2516 | 11.349 | 7.8691
Bishops Wood 132kV | Malvern 132 11 (GT1) | Malvern 132/11kVDUMMY | Primary | 11 | 52.1264 | -2.3053 | Steady Progression | Headroom (MW) | N/A | 26.9729 | 26.8748 | 26.6048 | 26.4308 | 26.3103 | 26.1737 | 26.0213 | 25.8374 | 25.6377 | 25.406 | 25.1509 | 24.921 | 24.6966 | 24.4992 | 24.3065 | 24.1415 | 23.6887 | 23.3745 | 22.5523
Bishops Wood 132kV | Malvern 132 11 (GT1) | Malvern 132/11kVDUMMY | Primary | 11 | 52.1264 | -2.3053 | System Transformation | Headroom (MW) | N/A | 26.9471 | 26.8063 | 26.4387 | 26.1518 | 25.8567 | 25.4857 | 24.8861 | 24.288 | 23.6006 | 22.9196 | 22.2671 | 21.6494 | 21.0544 | 20.4882 | 19.9587 | 19.4634 | 17.4313 | 14.0198 | 10.8104
Bishops Wood 132kV | Malvern 132 11 (GT1) | Malvern 132/11kVDUMMY | Primary | 11 | 52.1264 | -2.3053 | WPD Best View | Headroom (MW) | N/A | 26.9737 | 26.8693 | 26.603 | 26.4296 | 26.3171 | 26.1795 | 26.012 | 25.8259 | 25.6327 | 25.3995 | 25.1592 | 24.9428 | 24.7379 | 24.4352 | 24.2588 | 23.979 | 23.2817 | 22.4763 | 21.3076
Bishops Wood 132kV | Stourport 132 33 | Stourport 132 33 | Bulk Supply Point | 33 | 52.3381 | -2.2691 | Consumer Transformation | Headroom (MW) | Thermal | 26.3467 | 26.1657 | 19.4298 | 18.8872 | 17.7571 | 16.1754 | 13.8761 | 11.6578 | 9.5095 | 7.1801 | 4.7148 | 2.2631 | 0.021237 | -2.3656 | -4.7434 | -7.1947 | -22.3869 | -42.7138 | -64.3204
Bishops Wood 132kV | Stourport 132 33 | Stourport 132 33 | Bulk Supply Point | 33 | 52.3381 | -2.2691 | Leading the Way | Headroom (MW) | Thermal | 26.3913 | 26.2331 | 19.6009 | 19.173 | 18.816 | 18.4822 | 17.097 | 16.7246 | 15.6668 | 14.6762 | 13.6257 | 12.4526 | 12.2059 | 10.7394 | 8.2287 | 4.1439 | -12.2394 | -29.4887 | -44.1928
Bishops Wood 132kV | Stourport 132 33 | Stourport 132 33 | Bulk Supply Point | 33 | 52.3381 | -2.2691 | Steady Progression | Headroom (MW) | Thermal | 26.366 | 26.2502 | 19.5962 | 19.2202 | 12.6894 | 12.3584 | 11.8716 | 11.5071 | 11.1088 | 10.7219 | 7.3951 | 4.345 | 3.8405 | 3.3359 | 2.8631 | 2.4379 | 1.2946 | -0.021571 | -2.5649
Bishops Wood 132kV | Stourport 132 33 | Stourport 132 33 | Bulk Supply Point | 33 | 52.3381 | -2.2691 | System Transformation | Headroom (MW) | Thermal | 26.3589 | 26.2214 | 19.5382 | 19.0853 | 18.605 | 18.1218 | 16.8699 | 15.5922 | 14.132 | 12.7053 | 11.3315 | 10.0523 | 9.889 | 8.826 | 7.8628 | 6.9668 | 1.3349 | -8.2516 | -21.1975
Bishops Wood 132kV | Stourport 132 33 | Stourport 132 33 | Bulk Supply Point | 33 | 52.3381 | -2.2691 | WPD Best View | Headroom (MW) | Thermal | 26.3666 | 26.2416 | 19.583 | 19.1886 | 12.6418 | 12.2769 | 11.8473 | 11.4284 | 11.0034 | 10.5914 | 8.9322 | 7.4188 | 6.9229 | 6.4768 | 4.8465 | 2.8923 | -1.8669 | -9.0219 | -18.0463
Bishops Wood 132kV | Stourport 132 33 | KINVER 33 11kV S STN | Primary | 11 | 52.4408 | -2.2145 | Consumer Transformation | Headroom (MW) | Thermal | 7.1917 | 7.1746 | 7.0976 | 7.0388 | 6.9853 | 6.8979 | 6.7441 | 6.631 | 6.5339 | 6.4348 | 6.3108 | 6.2291 | 6.2522 | 6.2011 | 6.1685 | 6.1237 | 4.1046 | 0.41485 | -4.944
Bishops Wood 132kV | Stourport 132 33 | KINVER 33 11kV S STN | Primary | 11 | 52.4408 | -2.2145 | Leading the Way | Headroom (MW) | Thermal | 7.1925 | 7.1694 | 7.1018 | 7.0611 | 7.0312 | 7.0064 | 6.8823 | 6.8609 | 6.8049 | 6.7954 | 6.745 | 6.6514 | 7.586 | 7.4751 | 7.1266 | 5.5811 | 0.68794 | -3.9978 | -7.6868
Bishops Wood 132kV | Stourport 132 33 | KINVER 33 11kV S STN | Primary | 11 | 52.4408 | -2.2145 | Steady Progression | Headroom (MW) | N/A | 7.1906 | 7.1744 | 7.1055 | 7.0706 | 7.0372 | 7.006 | 6.9698 | 6.9385 | 6.9041 | 6.8743 | 6.8413 | 6.8134 | 6.7873 | 6.7611 | 6.7393 | 6.7203 | 6.6512 | 6.583 | 6.2996
Bishops Wood 132kV | Stourport 132 33 | KINVER 33 11kV S STN | Primary | 11 | 52.4408 | -2.2145 | System Transformation | Headroom (MW) | N/A | 7.1913 | 7.175 | 7.1061 | 7.0609 | 7.0055 | 6.9498 | 6.8538 | 6.7663 | 6.6698 | 6.581 | 6.5133 | 6.4609 | 7.4621 | 7.4671 | 7.5068 | 7.5644 | 6.78 | 5.3778 | 1.0687
Bishops Wood 132kV | Stourport 132 33 | KINVER 33 11kV S STN | Primary | 11 | 52.4408 | -2.2145 | WPD Best View | Headroom (MW) | Thermal | 7.1924 | 7.1766 | 7.1085 | 7.0748 | 7.0436 | 7.0171 | 6.9911 | 6.9658 | 6.9345 | 6.9162 | 6.8935 | 6.877 | 6.8758 | 6.8708 | 5.6366 | 4.0802 | 0.71503 | -3.3925 | -6.656
Bishops Wood 132kV | Stourport 132 33 | Kidderminster 132/33/11kV | Primary | 11 | 52.3828 | -2.2508 | Consumer Transformation | Headroom (MW) | Thermal | 48.8589 | 48.8067 | 48.587 | 48.3303 | 47.4488 | 46.2351 | 44.5191 | 42.8088 | 41.1127 | 39.2736 | 37.3254 | 35.313 | 33.3466 | 31.4247 | 29.493 | 27.5126 | 17.7957 | 6.9267 | -3.3874
Bishops Wood 132kV | Stourport 132 33 | Kidderminster 132/33/11kV | Primary | 11 | 52.3828 | -2.2508 | Leading the Way | Headroom (MW) | N/A | 48.8735 | 48.7865 | 48.5733 | 48.2663 | 48.0173 | 47.7806 | 46.6603 | 46.386 | 45.4485 | 44.4875 | 43.4648 | 42.4326 | 41.4589 | 40.553 | 39.6506 | 37.0882 | 31.1117 | 24.1916 | 19.0808
Bishops Wood 132kV | Stourport 132 33 | Kidderminster 132/33/11kV | Primary | 11 | 52.3828 | -2.2508 | Steady Progression | Headroom (MW) | N/A | 48.8482 | 48.8027 | 48.5777 | 48.3271 | 41.9248 | 41.6866 | 41.3188 | 41.0612 | 40.7777 | 40.5209 | 38.5399 | 36.6914 | 36.2554 | 35.8003 | 35.3531 | 34.9057 | 33.2534 | 32.1807 | 30.7049
Bishops Wood 132kV | Stourport 132 33 | Kidderminster 132/33/11kV | Primary | 11 | 52.3828 | -2.2508 | System Transformation | Headroom (MW) | N/A | 48.8588 | 48.8166 | 48.5962 | 48.3422 | 48.0873 | 47.8476 | 46.9775 | 46.0382 | 44.9746 | 43.9233 | 42.8727 | 41.8408 | 40.8287 | 39.8755 | 38.9373 | 37.9903 | 34.1598 | 29.137 | 24.3904
Bishops Wood 132kV | Stourport 132 33 | Kidderminster 132/33/11kV | Primary | 11 | 52.3828 | -2.2508 | WPD Best View | Headroom (MW) | N/A | 48.8483 | 48.8029 | 48.578 | 48.3219 | 41.9127 | 41.6665 | 41.3979 | 41.128 | 40.859 | 40.5937 | 39.4708 | 38.4037 | 37.9314 | 37.4911 | 37.0637 | 36.6102 | 34.8997 | 33.3258 | 31.116
Bishops Wood 132kV | Stourport 132 33 | QUATT 33 11kV S STN | Primary | 11 | 52.4808 | -2.373 | Consumer Transformation | Headroom (MW) | Thermal | 12.5179 | 12.4696 | 6.1875 | 6.0946 | 6.0115 | 5.8976 | 5.7368 | 5.5975 | 5.4608 | 5.3137 | 5.1747 | 5.0443 | 4.9389 | 4.71 | 4.4812 | 4.2431 | 3.3891 | 0.90622 | -0.43713
Bishops Wood 132kV | Stourport 132 33 | QUATT 33 11kV S STN | Primary | 11 | 52.4808 | -2.373 | Leading the Way | Headroom (MW) | N/A | 12.5268 | 12.5 | 6.245 | 6.2035 | 6.1625 | 6.1221 | 6.0597 | 6.0189 | 5.9841 | 5.9658 | 5.9684 | 5.8653 | 5.7225 | 5.4868 | 5.3458 | 5.3368 | 3.9651 | 1.9387 | 1.0288
Bishops Wood 132kV | Stourport 132 33 | QUATT 33 11kV S STN | Primary | 11 | 52.4808 | -2.373 | Steady Progression | Headroom (MW) | N/A | 12.5246 | 12.4993 | 6.2366 | 6.1873 | 6.1351 | 6.1006 | 6.0532 | 6.0168 | 5.9718 | 5.9226 | 4.658 | 3.522 | 3.4958 | 3.4786 | 3.461 | 3.463 | 3.6041 | 3.4492 | 3.1277
Bishops Wood 132kV | Stourport 132 33 | QUATT 33 11kV S STN | Primary | 11 | 52.4808 | -2.373 | System Transformation | Headroom (MW) | N/A | 12.5213 | 12.4823 | 6.2093 | 6.138 | 6.0655 | 5.989 | 5.8751 | 5.7706 | 5.6519 | 5.54 | 5.4445 | 5.3684 | 5.3084 | 5.2576 | 5.2258 | 5.2146 | 5.233 | 3.6904 | 3.083
Bishops Wood 132kV | Stourport 132 33 | QUATT 33 11kV S STN | Primary | 11 | 52.4808 | -2.373 | WPD Best View | Headroom (MW) | N/A | 12.5226 | 12.4856 | 6.216 | 6.1485 | 6.0811 | 6.0117 | 5.906 | 5.8112 | 5.7037 | 5.6046 | 5.1185 | 4.6905 | 4.6437 | 4.6019 | 4.5722 | 4.5516 | 4.4222 | 2.8181 | 2.1786
Bishops Wood 132kV | Stourport 132 33 | WRIBBENHALL 33 11kV S STN | Primary | 11 | 52.3853 | -2.3076 | Consumer Transformation | Headroom (MW) | N/A | 14.5887 | 14.5253 | 14.3682 | 14.234 | 14.1219 | 13.9554 | 13.6867 | 13.4311 | 13.2126 | 12.9685 | 12.7144 | 12.4872 | 12.2941 | 12.1091 | 11.9244 | 11.7364 | 9.1343 | 5.8489 | 1.2587
Bishops Wood 132kV | Stourport 132 33 | WRIBBENHALL 33 11kV S STN | Primary | 11 | 52.3853 | -2.3076 | Leading the Way | Headroom (MW) | N/A | 14.609 | 14.5877 | 14.4913 | 14.4527 | 14.4156 | 14.3835 | 14.3052 | 14.2693 | 14.2398 | 14.2381 | 14.258 | 14.3139 | 14.2489 | 14.035 | 12.9163 | 12.9484 | 8.8064 | 5.1893 | 0.19484
Bishops Wood 132kV | Stourport 132 33 | WRIBBENHALL 33 11kV S STN | Primary | 11 | 52.3853 | -2.3076 | Steady Progression | Headroom (MW) | N/A | 14.6131 | 14.5844 | 14.4868 | 14.4457 | 14.4029 | 14.3755 | 14.3404 | 14.3012 | 14.2656 | 14.2146 | 14.1664 | 14.1287 | 14.1125 | 14.1064 | 14.1202 | 14.1594 | 14.5963 | 14.576 | 14.1133
Bishops Wood 132kV | Stourport 132 33 | WRIBBENHALL 33 11kV S STN | Primary | 11 | 52.3853 | -2.3076 | System Transformation | Headroom (MW) | N/A | 14.5981 | 14.5579 | 14.4371 | 14.3547 | 14.2572 | 14.1459 | 13.974 | 13.8276 | 13.6462 | 13.4716 | 13.3115 | 13.1927 | 13.1003 | 13.0363 | 13.0034 | 13.0081 | 11.9727 | 10.3537 | 7.071
Bishops Wood 132kV | Stourport 132 33 | WRIBBENHALL 33 11kV S STN | Primary | 11 | 52.3853 | -2.3076 | WPD Best View | Headroom (MW) | N/A | 14.6138 | 14.587 | 14.491 | 14.4539 | 14.4149 | 14.3922 | 14.3628 | 14.3339 | 14.3167 | 14.2875 | 14.2599 | 14.2581 | 14.2825 | 14.3235 | 14.3846 | 14.4608 | 14.9067 | 15.0371 | 12.1256
Bishops Wood 132kV | Stourport 132 66 & Upton Warren 132 66 | Stourport 132 66 & Upton Warren 132 66 | Bulk Supply Point | 66 | 52.3381 | -2.2691 | Consumer Transformation | Headroom (MW) | Thermal | 19.1819 | 18.5762 | 17.1013 | 15.6564 | 14.1213 | 11.9485 | 8.8231 | 5.8853 | 3.0203 | -0.072456 | -3.3353 | -6.5676 | -9.6975 | -12.7535 | -25.4966 | -28.5374 | -48.5586 | -74.6288 | -96.5063
Bishops Wood 132kV | Stourport 132 66 & Upton Warren 132 66 | Stourport 132 66 & Upton Warren 132 66 | Bulk Supply Point | 66 | 52.3381 | -2.2691 | Leading the Way | Headroom (MW) | Thermal | 19.3936 | 19.1921 | 18.2846 | 17.5834 | 16.7651 | 15.8934 | 14.425 | 13.2277 | 11.9323 | 1.0455 | -0.066349 | -1.0625 | -1.9729 | -2.9765 | -8.7641 | -13.0593 | -33.4689 | -56.1418 | -45.2221
Bishops Wood 132kV | Stourport 132 66 & Upton Warren 132 66 | Stourport 132 66 & Upton Warren 132 66 | Bulk Supply Point | 66 | 52.3381 | -2.2691 | Steady Progression | Headroom (MW) | Thermal | 19.407 | 19.1839 | 18.3668 | 9.7544 | 9.3613 | 3.8441 | -0.67928 | -5.2152 | -8.8349 | -12.4712 | -15.8615 | -19.0658 | -19.6097 | -20.242 | -21.6634 | -21.9988 | -22.4281 | -23.8576 | -28.7794
Bishops Wood 132kV | Stourport 132 66 & Upton Warren 132 66 | Stourport 132 66 & Upton Warren 132 66 | Bulk Supply Point | 66 | 52.3381 | -2.2691 | System Transformation | Headroom (MW) | Thermal | 19.3366 | 19.0261 | 18.0063 | 17.2496 | 16.2453 | 15.1537 | 13.4365 | 11.8197 | 9.9646 | 8.1487 | 6.3271 | 4.5936 | 3.0004 | 1.5093 | -9.581 | -10.8469 | -19.0405 | -33.1588 | -18.4069
Bishops Wood 132kV | Stourport 132 66 & Upton Warren 132 66 | Stourport 132 66 & Upton Warren 132 66 | Bulk Supply Point | 66 | 52.3381 | -2.2691 | WPD Best View | Headroom (MW) | Thermal | 19.3779 | 19.1088 | 18.1915 | 17.6518 | 17.0709 | 11.298 | 7.2971 | 3.3202 | -0.83698 | -4.959 | -8.3482 | -11.6065 | -12.5877 | -13.6589 | -15.4941 | -16.2387 | -19.7716 | -24.435 | -30.5413
Bishops Wood 132kV | Stourport 132 66 & Upton Warren 132 66 | DROITWICH 66 11kV S STN | Primary | 11 | 52.274 | -2.1706 | Consumer Transformation | Headroom (MW) | N/A | 35.1036 | 34.9634 | 34.5229 | 34.1322 | 33.7096 | 33.1236 | 32.3077 | 31.5792 | 30.8583 | 30.0239 | 29.1527 | 28.2836 | 27.4397 | 26.6055 | 25.7678 | 24.9304 | 19.2098 | 11.9938 | 5.0882
Bishops Wood 132kV | Stourport 132 66 & Upton Warren 132 66 | DROITWICH 66 11kV S STN | Primary | 11 | 52.274 | -2.1706 | Leading the Way | Headroom (MW) | N/A | 35.1635 | 35.1446 | 34.8695 | 34.6611 | 34.4358 | 34.2081 | 33.8526 | 33.636 | 33.3687 | 33.059 | 32.7547 | 32.4575 | 32.1759 | 31.8875 | 29.9661 | 28.0325 | 22.4657 | 16.7655 | 12.5775
Bishops Wood 132kV | Stourport 132 66 & Upton Warren 132 66 | DROITWICH 66 11kV S STN | Primary | 11 | 52.274 | -2.1706 | Steady Progression | Headroom (MW) | N/A | 35.1687 | 35.12 | 34.8536 | 34.6935 | 34.5435 | 29.2791 | 29.1235 | 29.0043 | 28.8554 | 28.671 | 27.8267 | 27.0643 | 26.88 | 26.713 | 26.5555 | 26.4072 | 25.9494 | 24.4211 | 23.6702
Bishops Wood 132kV | Stourport 132 66 & Upton Warren 132 66 | DROITWICH 66 11kV S STN | Primary | 11 | 52.274 | -2.1706 | System Transformation | Headroom (MW) | N/A | 35.1498 | 35.0894 | 34.7791 | 34.5202 | 34.2476 | 33.9597 | 33.5106 | 33.1507 | 32.7003 | 32.2147 | 31.724 | 31.2599 | 30.8372 | 30.4272 | 30.0359 | 29.6732 | 26.9246 | 22.8047 | 18.7959
Bishops Wood 132kV | Stourport 132 66 & Upton Warren 132 66 | DROITWICH 66 11kV S STN | Primary | 11 | 52.274 | -2.1706 | WPD Best View | Headroom (MW) | N/A | 35.1687 | 35.12 | 34.8536 | 34.6935 | 34.5435 | 29.2791 | 29.1235 | 29.0043 | 28.8554 | 28.671 | 27.8267 | 27.0643 | 26.88 | 26.713 | 26.5555 | 26.4072 | 25.9494 | 24.4211 | 23.6702
Bishops Wood 132kV | Stourport 132 66 & Upton Warren 132 66 | Stourport 132/66/33/11kV | Primary | 11 | 52.3381 | -2.2691 | Consumer Transformation | Headroom (MW) | Thermal | 26.0486 | 25.8644 | 25.4547 | 24.956 | 24.4426 | 23.7896 | 22.8576 | 21.9612 | 21.0837 | 20.1421 | 19.1779 | 18.2333 | 17.3252 | 16.4577 | 15.5817 | 14.7051 | 10.1645 | 3.0669 | -0.4885
Bishops Wood 132kV | Stourport 132 66 & Upton Warren 132 66 | Stourport 132/66/33/11kV | Primary | 11 | 52.3381 | -2.2691 | Leading the Way | Headroom (MW) | N/A | 26.0969 | 26.0182 | 25.7461 | 25.4443 | 25.1127 | 24.7888 | 24.2842 | 23.8129 | 23.3222 | 22.8715 | 22.4733 | 22.1271 | 21.8186 | 21.4048 | 21.1029 | 20.7408 | 16.1171 | 10.0451 | 7.7016
Bishops Wood 132kV | Stourport 132 66 & Upton Warren 132 66 | Stourport 132/66/33/11kV | Primary | 11 | 52.3381 | -2.2691 | Steady Progression | Headroom (MW) | N/A | 26.1012 | 26.0164 | 25.773 | 25.6434 | 25.514 | 25.4073 | 25.2905 | 25.1597 | 24.9937 | 24.8294 | 24.6497 | 24.3433 | 24.2033 | 23.9232 | 23.6816 | 23.618 | 23.7653 | 23.9154 | 23.2276
Bishops Wood 132kV | Stourport 132 66 & Upton Warren 132 66 | Stourport 132/66/33/11kV | Primary | 11 | 52.3381 | -2.2691 | System Transformation | Headroom (MW) | N/A | 26.0812 | 25.9741 | 25.6686 | 25.4436 | 25.0493 | 24.6602 | 24.0924 | 23.5245 | 22.9015 | 22.2858 | 21.6949 | 21.1248 | 20.5999 | 20.1073 | 19.6669 | 19.2358 | 18.0956 | 14.2955 | 13.6906
Bishops Wood 132kV | Stourport 132 66 & Upton Warren 132 66 | Stourport 132/66/33/11kV | Primary | 11 | 52.3381 | -2.2691 | WPD Best View | Headroom (MW) | N/A | 26.1011 | 26.0164 | 25.7727 | 25.6435 | 25.5142 | 25.4077 | 25.2913 | 25.1616 | 24.998 | 24.837 | 24.6618 | 24.362 | 24.2297 | 23.9595 | 23.7297 | 23.6779 | 23.8671 | 23.9456 | 23.2063
Bishops Wood 132kV | Stourport 132 66 & Upton Warren 132 66 | Upton Warren 132/66/11kVDUMMY | Primary | 11 | 52.3091 | -2.0962 | Consumer Transformation | Headroom (MW) | Thermal | 31.6622 | 31.3809 | 30.7563 | 30.2007 | 29.6017 | 28.6678 | 27.2903 | 25.9774 | 24.7108 | 23.3941 | 21.9666 | 20.5479 | 19.17 | 17.8157 | 16.5162 | 15.1894 | 5.4293 | -6.3273 | -17.7438
Bishops Wood 132kV | Stourport 132 66 & Upton Warren 132 66 | Upton Warren 132/66/11kVDUMMY | Primary | 11 | 52.3091 | -2.0962 | Leading the Way | Headroom (MW) | Thermal | 31.7657 | 31.6618 | 31.3015 | 31.1105 | 30.8491 | 30.529 | 29.9207 | 29.4113 | 28.8739 | 28.4773 | 28.0678 | 27.715 | 27.3948 | 27.0935 | 23.5291 | 21.5296 | 11.3106 | 0.40976 | -7.7714
Bishops Wood 132kV | Stourport 132 66 & Upton Warren 132 66 | Upton Warren 132/66/11kVDUMMY | Primary | 11 | 52.3091 | -2.0962 | Steady Progression | Headroom (MW) | Thermal | 31.7697 | 31.68 | 31.3727 | 23.0501 | 22.9363 | 22.7902 | 18.5393 | 14.2533 | 10.9485 | 7.661 | 5.2946 | 3.1591 | 2.9396 | 2.7544 | 1.7321 | 1.6085 | 1.4898 | 1.4384 | -2.0447
Bishops Wood 132kV | Stourport 132 66 & Upton Warren 132 66 | Upton Warren 132/66/11kVDUMMY | Primary | 11 | 52.3091 | -2.0962 | System Transformation | Headroom (MW) | N/A | 31.7381 | 31.595 | 31.191 | 30.9182 | 30.581 | 30.1662 | 29.466 | 28.7771 | 27.9952 | 27.2807 | 26.5407 | 25.8414 | 25.1958 | 24.6073 | 24.0784 | 23.6062 | 19.3015 | 13.1034 | 6.8363
Bishops Wood 132kV | Stourport 132 66 & Upton Warren 132 66 | Upton Warren 132/66/11kVDUMMY | Primary | 11 | 52.3091 | -2.0962 | WPD Best View | Headroom (MW) | Thermal | 31.7406 | 31.6049 | 31.1977 | 30.9473 | 30.6457 | 30.2437 | 26.5149 | 22.7868 | 18.9421 | 15.1656 | 12.7957 | 10.5998 | 9.9351 | 9.3011 | 7.8532 | 7.3087 | 4.0445 | 0.83076 | -3.7853
Bishops Wood 132kV | Timberdine 132 11 (GT1) | Timberdine 132/11kVDUMMY | Primary | 11 | 52.1676 | -2.2056 | Consumer Transformation | Headroom (MW) | Thermal | 24.6688 | 24.6001 | 24.3024 | 23.9658 | 23.6418 | 23.1892 | 22.4404 | 21.713 | 20.9762 | 20.1729 | 19.2691 | 18.4139 | 17.5262 | 16.6573 | 15.786 | 15.0341 | 11.158 | 4.461 | -2.1709
Bishops Wood 132kV | Timberdine 132 11 (GT1) | Timberdine 132/11kVDUMMY | Primary | 11 | 52.1676 | -2.2056 | Leading the Way | Headroom (MW) | N/A | 24.7289 | 24.7755 | 24.646 | 24.4907 | 24.3329 | 24.1908 | 23.8459 | 23.4768 | 23.0441 | 22.6274 | 22.1654 | 21.8227 | 21.4628 | 21.1348 | 20.7783 | 17.3014 | 13.0577 | 8.5352 | 5.2413
Bishops Wood 132kV | Timberdine 132 11 (GT1) | Timberdine 132/11kVDUMMY | Primary | 11 | 52.1676 | -2.2056 | Steady Progression | Headroom (MW) | N/A | 24.7086 | 24.7289 | 24.5918 | 24.5156 | 24.4642 | 24.416 | 24.3442 | 24.2602 | 24.1569 | 24.0509 | 23.9244 | 23.8155 | 23.7037 | 23.6 | 23.5077 | 23.4498 | 23.6084 | 23.7822 | 22.9353
Bishops Wood 132kV | Timberdine 132 11 (GT1) | Timberdine 132/11kVDUMMY | Primary | 11 | 52.1676 | -2.2056 | System Transformation | Headroom (MW) | N/A | 24.7037 | 24.7136 | 24.539 | 24.3779 | 24.1892 | 24.0061 | 23.6446 | 23.2747 | 22.8761 | 22.4894 | 22.0988 | 21.7646 | 21.4072 | 21.0964 | 20.8009 | 20.5562 | 19.8042 | 16.0847 | 12.1305
Bishops Wood 132kV | Timberdine 132 11 (GT1) | Timberdine 132/11kVDUMMY | Primary | 11 | 52.1676 | -2.2056 | WPD Best View | Headroom (MW) | N/A | 24.7086 | 24.7289 | 24.5918 | 24.5156 | 24.4642 | 24.416 | 24.3442 | 24.2602 | 24.1569 | 24.0509 | 23.9244 | 23.8155 | 23.7037 | 23.6 | 23.5077 | 23.4498 | 23.6084 | 23.8375 | 23.2499
Bishops Wood 132kV | Warndon 132 11 (GT1A) | Warndon 132/11kVDUMMY | Primary | 11 | 52.2176 | -2.1935 | Consumer Transformation | Headroom (MW) | Fault level | -18.1799 | -18.409 | -18.7252 | -19.1367 | -19.5776 | -20.2627 | -21.2976 | -22.3158 | -23.3196 | -24.4295 | -25.5598 | -26.7538 | -27.9481 | -29.1485 | -30.3679 | -31.6041 | -37.9688 | -45.0496 | -50.407
Bishops Wood 132kV | Warndon 132 11 (GT1A) | Warndon 132/11kVDUMMY | Primary | 11 | 52.2176 | -2.1935 | Leading the Way | Headroom (MW) | Fault level | -17.9875 | -18.0955 | -18.2187 | -18.3639 | -18.5253 | -18.7101 | -19.1067 | -25.228 | -25.6759 | -26.1391 | -26.6068 | -27.1283 | -27.684 | -28.2358 | -28.8024 | -30.8157 | -33.1684 | -37.3898 | -39.7846
Bishops Wood 132kV | Warndon 132 11 (GT1A) | Warndon 132/11kVDUMMY | Primary | 11 | 52.2176 | -2.1935 | Steady Progression | Headroom (MW) | Fault level | -14.9522 | -15.006 | -15.0596 | -15.1185 | -15.1689 | -15.2176 | -15.2837 | -15.3724 | -15.4826 | -15.6154 | -15.7712 | -15.9196 | -16.0657 | -16.2085 | -16.3476 | -16.4917 | -17.2699 | -17.9318 | -18.4756
Bishops Wood 132kV | Warndon 132 11 (GT1A) | Warndon 132/11kVDUMMY | Primary | 11 | 52.2176 | -2.1935 | System Transformation | Headroom (MW) | Fault level | -17.4829 | -17.5832 | -17.7273 | -17.9011 | -18.1071 | -18.3479 | -18.8107 | -19.2663 | -19.8195 | -20.3806 | -20.9288 | -21.4801 | -22.0348 | -22.5764 | -23.1266 | -23.688 | -26.2754 | -29.4166 | -30.8228
Bishops Wood 132kV | Warndon 132 11 (GT1A) | Warndon 132/11kVDUMMY | Primary | 11 | 52.2176 | -2.1935 | WPD Best View | Headroom (MW) | Fault level | -17.1861 | -17.2479 | -17.3094 | -17.3772 | -17.4351 | -17.4911 | -17.5671 | -17.669 | -17.7957 | -17.9483 | -18.1273 | -18.2979 | -18.4658 | -18.63 | -18.7899 | -18.9555 | -19.85 | -20.6107 | -21.2358
Bishops Wood 132kV | Worcester 132 11 (GT1) | Worcester 132/11kVDUMMY | Primary | 11 | 52.1919 | -2.2359 | Consumer Transformation | Headroom (MW) | N/A | 45.4163 | 45.1637 | 44.5837 | 44.0653 | 43.5305 | 42.6788 | 41.4162 | 40.1632 | 38.8943 | 37.4931 | 33.4793 | 31.9869 | 30.5098 | 29.0782 | 27.6131 | 26.2404 | 19.2184 | 11.3105 | 3.3661
Bishops Wood 132kV | Worcester 132 11 (GT1) | Worcester 132/11kVDUMMY | Primary | 11 | 52.1919 | -2.2359 | Leading the Way | Headroom (MW) | N/A | 45.5222 | 45.4066 | 45.0511 | 44.8376 | 44.6044 | 44.2691 | 43.6392 | 43.0502 | 39.7514 | 38.9875 | 38.2883 | 37.6213 | 36.9842 | 36.4013 | 35.7663 | 33.6057 | 29.1491 | 25.2276 | 20.0699
Bishops Wood 132kV | Worcester 132 11 (GT1) | Worcester 132/11kVDUMMY | Primary | 11 | 52.1919 | -2.2359 | Steady Progression | Headroom (MW) | N/A | 45.5116 | 45.4228 | 45.1372 | 45.0083 | 44.9091 | 44.7734 | 44.6086 | 44.4412 | 44.2244 | 43.9746 | 43.7121 | 43.4458 | 40.63 | 40.4137 | 40.2005 | 39.9957 | 39.3987 | 39.0215 | 37.9654
Bishops Wood 132kV | Worcester 132 11 (GT1) | Worcester 132/11kVDUMMY | Primary | 11 | 52.1919 | -2.2359 | System Transformation | Headroom (MW) | N/A | 45.4966 | 45.3567 | 44.9897 | 44.7307 | 44.4557 | 44.0913 | 43.4509 | 42.8568 | 42.1355 | 41.4321 | 38.1699 | 37.4858 | 36.8249 | 36.2171 | 35.6138 | 35.0513 | 32.7039 | 29.4639 | 25.9301
Bishops Wood 132kV | Worcester 132 11 (GT1) | Worcester 132/11kVDUMMY | Primary | 11 | 52.1919 | -2.2359 | WPD Best View | Headroom (MW) | N/A | 45.5116 | 45.4228 | 45.1372 | 45.0083 | 44.9091 | 44.7734 | 44.6086 | 44.4412 | 44.2244 | 43.9746 | 43.7121 | 43.4458 | 40.63 | 40.4137 | 40.2005 | 39.9957 | 39.3987 | 39.0215 | 37.9654
Bushbury 132kV | Bushbury 132 11 (GT1C) | Bushbury B-C 132/33/11kVDUMMY | Primary | 11 | 52.6337 | -2.113 | Consumer Transformation | Headroom (MW) | N/A | 31.5541 | 31.3856 | 31.1688 | 30.8869 | 30.5857 | 30.1088 | 29.4136 | 28.7213 | 28.0426 | 27.315 | 26.5526 | 25.7298 | 24.9098 | 24.1028 | 23.2799 | 22.439 | 18.1055 | 12.855 | 7.9917
Bushbury 132kV | Bushbury 132 11 (GT1C) | Bushbury B-C 132/33/11kVDUMMY | Primary | 11 | 52.6337 | -2.113 | Leading the Way | Headroom (MW) | N/A | 31.3825 | 31.2737 | 31.1727 | 31.0538 | 30.9262 | 30.775 | 30.4942 | 30.2343 | 29.917 | 29.6331 | 29.2909 | 28.9008 | 28.4826 | 28.0555 | 27.6269 | 25.8149 | 26.031 | 22.4242 | 19.9241
Bushbury 132kV | Bushbury 132 11 (GT1C) | Bushbury B-C 132/33/11kVDUMMY | Primary | 11 | 52.6337 | -2.113 | Steady Progression | Headroom (MW) | N/A | 26.1473 | 26.1081 | 26.0694 | 26.0306 | 25.9942 | 25.9595 | 25.9076 | 25.8488 | 25.7767 | 25.697 | 25.5879 | 25.4882 | 25.3895 | 25.2927 | 25.1909 | 25.095 | 24.5697 | 24.0726 | 23.4907
Bushbury 132kV | Bushbury 132 11 (GT1C) | Bushbury B-C 132/33/11kVDUMMY | Primary | 11 | 52.6337 | -2.113 | System Transformation | Headroom (MW) | N/A | 30.501 | 30.43 | 30.3301 | 30.2135 | 30.0777 | 29.9132 | 29.6205 | 29.3326 | 28.9786 | 28.6332 | 28.2774 | 27.9154 | 27.5546 | 27.1964 | 26.8287 | 26.4664 | 24.7386 | 22.271 | 20.2437
Bushbury 132kV | Bushbury 132 11 (GT1C) | Bushbury B-C 132/33/11kVDUMMY | Primary | 11 | 52.6337 | -2.113 | WPD Best View | Headroom (MW) | N/A | 30.0022 | 29.8613 | 29.6798 | 29.4502 | 29.1998 | 28.803 | 28.2031 | 27.6116 | 27.0131 | 26.3821 | 25.7128 | 25.0009 | 24.2896 | 23.5964 | 22.9045 | 20.8325 | 16.1764 | 11.6638 | 7.4543
Bushbury 132kV | Bushbury 132 33 | Bushbury 132 33 | Bulk Supply Point | 33 | 52.6337 | -2.113 | Consumer Transformation | Headroom (MW) | Thermal | 21.9779 | 21.8588 | 21.4565 | 20.9512 | 20.6295 | 20.2089 | 19.8134 | 19.4412 | 19.1124 | 18.7822 | 18.3584 | 17.9768 | 17.6526 | 17.3507 | 17.1541 | 13.2128 | 10.3824 | 2.1375 | -5.5508
Bushbury 132kV | Bushbury 132 33 | Bushbury 132 33 | Bulk Supply Point | 33 | 52.6337 | -2.113 | Leading the Way | Headroom (MW) | Thermal | 22.026 | 21.9661 | 21.635 | 21.2629 | 21.0464 | 20.8449 | 20.773 | 20.7639 | 20.795 | 20.9049 | 20.9515 | 20.9797 | 21.058 | 21.1288 | 18.0759 | 12.8572 | 5.844 | -4.0289 | 22.499
Bushbury 132kV | Bushbury 132 33 | Bushbury 132 33 | Bulk Supply Point | 33 | 52.6337 | -2.113 | Steady Progression | Headroom (MW) | N/A | 22.0045 | 21.9264 | 21.5908 | 21.1747 | 21.0577 | 20.9534 | 20.9543 | 20.9533 | 20.9701 | 20.9909 | 20.9674 | 20.9799 | 21.0325 | 21.0914 | 21.2263 | 21.4083 | 22.6192 | 20.056 | 18.1852
Bushbury 132kV | Bushbury 132 33 | Bushbury 132 33 | Bulk Supply Point | 33 | 52.6337 | -2.113 | System Transformation | Headroom (MW) | N/A | 21.9974 | 21.8999 | 21.5264 | 21.0633 | 20.871 | 20.6794 | 20.4247 | 20.1955 | 19.9585 | 19.754 | 19.5183 | 19.3175 | 19.1982 | 19.1323 | 19.1709 | 19.4342 | 15.6634 | 10.1895 | 39.5053
Bushbury 132kV | Bushbury 132 33 | Bushbury 132 33 | Bulk Supply Point | 33 | 52.6337 | -2.113 | WPD Best View | Headroom (MW) | Thermal | 22.0157 | 21.9313 | 21.5895 | 21.1845 | 21.0627 | 20.9317 | 20.7982 | 20.7106 | 20.6538 | 20.6434 | 20.5404 | 20.4352 | 20.3799 | 20.3184 | 17.1788 | 13.9359 | 8.9497 | -2.2314 | 25.949
Bushbury 132kV | Bushbury 132 33 | ALBRIGHTON 33 11kV S STN | Primary | 11 | 52.6372 | -2.2497 | Consumer Transformation | Headroom (MW) | Thermal | 10.5605 | 10.5262 | 10.4043 | 10.063 | 9.8882 | 9.678 | 9.4333 | 9.1965 | 8.9541 | 8.7297 | 8.4182 | 8.1249 | 7.8514 | 7.5715 | 7.371 | 7.1594 | 6.1909 | 1.0802 | -1.764
Bushbury 132kV | Bushbury 132 33 | ALBRIGHTON 33 11kV S STN | Primary | 11 | 52.6372 | -2.2497 | Leading the Way | Headroom (MW) | Thermal | 10.5863 | 10.5758 | 10.4869 | 10.201 | 10.0833 | 9.9669 | 9.8597 | 9.7663 | 9.6831 | 9.6384 | 9.5234 | 9.3773 | 9.2492 | 9.1202 | 7.4539 | 7.3925 | 2.797 | -1.822 | -5.5492
Bushbury 132kV | Bushbury 132 33 | ALBRIGHTON 33 11kV S STN | Primary | 11 | 52.6372 | -2.2497 | Steady Progression | Headroom (MW) | N/A | 10.5772 | 10.5589 | 10.4652 | 10.1668 | 10.1587 | 10.1498 | 10.1668 | 10.183 | 10.2069 | 10.2251 | 10.2018 | 10.2001 | 10.2044 | 10.2155 | 10.2696 | 10.338 | 10.7996 | 11.2553 | 10.9811
Bushbury 132kV | Bushbury 132 33 | ALBRIGHTON 33 11kV S STN | Primary | 11 | 52.6372 | -2.2497 | System Transformation | Headroom (MW) | N/A | 10.5717 | 10.5484 | 10.4438 | 10.1217 | 10.0822 | 10.0346 | 9.8547 | 9.679 | 9.4964 | 9.3359 | 9.1178 | 8.9063 | 8.7217 | 8.5593 | 8.4673 | 8.5563 | 8.8863 | 4.9529 | 3.0249
Bushbury 132kV | Bushbury 132 33 | ALBRIGHTON 33 11kV S STN | Primary | 11 | 52.6372 | -2.2497 | WPD Best View | Headroom (MW) | Thermal | 10.58 | 10.5631 | 10.4663 | 10.1645 | 10.1585 | 10.151 | 10.0231 | 9.893 | 9.7667 | 9.6576 | 9.4558 | 9.2328 | 9.0258 | 8.8168 | 7.1027 | 7.1814 | 4.6727 | 0.4984 | -1.6632
Bushbury 132kV | Bushbury 132 33 | FOUR ASHES 33 11kV S STN | Primary | 11 | 52.6763 | -2.117 | Consumer Transformation | Headroom (MW) | Thermal | 10.9587 | 10.9148 | 10.7851 | 10.6922 | 10.6103 | 10.4706 | 10.3972 | 10.3375 | 10.2992 | 10.2459 | 10.1797 | 10.134 | 10.1046 | 10.1015 | 10.1322 | 6.4334 | 4.9676 | 2.5958 | -1.3575
Bushbury 132kV | Bushbury 132 33 | FOUR ASHES 33 11kV S STN | Primary | 11 | 52.6763 | -2.117 | Leading the Way | Headroom (MW) | Thermal | 10.9785 | 10.9547 | 10.8643 | 10.8372 | 10.7935 | 10.7504 | 10.8335 | 10.9568 | 11.0893 | 11.2569 | 11.4187 | 11.5997 | 11.7954 | 11.9849 | 10.6003 | 5.4606 | 3.3553 | -1.1818 | -4.8904
Bushbury 132kV | Bushbury 132 33 | FOUR ASHES 33 11kV S STN | Primary | 11 | 52.6763 | -2.117 | Steady Progression | Headroom (MW) | N/A | 10.9688 | 10.9444 | 10.8531 | 10.8094 | 10.771 | 10.7454 | 10.7925 | 10.8413 | 10.8949 | 10.9567 | 11.0153 | 11.084 | 11.1779 | 11.2743 | 11.3845 | 11.5224 | 12.322 | 9.3221 | 8.1195
Bushbury 132kV | Bushbury 132 33 | FOUR ASHES 33 11kV S STN | Primary | 11 | 52.6763 | -2.117 | System Transformation | Headroom (MW) | N/A | 10.9683 | 10.9312 | 10.8217 | 10.7587 | 10.6772 | 10.6107 | 10.614 | 10.642 | 10.6594 | 10.6895 | 10.7312 | 10.8061 | 10.9085 | 11.0267 | 11.1792 | 11.3595 | 7.2688 | 6.0306 | 2.9835
Bushbury 132kV | Bushbury 132 33 | FOUR ASHES 33 11kV S STN | Primary | 11 | 52.6763 | -2.117 | WPD Best View | Headroom (MW) | Thermal | 10.9773 | 10.9513 | 10.8583 | 10.8264 | 10.7774 | 10.727 | 10.801 | 10.9123 | 11.0288 | 11.1772 | 11.3161 | 11.4709 | 11.6376 | 11.7984 | 10.388 | 7.0995 | 5.0581 | -1.1394 | -4.713
Bushbury 132kV | Bushbury 132 33 | I54 Busines Park 33/11kv | Primary | 11 | 52.6301 | -2.1418 | Consumer Transformation | Headroom (MW) | N/A | 40.3189 | 40.278 | 40.1272 | 40.0563 | 39.9912 | 39.9206 | 39.8431 | 39.7674 | 39.7194 | 39.6668 | 39.6207 | 39.5781 | 39.5569 | 39.538 | 39.5111 | 39.4802 | 39.0841 | 38.3217 | 37.4309
Bushbury 132kV | Bushbury 132 33 | I54 Busines Park 33/11kv | Primary | 11 | 52.6301 | -2.1418 | Leading the Way | Headroom (MW) | N/A | 40.3214 | 40.2958 | 40.144 | 40.0849 | 40.0298 | 39.9878 | 39.94 | 39.901 | 39.8828 | 39.8697 | 39.8696 | 39.8629 | 39.8736 | 39.8839 | 39.8819 | 39.8643 | 39.5519 | 38.8351 | 37.9386
Bushbury 132kV | Bushbury 132 33 | I54 Busines Park 33/11kv | Primary | 11 | 52.6301 | -2.1418 | Steady Progression | Headroom (MW) | N/A | 40.3187 | 40.2833 | 40.1328 | 40.0586 | 39.9882 | 39.9183 | 39.8552 | 39.7891 | 39.7285 | 39.6693 | 39.6104 | 39.556 | 39.5104 | 39.4618 | 39.4324 | 39.4081 | 39.3578 | 39.3387 | 38.9449
Bushbury 132kV | Bushbury 132 33 | I54 Busines Park 33/11kv | Primary | 11 | 52.6301 | -2.1418 | System Transformation | Headroom (MW) | N/A | 40.3175 | 40.2806 | 40.1211 | 40.0431 | 39.9718 | 39.8944 | 39.8162 | 39.7346 | 39.663 | 39.5889 | 39.5295 | 39.4653 | 39.4282 | 39.4065 | 39.3846 | 39.3786 | 39.3684 | 39.0662 | 38.4969
Bushbury 132kV | Bushbury 132 33 | I54 Busines Park 33/11kv | Primary | 11 | 52.6301 | -2.1418 | WPD Best View | Headroom (MW) | N/A | 40.3186 | 40.2771 | 40.1251 | 40.0537 | 39.9871 | 39.9138 | 39.8343 | 39.7654 | 39.7184 | 39.6688 | 39.6286 | 39.5917 | 39.5767 | 39.5635 | 39.5483 | 39.5152 | 39.0791 | 38.2699 | 37.3252
Bushbury 132kV | Stafford 132 11 (GT1B1) | Stafford 132/25/11kVDUMMY | Primary | 11 | 52.8104 | -2.1221 | Consumer Transformation | Headroom (MW) | N/A | 46.7779 | 46.7457 | 46.4264 | 46.2178 | 45.8402 | 45.4367 | 44.7943 | 44.1271 | 43.486 | 42.7063 | 41.858 | 41.0711 | 40.3039 | 39.6118 | 38.9098 | 38.2558 | 33.571 | 26.0499 | 16.1704
Bushbury 132kV | Stafford 132 11 (GT1B1) | Stafford 132/25/11kVDUMMY | Primary | 11 | 52.8104 | -2.1221 | Leading the Way | Headroom (MW) | N/A | 46.8193 | 46.8706 | 46.6757 | 46.6519 | 46.3868 | 46.246 | 45.902 | 45.5157 | 45.1053 | 44.6002 | 44.0966 | 43.8169 | 43.5839 | 43.449 | 41.6328 | 39.025 | 31.3558 | 23.2995 | 17.5466
Bushbury 132kV | Stafford 132 11 (GT1B1) | Stafford 132/25/11kVDUMMY | Primary | 11 | 52.8104 | -2.1221 | Steady Progression | Headroom (MW) | N/A | 46.8116 | 46.8347 | 46.6313 | 46.603 | 46.4812 | 46.4586 | 46.3908 | 46.3055 | 46.2371 | 46.1237 | 46.0052 | 45.8692 | 45.7303 | 45.6196 | 45.4922 | 45.3943 | 45.1994 | 43.8971 | 43.0276
Bushbury 132kV | Stafford 132 11 (GT1B1) | Stafford 132/25/11kVDUMMY | Primary | 11 | 52.8104 | -2.1221 | System Transformation | Headroom (MW) | N/A | 46.8021 | 46.8353 | 46.6052 | 46.5464 | 46.3224 | 46.2051 | 45.934 | 45.668 | 45.3867 | 45.0733 | 44.7618 | 44.4288 | 44.0996 | 43.8384 | 43.5535 | 43.3333 | 41.0689 | 36.0099 | 28.3976
Bushbury 132kV | Stafford 132 11 (GT1B1) | Stafford 132/25/11kVDUMMY | Primary | 11 | 52.8104 | -2.1221 | WPD Best View | Headroom (MW) | N/A | 46.8116 | 46.8347 | 46.631 | 46.6031 | 46.4814 | 46.4589 | 46.3915 | 46.3074 | 46.2414 | 46.1313 | 46.0173 | 45.8878 | 45.7567 | 45.656 | 45.5404 | 45.4543 | 45.303 | 43.9272 | 41.7898
Bushbury 132kV | Stafford South 132 11 (GT1A) | STAFFORD SOUTH 11kV S STN | Primary | 11 | 52.7943 | -2.1066 | Consumer Transformation | Headroom (MW) | N/A | 29.6418 | 29.5068 | 29.3391 | 29.112 | 28.8754 | 28.4999 | 27.9437 | 27.3769 | 26.8351 | 26.2313 | 25.6333 | 25.0093 | 24.394 | 23.7763 | 23.1536 | 22.5302 | 18.1731 | 11.7161 | 6.6409
Bushbury 132kV | Stafford South 132 11 (GT1A) | STAFFORD SOUTH 11kV S STN | Primary | 11 | 52.7943 | -2.1066 | Leading the Way | Headroom (MW) | N/A | 29.4798 | 29.4304 | 29.3621 | 29.2692 | 29.1737 | 29.0543 | 28.8148 | 28.57 | 28.2996 | 28.0411 | 27.7896 | 27.528 | 27.2797 | 27.0179 | 25.2936 | 23.5727 | 18.0821 | 12.5517 | 13.8563
Bushbury 132kV | Stafford South 132 11 (GT1A) | STAFFORD SOUTH 11kV S STN | Primary | 11 | 52.7943 | -2.1066 | Steady Progression | Headroom (MW) | N/A | 24.5572 | 24.5245 | 24.4959 | 24.4627 | 24.4311 | 24.4059 | 24.3659 | 24.3123 | 24.2567 | 24.1819 | 24.0964 | 24.0229 | 23.9465 | 23.8717 | 23.7978 | 23.7194 | 23.3232 | 22.9081 | 21.5067
Bushbury 132kV | Stafford South 132 11 (GT1A) | STAFFORD SOUTH 11kV S STN | Primary | 11 | 52.7943 | -2.1066 | System Transformation | Headroom (MW) | N/A | 28.6504 | 28.5931 | 28.5143 | 28.417 | 28.3086 | 28.173 | 27.9255 | 27.6646 | 27.3741 | 27.0774 | 26.7888 | 26.4936 | 26.2121 | 25.9319 | 25.642 | 25.361 | 22.9861 | 18.6894 | 15.7654
Bushbury 132kV | Stafford South 132 11 (GT1A) | STAFFORD SOUTH 11kV S STN | Primary | 11 | 52.7943 | -2.1066 | WPD Best View | Headroom (MW) | N/A | 28.2257 | 28.1878 | 28.1472 | 28.1084 | 28.0777 | 28.0471 | 27.9897 | 27.9115 | 27.8438 | 27.7483 | 27.6443 | 27.5435 | 27.4364 | 27.3278 | 27.2102 | 25.7331 | 24.1536 | 22.5419 | 19.8023
Bushbury 132kV | Wednesfield 132 11 (GT2A) | Wednesfield 132/11kVDUMMY | Primary | 11 | 52.599 | -2.0706 | Consumer Transformation | Headroom (MW) | N/A | 43.4612 | 43.2839 | 43.0372 | 42.705 | 42.3595 | 41.8563 | 41.1278 | 40.3995 | 39.6523 | 38.8564 | 38.0147 | 37.1063 | 36.1954 | 35.2321 | 34.2248 | 33.6011 | 28.3139 | 23.4968 | 18.0728
Bushbury 132kV | Wednesfield 132 11 (GT2A) | Wednesfield 132/11kVDUMMY | Primary | 11 | 52.599 | -2.0706 | Leading the Way | Headroom (MW) | N/A | 43.2262 | 43.1395 | 43.0206 | 42.8631 | 42.6947 | 42.5354 | 42.2707 | 42.0187 | 41.6677 | 41.3424 | 40.9249 | 40.4444 | 39.9081 | 39.3127 | 38.6724 | 38.4647 | 34.9999 | 33.0927 | 30.2048
Bushbury 132kV | Wednesfield 132 11 (GT2A) | Wednesfield 132/11kVDUMMY | Primary | 11 | 52.599 | -2.0706 | Steady Progression | Headroom (MW) | N/A | 36.0019 | 35.9645 | 35.916 | 35.8714 | 35.8232 | 35.7865 | 35.7353 | 35.6755 | 35.5916 | 35.4934 | 35.3891 | 35.2751 | 35.1609 | 35.0512 | 34.9315 | 34.8074 | 34.0632 | 33.4123 | 32.6653
Bushbury 132kV | Wednesfield 132 11 (GT2A) | Wednesfield 132/11kVDUMMY | Primary | 11 | 52.599 | -2.0706 | System Transformation | Headroom (MW) | N/A | 42.0066 | 41.9274 | 41.8171 | 41.678 | 41.5188 | 41.3402 | 41.0334 | 40.7199 | 40.3333 | 39.9547 | 39.5592 | 39.1631 | 38.7641 | 38.3453 | 37.9069 | 37.8554 | 35.7178 | 34.0023 | 31.7246
Bushbury 132kV | Wednesfield 132 11 (GT2A) | Wednesfield 132/11kVDUMMY | Primary | 11 | 52.599 | -2.0706 | WPD Best View | Headroom (MW) | N/A | 41.3416 | 41.2295 | 41.0643 | 40.8551 | 40.6375 | 40.3368 | 39.9187 | 39.4962 | 38.9998 | 38.4542 | 37.8586 | 37.2151 | 36.5672 | 35.9012 | 35.2105 | 34.8968 | 30.4224 | 27.4682 | 23.7148
Bustleholm 132kV | Bustleholm 132 11 (GT1) | BUSTLEHOLM 11kV S STN | Primary | 11 | 52.5538 | -1.962 | Consumer Transformation | Headroom (MW) | N/A | 42.6199 | 42.5591 | 42.4734 | 42.3603 | 42.2538 | 42.0609 | 41.7953 | 41.5304 | 41.255 | 40.9725 | 40.6534 | 40.3229 | 40.0052 | 39.6782 | 39.3459 | 39.0005 | 37.131 | 35.2431 | 33.5827
Bustleholm 132kV | Bustleholm 132 11 (GT1) | BUSTLEHOLM 11kV S STN | Primary | 11 | 52.5538 | -1.962 | Leading the Way | Headroom (MW) | N/A | 42.3587 | 42.3387 | 42.3002 | 42.2546 | 42.2068 | 42.1407 | 42.0619 | 41.9556 | 41.824 | 41.6497 | 41.4071 | 41.174 | 40.8872 | 40.579 | 40.2474 | 39.916 | 38.6551 | 36.1427 | 34.5874
Bustleholm 132kV | Bustleholm 132 11 (GT1) | BUSTLEHOLM 11kV S STN | Primary | 11 | 52.5538 | -1.962 | Steady Progression | Headroom (MW) | N/A | 35.2656 | 35.2551 | 35.2372 | 35.2212 | 35.2147 | 35.204 | 35.1843 | 35.16 | 35.1315 | 35.099 | 35.0528 | 35.0157 | 34.9794 | 34.9447 | 34.8999 | 34.8677 | 34.5326 | 34.043 | 33.4109
Bustleholm 132kV | Bustleholm 132 11 (GT1) | BUSTLEHOLM 11kV S STN | Primary | 11 | 52.5538 | -1.962 | System Transformation | Headroom (MW) | N/A | 41.1621 | 41.135 | 41.0971 | 41.0473 | 40.9997 | 40.9328 | 40.8155 | 40.6904 | 40.5445 | 40.3999 | 40.2478 | 40.1028 | 39.9516 | 39.7974 | 39.649 | 39.4957 | 38.7966 | 38.0189 | 37.0437
Bustleholm 132kV | Bustleholm 132 11 (GT1) | BUSTLEHOLM 11kV S STN | Primary | 11 | 52.5538 | -1.962 | WPD Best View | Headroom (MW) | N/A | 40.5308 | 40.5133 | 40.4745 | 40.4409 | 40.4123 | 40.3673 | 40.2803 | 40.1972 | 40.0915 | 39.9882 | 39.8632 | 39.738 | 39.6152 | 39.4748 | 39.3398 | 39.2074 | 38.5539 | 37.7863 | 36.8436
Bustleholm 132kV | Kingstanding 132 11 (GT1A) | Kingstanding 132/11kVDummy | Primary | 11 | 52.5557 | -1.8798 | Consumer Transformation | Headroom (MW) | N/A | 51.6671 | 51.5909 | 51.3027 | 51.1584 | 51.0192 | 50.8884 | 50.6889 | 50.5723 | 50.3965 | 50.3 | 50.1186 | 49.9464 | 49.7923 | 49.6491 | 49.6277 | 49.6105 | 49.6147 | 47.6502 | 44.6234
Bustleholm 132kV | Kingstanding 132 11 (GT1A) | Kingstanding 132/11kVDummy | Primary | 11 | 52.5557 | -1.8798 | Leading the Way | Headroom (MW) | N/A | 51.6676 | 51.5573 | 51.2689 | 51.0861 | 50.9465 | 50.8157 | 50.2748 | 50.1605 | 49.9415 | 49.8589 | 49.66 | 49.4109 | 49.1436 | 48.8398 | 49.467 | 49.4662 | 48.5264 | 47.246 | 42.9289
Bustleholm 132kV | Kingstanding 132 11 (GT1A) | Kingstanding 132/11kVDummy | Primary | 11 | 52.5557 | -1.8798 | Steady Progression | Headroom (MW) | N/A | 51.666 | 51.5961 | 51.3041 | 51.1551 | 51.0088 | 50.8667 | 50.702 | 50.5643 | 50.4138 | 50.2817 | 50.1357 | 50.0087 | 49.8864 | 49.7619 | 49.6504 | 49.5461 | 49.1006 | 48.63 | 47.6007
Bustleholm 132kV | Kingstanding 132 11 (GT1A) | Kingstanding 132/11kVDummy | Primary | 11 | 52.5557 | -1.8798 | System Transformation | Headroom (MW) | N/A | 51.6662 | 51.5968 | 51.3053 | 51.1567 | 51.0107 | 50.8695 | 50.7153 | 50.5799 | 50.4482 | 50.3208 | 50.1963 | 50.0786 | 49.9703 | 49.876 | 49.7965 | 49.7312 | 50.1751 | 49.8038 | 49.2728
Bustleholm 132kV | Kingstanding 132 11 (GT1A) | Kingstanding 132/11kVDummy | Primary | 11 | 52.5557 | -1.8798 | WPD Best View | Headroom (MW) | N/A | 51.667 | 51.5985 | 51.3084 | 51.1618 | 51.0184 | 50.8816 | 50.7487 | 50.6212 | 50.5008 | 50.3892 | 50.2857 | 50.1948 | 50.1165 | 50.0492 | 50.6052 | 50.5485 | 50.2623 | 49.9029 | 49.3817
Bustleholm 132kV | Ladywood 132 11 (GT1A) | Ladywood 132/11kVDUMMY | Primary | 11 | 52.4768 | -1.9159 | Consumer Transformation | Headroom (MW) | N/A | 43.1089 | 42.985 | 42.9906 | 42.8432 | 42.9389 | 42.8806 | 40.9483 | 40.9163 | 40.1049 | 39.0442 | 38.3597 | 35.9168 | 33.4723 | 30.8955 | 28.7961 | 27.7191 | 20.6909 | 13.1428 | 8.5541
Bustleholm 132kV | Ladywood 132 11 (GT1A) | Ladywood 132/11kVDUMMY | Primary | 11 | 52.4768 | -1.9159 | Leading the Way | Headroom (MW) | N/A | 40.1053 | 39.7327 | 38.7889 | 38.3297 | 37.4799 | 36.3868 | 28.7159 | 26.6279 | 24.1704 | 22.0716 | 19.3119 | 18.5044 | 21.9497 | 22.134 | 22.6754 | 22.5981 | 11.7891 | 6.9503 | 2.1256
Bustleholm 132kV | Ladywood 132 11 (GT1A) | Ladywood 132/11kVDUMMY | Primary | 11 | 52.4768 | -1.9159 | Steady Progression | Headroom (MW) | N/A | 38.7279 | 38.7076 | 38.6892 | 38.663 | 38.6351 | 38.6258 | 38.6076 | 38.5886 | 38.5691 | 38.2981 | 37.2181 | 35.5892 | 34.1875 | 32.6506 | 31.5594 | 30.4674 | 22.6744 | 19.7253 | 16.6703
Bustleholm 132kV | Ladywood 132 11 (GT1A) | Ladywood 132/11kVDUMMY | Primary | 11 | 52.4768 | -1.9159 | System Transformation | Headroom (MW) | N/A | 43.1087 | 43.2737 | 43.2786 | 43.3698 | 43.4642 | 43.4035 | 42.0139 | 40.9523 | 40.1588 | 39.091 | 38.275 | 36.8768 | 35.3405 | 33.9332 | 32.845 | 31.7561 | 29.3453 | 27.0235 | 24.6827
Bustleholm 132kV | Ladywood 132 11 (GT1A) | Ladywood 132/11kVDUMMY | Primary | 11 | 52.4768 | -1.9159 | WPD Best View | Headroom (MW) | N/A | 44.2065 | 44.443 | 44.3884 | 44.2512 | 44.0726 | 44.0077 | 43.9081 | 43.7943 | 43.6635 | 43.5258 | 43.4123 | 43.2951 | 48.4914 | 49.4436 | 49.985 | 49.9077 | 49.4704 | 48.9715 | 48.4658
Bustleholm 132kV | Perry Barr 132 11 (GT1) | Perry Barr 132/11kVDUMMY | Primary | 11 | 52.5272 | -1.8956 | Consumer Transformation | Headroom (MW) | N/A | 39.5626 | 39.4703 | 39.3312 | 39.152 | 38.9506 | 38.6778 | 38.2901 | 37.8845 | 37.4734 | 37.0119 | 36.5775 | 36.1114 | 35.6425 | 35.1696 | 34.6937 | 34.2232 | 31.881 | 29.6831 | 27.8112
Bustleholm 132kV | Perry Barr 132 11 (GT1) | Perry Barr 132/11kVDUMMY | Primary | 11 | 52.5272 | -1.8956 | Leading the Way | Headroom (MW) | N/A | 39.3247 | 39.2741 | 39.1828 | 39.0716 | 38.9207 | 38.7912 | 38.6068 | 38.3848 | 38.0877 | 37.7362 | 37.4598 | 37.1456 | 36.8266 | 36.4779 | 36.0843 | 35.6967 | 34.1318 | 32.5618 | 30.9804
Bustleholm 132kV | Perry Barr 132 11 (GT1) | Perry Barr 132/11kVDUMMY | Primary | 11 | 52.5272 | -1.8956 | Steady Progression | Headroom (MW) | N/A | 32.7518 | 32.7267 | 32.7001 | 32.6722 | 32.6405 | 32.6158 | 32.5854 | 32.5433 | 32.4957 | 32.4427 | 32.383 | 32.3212 | 32.2645 | 32.2007 | 32.1363 | 32.0701 | 31.6439 | 31.1049 | 30.447
Bustleholm 132kV | Perry Barr 132 11 (GT1) | Perry Barr 132/11kVDUMMY | Primary | 11 | 52.5272 | -1.8956 | System Transformation | Headroom (MW) | N/A | 38.2176 | 38.1759 | 38.1082 | 38.0356 | 37.94 | 37.8422 | 37.6746 | 37.5119 | 37.304 | 37.1007 | 36.907 | 36.6947 | 36.4943 | 36.2912 | 36.0814 | 35.8762 | 34.9583 | 34.0488 | 33.0211
Bustleholm 132kV | Perry Barr 132 11 (GT1) | Perry Barr 132/11kVDUMMY | Primary | 11 | 52.5272 | -1.8956 | WPD Best View | Headroom (MW) | N/A | 37.6277 | 37.5795 | 37.492 | 37.3855 | 37.241 | 37.1175 | 36.9414 | 36.7296 | 36.4467 | 36.1148 | 35.8611 | 35.578 | 35.295 | 34.9868 | 34.638 | 34.3026 | 32.9065 | 31.5236 | 30.1165
Bustleholm 132kV | Rushall 132 11 (GT1) | Rushall 132/11kVDUMMY | Primary | 11 | 52.5983 | -1.9706 | Consumer Transformation | Headroom (MW) | N/A | 60.4122 | 60.3283 | 59.9799 | 59.8129 | 59.6428 | 59.4788 | 58.9381 | 58.4259 | 57.9645 | 57.4654 | 56.9768 | 56.4997 | 56.0561 | 55.6497 | 55.2219 | 54.8035 | 52.2488 | 47.6548 | 44.3928
Bustleholm 132kV | Rushall 132 11 (GT1) | Rushall 132/11kVDUMMY | Primary | 11 | 52.5983 | -1.9706 | Leading the Way | Headroom (MW) | N/A | 60.4159 | 60.3032 | 59.9569 | 59.7574 | 59.5894 | 59.4281 | 58.5341 | 58.3827 | 57.9969 | 57.8629 | 57.5039 | 57.1297 | 56.7288 | 56.2917 | 56.2124 | 56.1254 | 54.3027 | 50.3738 | 50.3273
Bustleholm 132kV | Rushall 132 11 (GT1) | Rushall 132/11kVDUMMY | Primary | 11 | 52.5983 | -1.9706 | Steady Progression | Headroom (MW) | N/A | 60.409 | 60.3297 | 59.9779 | 59.8053 | 59.6301 | 59.4589 | 59.1629 | 58.9958 | 58.8148 | 58.653 | 58.4498 | 58.2117 | 57.9769 | 57.7306 | 57.5859 | 57.4451 | 56.3355 | 55.6206 | 54.4987
Bustleholm 132kV | Rushall 132 11 (GT1) | Rushall 132/11kVDUMMY | Primary | 11 | 52.5983 | -1.9706 | System Transformation | Headroom (MW) | N/A | 60.4118 | 60.335 | 59.9851 | 59.8162 | 59.6428 | 59.4739 | 59.2133 | 59.0495 | 58.7335 | 58.3973 | 58.0944 | 57.7945 | 57.5432 | 57.3306 | 57.1665 | 57.0242 | 56.7373 | 54.4033 | 52.3819
Bustleholm 132kV | Rushall 132 11 (GT1) | Rushall 132/11kVDUMMY | Primary | 11 | 52.5983 | -1.9706 | WPD Best View | Headroom (MW) | N/A | 60.4091 | 60.33 | 59.9786 | 59.8065 | 59.6321 | 59.4621 | 59.2958 | 59.1314 | 58.9694 | 58.8133 | 58.6783 | 58.531 | 58.389 | 58.2521 | 58.1208 | 57.9925 | 57.3933 | 56.8341 | 56.3738
Bustleholm 132kV | Smethwick 132 11 (GT2B) | Smethwick 132/11kVDUMMY | Primary | 11 | 52.5075 | -1.9688 | Consumer Transformation | Headroom (MW) | N/A | 44.751 | 44.7035 | 35.9605 | 35.8858 | 35.7773 | 35.5911 | 35.3411 | 35.0658 | 34.7644 | 34.4579 | 34.126 | 33.827 | 33.5182 | 33.214 | 32.9155 | 32.6229 | 31.1827 | 29.7576 | 28.4568
Bustleholm 132kV | Smethwick 132 11 (GT2B) | Smethwick 132/11kVDUMMY | Primary | 11 | 52.5075 | -1.9688 | Leading the Way | Headroom (MW) | N/A | 44.4707 | 44.0946 | 35.4292 | 35.408 | 35.3344 | 35.2258 | 35.0704 | 34.8719 | 34.5979 | 34.3267 | 34.0487 | 33.8479 | 33.6459 | 33.4429 | 33.237 | 33.0205 | 32.1344 | 31.2196 | 30.3249
Bustleholm 132kV | Smethwick 132 11 (GT2B) | Smethwick 132/11kVDUMMY | Primary | 11 | 52.5075 | -1.9688 | Steady Progression | Headroom (MW) | N/A | 37.0226 | 37.0118 | 29.8189 | 29.8101 | 29.7913 | 29.7741 | 29.7561 | 29.7288 | 29.6968 | 29.6581 | 29.6176 | 29.5733 | 29.5332 | 29.4918 | 29.4491 | 29.405 | 29.1524 | 28.8434 | 28.4786
Bustleholm 132kV | Smethwick 132 11 (GT2B) | Smethwick 132/11kVDUMMY | Primary | 11 | 52.5075 | -1.9688 | System Transformation | Headroom (MW) | N/A | 43.2163 | 43.1936 | 34.7781 | 34.747 | 34.7037 | 34.6358 | 34.5313 | 34.4229 | 34.2884 | 34.1651 | 34.0327 | 33.9123 | 33.7821 | 33.6517 | 33.5287 | 33.3991 | 32.8117 | 32.2261 | 31.6136
Bustleholm 132kV | Smethwick 132 11 (GT2B) | Smethwick 132/11kVDUMMY | Primary | 11 | 52.5075 | -1.9688 | WPD Best View | Headroom (MW) | N/A | 42.5519 | 42.5305 | 34.2456 | 34.2165 | 34.1755 | 34.1109 | 34.0133 | 33.9116 | 33.7842 | 33.6629 | 33.5234 | 33.3851 | 33.2289 | 33.0667 | 32.9071 | 32.7406 | 32.0598 | 31.3678 | 30.6646
Bustleholm 132kV | Winson Green 132 11 (GT1) | Winson Green 132/11kVDUMMY | Primary | 11 | 52.487 | -1.9279 | Consumer Transformation | Headroom (MW) | N/A | 43.2048 | 43.1376 | 43.0311 | 42.8842 | 42.7073 | 42.4162 | 42.0291 | 41.6121 | 41.1587 | 40.6556 | 40.1408 | 41.0446 | 40.4897 | 39.9359 | 39.3741 | 38.8185 | 36.0056 | 33.1112 | 29.4603
Bustleholm 132kV | Winson Green 132 11 (GT1) | Winson Green 132/11kVDUMMY | Primary | 11 | 52.487 | -1.9279 | Leading the Way | Headroom (MW) | N/A | 42.9435 | 42.8968 | 42.8348 | 42.7463 | 42.6036 | 42.4103 | 41.9174 | 40.8621 | 39.6251 | 38.5812 | 37.1464 | 37.5081 | 36.8712 | 36.0935 | 36.035 | 35.9733 | 29.9096 | 26.6048 | 23.3689
Bustleholm 132kV | Winson Green 132 11 (GT1) | Winson Green 132/11kVDUMMY | Primary | 11 | 52.487 | -1.9279 | Steady Progression | Headroom (MW) | N/A | 35.7545 | 35.7381 | 27.3341 | 27.3142 | 27.2926 | 27.2568 | 26.0226 | 24.7844 | 23.5281 | 22.2716 | 21.1174 | 20.0656 | 19.9957 | 19.9133 | 19.5093 | 19.4124 | 20.0194 | 19.4884 | 18.9992
Bustleholm 132kV | Winson Green 132 11 (GT1) | Winson Green 132/11kVDUMMY | Primary | 11 | 52.487 | -1.9279 | System Transformation | Headroom (MW) | N/A | 41.7337 | 41.6938 | 41.6477 | 41.5917 | 41.5045 | 41.4042 | 41.2513 | 41.0903 | 40.8977 | 40.7054 | 40.5075 | 41.6984 | 41.4869 | 41.2625 | 41.0389 | 40.7988 | 39.6304 | 38.6949 | 37.8845
Bustleholm 132kV | Winson Green 132 11 (GT1) | Winson Green 132/11kVDUMMY | Primary | 11 | 52.487 | -1.9279 | WPD Best View | Headroom (MW) | N/A | 41.0904 | 41.0456 | 40.9863 | 40.9087 | 40.791 | 40.6327 | 40.4122 | 40.132 | 39.7703 | 39.3486 | 38.9743 | 39.9751 | 39.5989 | 39.2007 | 38.7826 | 38.3532 | 36.3642 | 34.9749 | 33.9087
Cellarhead 132kV | Boothen 132 11 (GT1B) | Boothen 132/33/11kVDUMMY | Primary | 11 | 52.9964 | -2.181 | Consumer Transformation | Headroom (MW) | N/A | 35.1076 | 35.1084 | 34.9044 | 34.8491 | 34.7311 | 34.6234 | 34.4087 | 34.2689 | 33.8291 | 33.3888 | 32.9387 | 32.5656 | 32.2285 | 31.9794 | 31.6978 | 31.4535 | 29.8865 | 27.4672 | 24.877
Cellarhead 132kV | Boothen 132 11 (GT1B) | Boothen 132/33/11kVDUMMY | Primary | 11 | 52.9964 | -2.181 | Leading the Way | Headroom (MW) | N/A | 35.1147 | 35.1054 | 34.9236 | 34.8535 | 34.7403 | 34.6357 | 34.0294 | 33.958 | 33.7205 | 33.6497 | 33.329 | 36.9492 | 36.4466 | 38.0037 | 37.9647 | 37.9194 | 36.7726 | 35.4684 | 31.0534
Cellarhead 132kV | Boothen 132 11 (GT1B) | Boothen 132/33/11kVDUMMY | Primary | 11 | 52.9964 | -2.181 | Steady Progression | Headroom (MW) | N/A | 35.1017 | 35.0903 | 34.8671 | 34.7882 | 34.6661 | 34.5492 | 32.3264 | 32.2224 | 32.1147 | 32.0117 | 30.749 | 29.6137 | 29.517 | 29.4368 | 29.3445 | 29.2555 | 28.8113 | 28.3044 | 27.3433
Cellarhead 132kV | Boothen 132 11 (GT1B) | Boothen 132/33/11kVDUMMY | Primary | 11 | 52.9964 | -2.181 | System Transformation | Headroom (MW) | N/A | 35.1071 | 35.1154 | 34.9097 | 34.852 | 34.7302 | 34.6168 | 34.503 | 34.4142 | 34.3453 | 34.2517 | 34.1324 | 33.9289 | 33.7747 | 33.6871 | 33.5984 | 33.5508 | 33.5147 | 32.9132 | 31.349
Cellarhead 132kV | Boothen 132 11 (GT1B) | Boothen 132/33/11kVDUMMY | Primary | 11 | 52.9964 | -2.181 | WPD Best View | Headroom (MW) | N/A | 35.1144 | 35.1483 | 34.9654 | 34.9366 | 34.821 | 34.7127 | 32.5764 | 32.4966 | 32.1654 | 31.7062 | 30.481 | 33.5886 | 33.4503 | 35.4597 | 35.3544 | 35.238 | 34.7614 | 33.7346 | 30.8051
Cellarhead 132kV | Burslem 132 11 (GT3A) | Burslem 132/33/11kVDUMMY | Primary | 11 | 53.0509 | -2.2026 | Consumer Transformation | Headroom (MW) | N/A | 41.3485 | 41.2263 | 40.8811 | 40.688 | 40.457 | 40.1437 | 39.7105 | 39.2805 | 38.8522 | 38.4003 | 37.9605 | 37.5529 | 37.1477 | 36.7847 | 36.4237 | 36.0389 | 29.2572 | 26.4136 | 23.5317
Cellarhead 132kV | Burslem 132 11 (GT3A) | Burslem 132/33/11kVDUMMY | Primary | 11 | 53.0509 | -2.2026 | Leading the Way | Headroom (MW) | N/A | 41.3746 | 41.1084 | 40.8204 | 40.7518 | 40.6106 | 40.4934 | 40.3147 | 40.1246 | 39.875 | 39.6115 | 39.3959 | 39.2719 | 39.1277 | 39.0533 | 38.9701 | 38.8149 | 33.9913 | 32.0347 | 32.2496
Cellarhead 132kV | Burslem 132 11 (GT3A) | Burslem 132/33/11kVDUMMY | Primary | 11 | 53.0509 | -2.2026 | Steady Progression | Headroom (MW) | N/A | 41.3707 | 41.2951 | 41.0194 | 40.9023 | 40.7737 | 40.6511 | 40.5412 | 40.4272 | 40.3079 | 40.1739 | 40.0682 | 39.9556 | 39.8556 | 39.7912 | 39.7301 | 39.6854 | 39.7441 | 39.7426 | 38.8813
Cellarhead 132kV | Burslem 132 11 (GT3A) | Burslem 132/33/11kVDUMMY | Primary | 11 | 53.0509 | -2.2026 | System Transformation | Headroom (MW) | N/A | 41.3606 | 41.2755 | 40.9578 | 40.8167 | 40.624 | 40.4155 | 40.1382 | 39.8854 | 39.6096 | 39.3352 | 39.1236 | 38.9218 | 38.7124 | 38.564 | 38.4491 | 38.3249 | 38.0094 | 35.2878 | 33.7885
Cellarhead 132kV | Burslem 132 11 (GT3A) | Burslem 132/33/11kVDUMMY | Primary | 11 | 53.0509 | -2.2026 | WPD Best View | Headroom (MW) | N/A | 41.3726 | 41.1025 | 40.8164 | 40.7264 | 40.5778 | 40.458 | 40.2648 | 40.0633 | 39.7995 | 39.5132 | 39.2838 | 39.1229 | 38.9421 | 38.8409 | 38.7195 | 38.553 | 33.8894 | 32.3234 | 32.8354
Cellarhead 132kV | Forsbrook 132 33 | Forsbrook 132 33 | Bulk Supply Point | 33 | 52.98 | -2.0436 | Consumer Transformation | Headroom (MW) | N/A | 51.4824 | 51.539 | 51.4086 | 51.3787 | 51.3898 | 51.4214 | 51.3568 | 51.3285 | 51.3135 | 51.3044 | 51.2511 | 51.2494 | 51.2714 | 51.3115 | 51.41 | 51.5056 | 51.4075 | 47.9458 | 43.4355
Cellarhead 132kV | Forsbrook 132 33 | Forsbrook 132 33 | Bulk Supply Point | 33 | 52.98 | -2.0436 | Leading the Way | Headroom (MW) | N/A | 51.5224 | 51.6496 | 51.5435 | 51.5618 | 51.5958 | 51.6027 | 51.3163 | 51.3241 | 51.2624 | 51.2916 | 51.2777 | 51.1921 | 51.1198 | 50.8748 | 50.983 | 49.7116 | 47.5969 | 44.4689 | 40.868
Cellarhead 132kV | Forsbrook 132 33 | Forsbrook 132 33 | Bulk Supply Point | 33 | 52.98 | -2.0436 | Steady Progression | Headroom (MW) | N/A | 51.4578 | 51.4892 | 51.3347 | 51.3068 | 51.2822 | 51.2884 | 51.2982 | 51.281 | 51.2623 | 51.2193 | 51.1706 | 51.1421 | 51.1143 | 51.102 | 51.1047 | 51.1134 | 51.3723 | 51.2421 | 50.4632
Cellarhead 132kV | Forsbrook 132 33 | Forsbrook 132 33 | Bulk Supply Point | 33 | 52.98 | -2.0436 | System Transformation | Headroom (MW) | N/A | 51.4691 | 51.5279 | 51.362 | 51.3174 | 51.27 | 51.231 | 51.1675 | 51.1361 | 51.0966 | 51.0842 | 51.1022 | 51.1265 | 51.1924 | 51.2666 | 51.3238 | 51.4037 | 51.9277 | 50.2807 | 46.6489
Cellarhead 132kV | Forsbrook 132 33 | Forsbrook 132 33 | Bulk Supply Point | 33 | 52.98 | -2.0436 | WPD Best View | Headroom (MW) | N/A | 51.4607 | 51.5038 | 51.3563 | 51.3482 | 51.3448 | 51.3551 | 51.3631 | 51.3543 | 51.324 | 51.2958 | 51.2785 | 51.2762 | 51.2801 | 51.3106 | 51.3531 | 51.4004 | 51.7975 | 51.762 | 51.4537
Cellarhead 132kV | Forsbrook 132 33 | CAULDON | Primary | 11 | 53.0412 | -1.8862 | Consumer Transformation | Headroom (MW) | N/A | 5.7401 | 5.7966 | 5.8004 | 5.8127 | 5.8436 | 5.8995 | 5.8957 | 5.8951 | 5.8877 | 5.8915 | 5.8892 | 5.8976 | 5.9116 | 5.9279 | 5.9883 | 6.0514 | 6.16 | 6.0756 | 5.7711
Cellarhead 132kV | Forsbrook 132 33 | CAULDON | Primary | 11 | 53.0412 | -1.8862 | Leading the Way | Headroom (MW) | N/A | 5.7572 | 5.8339 | 5.8333 | 5.8642 | 5.8995 | 5.9235 | 5.8404 | 5.8354 | 5.8204 | 5.8255 | 5.8212 | 5.8056 | 5.7922 | 5.7782 | 5.8595 | 5.9435 | 5.9727 | 5.7843 | 5.5398
Cellarhead 132kV | Forsbrook 132 33 | CAULDON | Primary | 11 | 53.0412 | -1.8862 | Steady Progression | Headroom (MW) | N/A | 5.7293 | 5.7594 | 5.746 | 5.7516 | 5.7565 | 5.7766 | 5.8097 | 5.8263 | 5.8505 | 5.8439 | 5.8349 | 5.8295 | 5.8232 | 5.8171 | 5.8318 | 5.8502 | 5.917 | 5.9583 | 5.8492
Cellarhead 132kV | Forsbrook 132 33 | CAULDON | Primary | 11 | 53.0412 | -1.8862 | System Transformation | Headroom (MW) | N/A | 5.7334 | 5.782 | 5.7618 | 5.7636 | 5.7612 | 5.7698 | 5.7753 | 5.7884 | 5.8047 | 5.8289 | 5.8589 | 5.8584 | 5.8578 | 5.8587 | 5.897 | 5.9422 | 6.1069 | 6.1486 | 6.0887
Cellarhead 132kV | Forsbrook 132 33 | CAULDON | Primary | 11 | 53.0412 | -1.8862 | WPD Best View | Headroom (MW) | N/A | 5.7305 | 5.7632 | 5.7538 | 5.765 | 5.7763 | 5.806 | 5.8513 | 5.8706 | 5.8651 | 5.8615 | 5.8592 | 5.8593 | 5.86 | 5.8639 | 5.8891 | 5.9189 | 6.0397 | 6.0884 | 6.065
Cellarhead 132kV | Forsbrook 132 33 | FROGHALL 33 11kV S STN | Primary | 11 | 53.0224 | -1.9636 | Consumer Transformation | Headroom (MW) | N/A | 5.9879 | 5.969 | 5.8918 | 5.8522 | 5.8133 | 5.7751 | 5.7378 | 5.7013 | 5.6657 | 5.6312 | 5.5976 | 5.5656 | 5.535 | 5.5056 | 5.4772 | 5.4495 | 5.3072 | 5.152 | 4.9816
Cellarhead 132kV | Forsbrook 132 33 | FROGHALL 33 11kV S STN | Primary | 11 | 53.0224 | -1.9636 | Leading the Way | Headroom (MW) | N/A | 5.9879 | 5.969 | 5.8917 | 5.8521 | 5.8131 | 5.7748 | 5.7374 | 5.7008 | 5.6655 | 5.6315 | 5.599 | 5.5682 | 5.5391 | 5.5113 | 5.4843 | 5.4575 | 5.3067 | 5.1395 | 4.9685
Cellarhead 132kV | Forsbrook 132 33 | FROGHALL 33 11kV S STN | Primary | 11 | 53.0224 | -1.9636 | Steady Progression | Headroom (MW) | N/A | 5.9878 | 5.9688 | 5.8914 | 5.8515 | 5.8121 | 5.7732 | 5.7348 | 5.6969 | 5.6596 | 5.6227 | 5.5864 | 5.5506 | 5.5154 | 5.4809 | 5.4471 | 5.4141 | 5.263 | 5.1288 | 4.9775
Cellarhead 132kV | Forsbrook 132 33 | FROGHALL 33 11kV S STN | Primary | 11 | 53.0224 | -1.9636 | System Transformation | Headroom (MW) | N/A | 5.9878 | 5.9688 | 5.8914 | 5.8515 | 5.8121 | 5.7732 | 5.7349 | 5.6971 | 5.66 | 5.6234 | 5.5874 | 5.5523 | 5.518 | 5.4848 | 5.4526 | 5.4218 | 5.2828 | 5.1432 | 4.9958
Cellarhead 132kV | Forsbrook 132 33 | FROGHALL 33 11kV S STN | Primary | 11 | 53.0224 | -1.9636 | WPD Best View | Headroom (MW) | N/A | 5.9878 | 5.9688 | 5.8914 | 5.8515 | 5.8121 | 5.7732 | 5.7348 | 5.6969 | 5.6596 | 5.6227 | 5.5864 | 5.5506 | 5.5154 | 5.4809 | 5.4471 | 5.4141 | 5.2632 | 5.1313 | 4.9898
Cellarhead 132kV | Forsbrook 132 33 | KINGSLEY HOLT 33 11kV S STN | Primary | 11 | 53.0091 | -1.9694 | Consumer Transformation | Headroom (MW) | N/A | 4.8638 | 4.8555 | 4.8304 | 4.823 | 4.8221 | 4.813 | 4.7918 | 4.7764 | 4.7649 | 4.7523 | 4.7444 | 4.7504 | 4.764 | 4.7899 | 4.8155 | 4.8336 | 4.7814 | 3.1845 | 1.4893
Cellarhead 132kV | Forsbrook 132 33 | KINGSLEY HOLT 33 11kV S STN | Primary | 11 | 53.0091 | -1.9694 | Leading the Way | Headroom (MW) | N/A | 4.8675 | 4.8703 | 4.8511 | 4.8551 | 4.8698 | 4.8683 | 4.8697 | 4.8845 | 4.8872 | 4.8951 | 4.926 | 4.9732 | 5.0436 | 4.9631 | 4.9731 | 3.6089 | 2.3593 | 1.7645 | 1.1897
Cellarhead 132kV | Forsbrook 132 33 | KINGSLEY HOLT 33 11kV S STN | Primary | 11 | 53.0091 | -1.9694 | Steady Progression | Headroom (MW) | N/A | 4.8622 | 4.859 | 4.8303 | 4.8292 | 4.8307 | 4.8247 | 4.8232 | 4.8266 | 4.8275 | 4.8235 | 4.8234 | 4.8279 | 4.8324 | 4.8529 | 4.8769 | 4.9002 | 5.1652 | 5.1488 | 4.9776
Cellarhead 132kV | Forsbrook 132 33 | KINGSLEY HOLT 33 11kV S STN | Primary | 11 | 53.0091 | -1.9694 | System Transformation | Headroom (MW) | N/A | 4.8621 | 4.8577 | 4.8266 | 4.8165 | 4.8145 | 4.7998 | 4.7751 | 4.7665 | 4.7408 | 4.7297 | 4.721 | 4.7272 | 4.7392 | 4.7668 | 4.8038 | 4.8495 | 5.1488 | 3.9415 | 2.4385
Cellarhead 132kV | Forsbrook 132 33 | KINGSLEY HOLT 33 11kV S STN | Primary | 11 | 53.0091 | -1.9694 | WPD Best View | Headroom (MW) | N/A | 4.8621 | 4.8591 | 4.83 | 4.8294 | 4.831 | 4.8251 | 4.8239 | 4.8285 | 4.8318 | 4.831 | 4.8355 | 4.8465 | 4.8588 | 4.8892 | 4.925 | 4.9601 | 5.2526 | 5.2497 | 5.1978
Cellarhead 132kV | Forsbrook 132 33 | SIMPLEX 33 11kV S STN | Primary | 11 | 52.9662 | -2.078 | Consumer Transformation | Headroom (MW) | N/A | 10.239 | 10.2663 | 10.2343 | 10.2392 | 10.2592 | 10.2821 | 10.28 | 10.3041 | 10.3436 | 10.3779 | 10.3683 | 10.3842 | 10.4091 | 10.4364 | 10.4774 | 10.5194 | 10.5073 | 8.8821 | 6.5418
Cellarhead 132kV | Forsbrook 132 33 | SIMPLEX 33 11kV S STN | Primary | 11 | 52.9662 | -2.078 | Leading the Way | Headroom (MW) | N/A | 10.2582 | 10.3249 | 10.3158 | 10.3388 | 10.3618 | 10.3845 | 10.2172 | 10.2517 | 10.2376 | 10.2878 | 10.2797 | 10.1934 | 10.0932 | 9.9705 | 10.0146 | 10.0501 | 9.3065 | 7.1291 | 4.5183
Cellarhead 132kV | Forsbrook 132 33 | SIMPLEX 33 11kV S STN | Primary | 11 | 52.9662 | -2.078 | Steady Progression | Headroom (MW) | N/A | 10.2269 | 10.2504 | 10.2153 | 10.2229 | 10.2312 | 10.2623 | 10.2789 | 10.2795 | 10.273 | 10.2776 | 10.2743 | 10.2824 | 10.2917 | 10.2995 | 10.2973 | 10.2973 | 10.3756 | 10.3546 | 10.0073
Cellarhead 132kV | Forsbrook 132 33 | SIMPLEX 33 11kV S STN | Primary | 11 | 52.9662 | -2.078 | System Transformation | Headroom (MW) | N/A | 10.2342 | 10.2678 | 10.2306 | 10.2343 | 10.2305 | 10.2365 | 10.2306 | 10.2324 | 10.2394 | 10.2505 | 10.2832 | 10.3369 | 10.4258 | 10.5047 | 10.5187 | 10.5385 | 10.7376 | 10.3958 | 8.4742
Cellarhead 132kV | Forsbrook 132 33 | SIMPLEX 33 11kV S STN | Primary | 11 | 52.9662 | -2.078 | WPD Best View | Headroom (MW) | N/A | 10.2286 | 10.2611 | 10.2295 | 10.2508 | 10.2738 | 10.2992 | 10.3015 | 10.3067 | 10.3159 | 10.329 | 10.3459 | 10.3682 | 10.3943 | 10.4249 | 10.4403 | 10.4556 | 10.5903 | 10.641 | 10.5494
Cellarhead 132kV | Longton 132 11 (GT3A) | Longton 132/33/11kV | Primary | 11 | 52.9741 | -2.1333 | Consumer Transformation | Headroom (MW) | N/A | 47.5463 | 47.4328 | 46.9737 | 46.6821 | 46.5055 | 46.1543 | 45.6034 | 45.0874 | 44.628 | 44.1477 | 43.6201 | 43.1624 | 42.72 | 42.3202 | 41.9517 | 41.5429 | 38.9057 | 34.3442 | 29.754
Cellarhead 132kV | Longton 132 11 (GT3A) | Longton 132/33/11kV | Primary | 11 | 52.9741 | -2.1333 | Leading the Way | Headroom (MW) | N/A | 47.586 | 47.1242 | 46.7552 | 46.5889 | 46.5566 | 46.4278 | 46.1663 | 45.9245 | 45.6858 | 45.4688 | 45.2484 | 44.9543 | 44.1962 | 43.3794 | 42.3694 | 44.3723 | 42.6778 | 38.8366 | 34.7146
Cellarhead 132kV | Longton 132 11 (GT3A) | Longton 132/33/11kV | Primary | 11 | 52.9741 | -2.1333 | Steady Progression | Headroom (MW) | N/A | 47.5775 | 47.4997 | 47.1183 | 46.9358 | 46.8532 | 46.7339 | 46.598 | 46.4491 | 46.2993 | 46.1352 | 45.5227 | 45.3816 | 45.2502 | 45.1468 | 45.0877 | 45.0348 | 45.108 | 44.6916 | 43.208
Cellarhead 132kV | Longton 132 11 (GT3A) | Longton 132/33/11kV | Primary | 11 | 52.9741 | -2.1333 | System Transformation | Headroom (MW) | N/A | 47.5706 | 47.4718 | 47.0614 | 46.8274 | 46.6913 | 46.4807 | 46.1419 | 45.8275 | 45.4991 | 45.1802 | 44.8733 | 44.6095 | 44.367 | 44.1705 | 44.0659 | 43.9446 | 43.6004 | 41.393 | 38.3083
Cellarhead 132kV | Longton 132 11 (GT3A) | Longton 132/33/11kV | Primary | 11 | 52.9741 | -2.1333 | WPD Best View | Headroom (MW) | N/A | 47.5824 | 47.0984 | 46.7198 | 46.538 | 46.4967 | 46.3431 | 46.0552 | 45.7728 | 45.4776 | 45.2061 | 44.6879 | 44.4925 | 44.3117 | 44.1502 | 44.0451 | 43.8713 | 42.7895 | 39.7993 | 37.3413
Cellarhead 132kV | Meaford 'C' 132 33 | Meaford 'C' 132 33 | Bulk Supply Point | 33 | 52.9315 | -2.1673 | Consumer Transformation | Headroom (MW) | Thermal | 56.5154 | 56.8168 | 56.7412 | 56.8317 | 56.7498 | 56.6395 | 56.4546 | 56.2187 | 54.1514 | 53.1461 | 50.9425 | 50.5082 | 49.2926 | 45.1853 | 44.0787 | 42.7382 | 27.8035 | 2.1159 | -25.9413
Cellarhead 132kV | Meaford 'C' 132 33 | Meaford 'C' 132 33 | Bulk Supply Point | 33 | 52.9315 | -2.1673 | Leading the Way | Headroom (MW) | Thermal | 56.547 | 57.0009 | 57.069 | 57.362 | 57.3305 | 57.3957 | 57.0115 | 56.9954 | 56.8685 | 56.9043 | 56.583 | 53.9504 | 52.1386 | 50.0523 | 46.2118 | 43.7633 | 17.1379 | -13.0633 | -33.2578
Cellarhead 132kV | Meaford 'C' 132 33 | Meaford 'C' 132 33 | Bulk Supply Point | 33 | 52.9315 | -2.1673 | Steady Progression | Headroom (MW) | N/A | 56.4728 | 56.6555 | 56.4121 | 56.3318 | 56.098 | 55.9627 | 55.8005 | 55.645 | 55.4817 | 55.4062 | 55.2208 | 55.1463 | 55.1301 | 55.1888 | 55.3471 | 55.4548 | 52.9282 | 51.9733 | 48.1258
Cellarhead 132kV | Meaford 'C' 132 33 | Meaford 'C' 132 33 | Bulk Supply Point | 33 | 52.9315 | -2.1673 | System Transformation | Headroom (MW) | N/A | 56.4725 | 56.72 | 56.5006 | 56.4626 | 56.1498 | 55.9238 | 55.5806 | 55.3333 | 54.9413 | 54.6872 | 54.5608 | 54.5901 | 54.7392 | 55.0457 | 55.3663 | 54.7902 | 53.2091 | 39.5299 | 24.2774
Cellarhead 132kV | Meaford 'C' 132 33 | Meaford 'C' 132 33 | Bulk Supply Point | 33 | 52.9315 | -2.1673 | WPD Best View | Headroom (MW) | N/A | 56.4783 | 56.6938 | 56.4875 | 56.4438 | 56.2073 | 56.0538 | 55.881 | 55.7459 | 55.5004 | 55.362 | 55.2703 | 55.2614 | 55.3508 | 55.4724 | 55.6841 | 55.7472 | 52.1057 | 49.1025 | 48.152
Cellarhead 132kV | Meaford 'C' 132 33 | BEARSTONE | Primary | 11 | 52.9473 | -2.4119 | Consumer Transformation | Headroom (MW) | Thermal | 3.7791 | 3.8005 | 3.7963 | 3.8287 | 3.8797 | 3.9325 | 4.014 | 4.0947 | 4.172 | 4.2651 | 2.4456 | 2.4194 | 2.3908 | 2.3768 | 2.408 | 2.4405 | 0.28555 | -2.1344 | -5.4735
Cellarhead 132kV | Meaford 'C' 132 33 | BEARSTONE | Primary | 11 | 52.9473 | -2.4119 | Leading the Way | Headroom (MW) | Thermal | 3.779 | 3.7974 | 3.8051 | 3.823 | 3.8673 | 3.9291 | 4.0095 | 4.1137 | 4.2247 | 4.2362 | 4.2114 | 4.1783 | 4.1578 | 3.1146 | 2.1408 | 2.1792 | 1.8651 | -1.8506 | -3.0146
Cellarhead 132kV | Meaford 'C' 132 33 | BEARSTONE | Primary | 11 | 52.9473 | -2.4119 | Steady Progression | Headroom (MW) | N/A | 3.7721 | 3.7783 | 3.7677 | 3.7727 | 3.7842 | 3.8016 | 3.8157 | 3.833 | 3.8617 | 3.893 | 3.925 | 3.9692 | 4.0224 | 4.0717 | 4.1529 | 4.1918 | 4.1938 | 4.2221 | 4.0908
Cellarhead 132kV | Meaford 'C' 132 33 | BEARSTONE | Primary | 11 | 52.9473 | -2.4119 | System Transformation | Headroom (MW) | N/A | 3.7716 | 3.7769 | 3.7652 | 3.7533 | 3.7631 | 3.7777 | 3.7962 | 3.8261 | 3.8351 | 3.8798 | 3.9282 | 3.9963 | 4.0941 | 4.2001 | 4.2442 | 4.2577 | 4.3528 | 2.5855 | 2.1044
Cellarhead 132kV | Meaford 'C' 132 33 | BEARSTONE | Primary | 11 | 52.9473 | -2.4119 | WPD Best View | Headroom (MW) | N/A | 3.7717 | 3.7773 | 3.7664 | 3.7623 | 3.7727 | 3.7884 | 3.7995 | 3.8271 | 3.8482 | 3.8833 | 3.9173 | 3.9706 | 4.0419 | 4.1128 | 4.2186 | 4.2308 | 4.2732 | 3.4325 | 3.3937
Cellarhead 132kV | Meaford 'C' 132 33 | CHEADLE 33 11kV S STN | Primary | 11 | 52.9813 | -2.0048 | Consumer Transformation | Headroom (MW) | N/A | 16.321 | 16.3107 | 16.1981 | 16.1364 | 16.0843 | 16.0239 | 15.9381 | 15.8522 | 15.786 | 15.7097 | 15.6262 | 15.5732 | 15.5412 | 15.5163 | 15.4772 | 15.4422 | 14.9549 | 12.7521 | 10.3807
Cellarhead 132kV | Meaford 'C' 132 33 | CHEADLE 33 11kV S STN | Primary | 11 | 52.9813 | -2.0048 | Leading the Way | Headroom (MW) | N/A | 16.3354 | 16.3384 | 16.2577 | 16.2166 | 16.1892 | 16.171 | 16.1184 | 16.0958 | 16.0375 | 16.0244 | 15.9666 | 15.8501 | 15.7256 | 15.5887 | 15.5858 | 14.6978 | 13.1428 | 11.0166 | 8.6079
Cellarhead 132kV | Meaford 'C' 132 33 | CHEADLE 33 11kV S STN | Primary | 11 | 52.9813 | -2.0048 | Steady Progression | Headroom (MW) | N/A | 16.3236 | 16.3089 | 16.2198 | 16.1788 | 16.1552 | 16.1286 | 16.1022 | 16.078 | 16.051 | 16.0284 | 15.9969 | 15.9794 | 15.9742 | 15.9688 | 15.9539 | 15.9227 | 15.7724 | 15.6257 | 15.2752
Cellarhead 132kV | Meaford 'C' 132 33 | CHEADLE 33 11kV S STN | Primary | 11 | 52.9813 | -2.0048 | System Transformation | Headroom (MW) | N/A | 16.3251 | 16.3149 | 16.2171 | 16.1689 | 16.1276 | 16.0713 | 15.9992 | 15.9333 | 15.8715 | 15.8139 | 15.7682 | 15.7436 | 15.7365 | 15.7384 | 15.7551 | 15.7833 | 15.959 | 14.5934 | 12.6815
Cellarhead 132kV | Meaford 'C' 132 33 | CHEADLE 33 11kV S STN | Primary | 11 | 52.9813 | -2.0048 | WPD Best View | Headroom (MW) | N/A | 16.325 | 16.3146 | 16.2311 | 16.1938 | 16.1784 | 16.1574 | 16.1444 | 16.1357 | 16.1294 | 16.1293 | 16.1192 | 16.0953 | 16.0721 | 16.052 | 16.0298 | 16.0093 | 15.9102 | 15.8099 | 15.5446
Cellarhead 132kV | Meaford 'C' 132 33 | COTES HEATH 33 11kV S STN | Primary | 11 | 52.9116 | -2.2481 | Consumer Transformation | Headroom (MW) | N/A | 5.2628 | 5.2699 | 5.2597 | 5.2616 | 5.276 | 5.3003 | 5.3305 | 5.3653 | 5.4085 | 5.4581 | 5.5083 | 5.5197 | 5.5114 | 5.5065 | 4.6271 | 4.6397 | 4.5388 | 3.5277 | 0.85915
Cellarhead 132kV | Meaford 'C' 132 33 | COTES HEATH 33 11kV S STN | Primary | 11 | 52.9116 | -2.2481 | Leading the Way | Headroom (MW) | N/A | 5.2632 | 5.2702 | 5.2572 | 5.2736 | 5.2843 | 5.3153 | 5.3492 | 5.4043 | 5.4655 | 5.4689 | 5.4595 | 5.4333 | 5.4092 | 5.394 | 5.4117 | 4.5713 | 2.4713 | 0.83837 | 2.2533
Cellarhead 132kV | Meaford 'C' 132 33 | COTES HEATH 33 11kV S STN | Primary | 11 | 52.9116 | -2.2481 | Steady Progression | Headroom (MW) | N/A | 5.2594 | 5.2584 | 5.2336 | 5.2276 | 5.2255 | 5.2328 | 5.237 | 5.2434 | 5.2442 | 5.2547 | 5.2654 | 5.2851 | 5.302 | 5.3391 | 5.3825 | 5.4357 | 5.4438 | 5.4254 | 5.3169
Cellarhead 132kV | Meaford 'C' 132 33 | COTES HEATH 33 11kV S STN | Primary | 11 | 52.9116 | -2.2481 | System Transformation | Headroom (MW) | N/A | 5.2587 | 5.2568 | 5.2307 | 5.2241 | 5.2116 | 5.2153 | 5.2064 | 5.2116 | 5.2137 | 5.2246 | 5.2395 | 5.2794 | 5.3244 | 5.3745 | 5.4503 | 5.4982 | 5.5257 | 4.9035 | 3.4355
Cellarhead 132kV | Meaford 'C' 132 33 | COTES HEATH 33 11kV S STN | Primary | 11 | 52.9116 | -2.2481 | WPD Best View | Headroom (MW) | N/A | 5.2594 | 5.2584 | 5.2336 | 5.2276 | 5.2255 | 5.2328 | 5.237 | 5.2434 | 5.2442 | 5.2547 | 5.2654 | 5.2851 | 5.302 | 5.3391 | 5.3825 | 5.4357 | 5.461 | 5.4701 | 5.4326
Cellarhead 132kV | Meaford 'C' 132 33 | ECCLESHALL PRIMARY 33 11kV S STN | Primary | 11 | 52.8527 | -2.2551 | Consumer Transformation | Headroom (MW) | Thermal | 0.35473 | 0.34867 | 0.32403 | 0.31582 | 0.31588 | 0.3356 | 0.33449 | 0.33561 | 0.3532 | 0.39034 | 0.39896 | 0.43147 | 0.47089 | 0.50815 | 0.55473 | 0.59617 | -2.7374 | -3.0592 | -3.4703
Cellarhead 132kV | Meaford 'C' 132 33 | ECCLESHALL PRIMARY 33 11kV S STN | Primary | 11 | 52.8527 | -2.2551 | Leading the Way | Headroom (MW) | Thermal | 0.35584 | 0.35858 | 0.33424 | 0.34301 | 0.3445 | 0.39295 | 0.40365 | 0.43561 | 0.47974 | 0.55803 | 0.62221 | 0.65845 | 0.63698 | 0.61381 | 0.62448 | 0.63372 | -2.2274 | -2.3785 | -2.5959
Cellarhead 132kV | Meaford 'C' 132 33 | ECCLESHALL PRIMARY 33 11kV S STN | Primary | 11 | 52.8527 | -2.2551 | Steady Progression | Headroom (MW) | N/A | 0.35321 | 0.35038 | 0.3253 | 0.31738 | 0.30414 | 0.32272 | 0.32628 | 0.32622 | 0.32103 | 0.33896 | 0.33621 | 0.34841 | 0.35782 | 0.38295 | 0.4115 | 0.43977 | 0.64186 | 0.61187 | 0.50914
Cellarhead 132kV | Meaford 'C' 132 33 | ECCLESHALL PRIMARY 33 11kV S STN | Primary | 11 | 52.8527 | -2.2551 | System Transformation | Headroom (MW) | Thermal | 0.35277 | 0.34881 | 0.31403 | 0.3035 | 0.28685 | 0.3063 | 0.28083 | 0.27107 | 0.2609 | 0.27485 | 0.27788 | 0.29258 | 0.30666 | 0.34284 | 0.38265 | 0.44004 | 0.72896 | -0.68617 | -0.87067
Cellarhead 132kV | Meaford 'C' 132 33 | ECCLESHALL PRIMARY 33 11kV S STN | Primary | 11 | 52.8527 | -2.2551 | WPD Best View | Headroom (MW) | N/A | 0.35321 | 0.35038 | 0.3253 | 0.31738 | 0.30414 | 0.32272 | 0.32628 | 0.32622 | 0.32103 | 0.33896 | 0.33621 | 0.34841 | 0.35782 | 0.38295 | 0.4115 | 0.43977 | 0.66021 | 0.65773 | 0.62205
Cellarhead 132kV | Meaford 'C' 132 33 | GNOSALL 33 11kV S STN | Primary | 11 | 52.7821 | -2.2577 | Consumer Transformation | Headroom (MW) | Thermal | 1.5486 | 1.5523 | 1.5543 | 1.3641 | 1.1956 | 1.0285 | 0.85741 | 0.68065 | 0.49634 | 0.34973 | 0.18498 | 0.044602 | -0.06257 | -0.28651 | -0.52079 | -1.663 | -3.0672 | -4.5528 | -7.1946
Cellarhead 132kV | Meaford 'C' 132 33 | GNOSALL 33 11kV S STN | Primary | 11 | 52.7821 | -2.2577 | Leading the Way | Headroom (MW) | Thermal | 1.5438 | 1.5582 | 1.5581 | 1.381 | 1.2031 | 1.039 | 0.88463 | 0.72206 | 0.57594 | 0.48216 | 0.36784 | 0.1342 | -0.13933 | -0.43218 | -0.6641 | -0.90775 | -2.4572 | -5.2633 | -7.5207
Cellarhead 132kV | Meaford 'C' 132 33 | GNOSALL 33 11kV S STN | Primary | 11 | 52.7821 | -2.2577 | Steady Progression | Headroom (MW) | Thermal | 1.5417 | 1.5465 | 1.5229 | 1.334 | 1.1487 | 0.9682 | 0.77709 | 0.58993 | 0.40119 | 0.2158 | 0.0026412 | -0.19797 | -0.38615 | -0.56172 | -0.72714 | -0.88955 | -1.7616 | -2.945 | -4.2683
Cellarhead 132kV | Meaford 'C' 132 33 | GNOSALL 33 11kV S STN | Primary | 11 | 52.7821 | -2.2577 | System Transformation | Headroom (MW) | Thermal | 1.5404 | 1.538 | 1.5198 | 1.321 | 1.1204 | 0.91244 | 0.69666 | 0.4857 | 0.27647 | 0.077979 | -0.14186 | -0.34045 | -0.51492 | -0.68655 | -0.81824 | -0.976 | -1.9292 | -3.1928 | -5.3484
Cellarhead 132kV | Meaford 'C' 132 33 | GNOSALL 33 11kV S STN | Primary | 11 | 52.7821 | -2.2577 | WPD Best View | Headroom (MW) | Thermal | 1.544 | 1.5533 | 1.5346 | 1.3478 | 1.1636 | 0.98596 | 0.79852 | 0.61793 | 0.44946 | 0.29018 | 0.10309 | -0.065678 | -0.20722 | -0.34807 | -0.4746 | -0.70981 | -1.9342 | -3.213 | -4.5182
Cellarhead 132kV | Meaford 'C' 132 33 | HIGH OFFLEY 33 11kV S STN | Primary | 11 | 52.832 | -2.3205 | Consumer Transformation | Headroom (MW) | Thermal | 2.4798 | 2.4888 | 2.5033 | 2.5298 | 2.57 | 2.6171 | 2.6795 | 2.7397 | 2.8275 | 2.8833 | 2.8739 | 2.864 | 1.9767 | 1.9848 | 2.01 | 2.036 | 1.9402 | 0.79773 | -0.1681
Cellarhead 132kV | Meaford 'C' 132 33 | HIGH OFFLEY 33 11kV S STN | Primary | 11 | 52.832 | -2.3205 | Leading the Way | Headroom (MW) | Thermal | 2.48 | 2.4954 | 2.4973 | 2.529 | 2.5644 | 2.6137 | 2.6761 | 2.7576 | 2.8226 | 2.831 | 2.8234 | 2.8075 | 2.7947 | 2.7825 | 2.8146 | 2.8453 | 1.7812 | 1.3035 | -0.65721
Cellarhead 132kV | Meaford 'C' 132 33 | HIGH OFFLEY 33 11kV S STN | Primary | 11 | 52.832 | -2.3205 | Steady Progression | Headroom (MW) | N/A | 2.4749 | 2.4805 | 2.4772 | 2.4836 | 2.4864 | 2.5014 | 2.5249 | 2.5454 | 2.5717 | 2.5963 | 2.6217 | 2.657 | 2.6982 | 2.7513 | 2.8169 | 2.8391 | 2.8639 | 2.9005 | 2.811
Cellarhead 132kV | Meaford 'C' 132 33 | HIGH OFFLEY 33 11kV S STN | Primary | 11 | 52.832 | -2.3205 | System Transformation | Headroom (MW) | N/A | 2.4743 | 2.4795 | 2.4666 | 2.4726 | 2.4816 | 2.4943 | 2.5136 | 2.5373 | 2.5559 | 2.593 | 2.6255 | 2.6685 | 2.7451 | 2.8391 | 2.8625 | 2.8742 | 2.9632 | 2.9979 | 2.4586
Cellarhead 132kV | Meaford 'C' 132 33 | HIGH OFFLEY 33 11kV S STN | Primary | 11 | 52.832 | -2.3205 | WPD Best View | Headroom (MW) | N/A | 2.4763 | 2.4841 | 2.4827 | 2.4942 | 2.502 | 2.5243 | 2.557 | 2.5904 | 2.6351 | 2.6823 | 2.7352 | 2.7952 | 2.8732 | 2.8819 | 2.8898 | 2.8995 | 2.9498 | 2.9844 | 2.9576
Cellarhead 132kV | Meaford 'C' 132 33 | HILL CHORLTON 33 11kV S STN | Primary | 11 | 52.9521 | -2.2974 | Consumer Transformation | Headroom (MW) | Thermal | 1.4595 | 1.4682 | 1.4822 | 1.4976 | 1.4975 | 1.4965 | 1.4816 | 1.4838 | 0.5825 | 0.58946 | 0.56476 | 0.5473 | 0.5164 | -0.3936 | -0.36918 | -0.34417 | -2.4723 | -5.1841 | -8.1599
Cellarhead 132kV | Meaford 'C' 132 33 | HILL CHORLTON 33 11kV S STN | Primary | 11 | 52.9521 | -2.2974 | Leading the Way | Headroom (MW) | Thermal | 1.4598 | 1.4762 | 1.4795 | 1.4935 | 1.494 | 1.4925 | 1.4537 | 1.4558 | 1.4427 | 1.4518 | 1.4279 | 0.51446 | 0.48627 | 0.46748 | 0.49765 | 0.016092 | -2.1985 | -6.1353 | -10.3264
Cellarhead 132kV | Meaford 'C' 132 33 | HILL CHORLTON 33 11kV S STN | Primary | 11 | 52.9521 | -2.2974 | Steady Progression | Headroom (MW) | N/A | 1.4547 | 1.4627 | 1.464 | 1.4747 | 1.4877 | 1.4859 | 1.4802 | 1.4767 | 1.4723 | 1.4693 | 1.4653 | 1.4544 | 1.4532 | 1.4524 | 1.4533 | 1.4558 | 0.57663 | 0.59544 | 0.52345
Cellarhead 132kV | Meaford 'C' 132 33 | HILL CHORLTON 33 11kV S STN | Primary | 11 | 52.9521 | -2.2974 | System Transformation | Headroom (MW) | Thermal | 1.4544 | 1.4625 | 1.4551 | 1.4654 | 1.4759 | 1.4893 | 1.4843 | 1.4811 | 1.4787 | 1.477 | 1.4762 | 1.4679 | 1.4706 | 1.4759 | 1.4843 | 0.605 | 0.66149 | 0.58336 | -0.83631
Cellarhead 132kV | Meaford 'C' 132 33 | HILL CHORLTON 33 11kV S STN | Primary | 11 | 52.9521 | -2.2974 | WPD Best View | Headroom (MW) | N/A | 1.4547 | 1.4627 | 1.464 | 1.4747 | 1.4877 | 1.4859 | 1.4823 | 1.4789 | 1.4758 | 1.4728 | 1.4701 | 1.4592 | 1.458 | 1.4577 | 1.4587 | 1.4612 | 0.58855 | 0.62881 | 0.61514
Cellarhead 132kV | Meaford 'C' 132 33 | HINSTOCK 33 11kV S STN | Primary | 11 | 52.8368 | -2.4509 | Consumer Transformation | Headroom (MW) | N/A | 3.5297 | 3.534 | 3.5315 | 3.5497 | 3.5725 | 3.4948 | 3.4063 | 3.3206 | 3.2396 | 3.1758 | 3.1139 | 3.0732 | 3.0491 | 2.9066 | 2.8846 | 2.6643 | 2.6812 | 2.5942 | 2.3629
Cellarhead 132kV | Meaford 'C' 132 33 | HINSTOCK 33 11kV S STN | Primary | 11 | 52.8368 | -2.4509 | Leading the Way | Headroom (MW) | N/A | 3.5297 | 3.5404 | 3.5278 | 3.5472 | 3.5736 | 3.4903 | 3.4018 | 3.3256 | 3.2618 | 3.2224 | 3.1884 | 3.0547 | 2.932 | 2.6974 | 2.455 | 2.3346 | 1.8634 | 1.7208 | 1.3508
Cellarhead 132kV | Meaford 'C' 132 33 | HINSTOCK 33 11kV S STN | Primary | 11 | 52.8368 | -2.4509 | Steady Progression | Headroom (MW) | N/A | 3.5247 | 3.5265 | 3.5089 | 3.5079 | 3.5026 | 3.51 | 3.521 | 3.5342 | 3.5495 | 3.567 | 3.5849 | 3.613 | 3.6381 | 3.6826 | 3.735 | 3.7993 | 4.2431 | 4.3466 | 4.248
Cellarhead 132kV | Meaford 'C' 132 33 | HINSTOCK 33 11kV S STN | Primary | 11 | 52.8368 | -2.4509 | System Transformation | Headroom (MW) | N/A | 3.5244 | 3.525 | 3.4984 | 3.4968 | 3.498 | 3.5032 | 3.5026 | 3.5164 | 3.408 | 3.2954 | 3.3207 | 3.371 | 3.428 | 3.511 | 3.6026 | 3.714 | 4.1663 | 4.1815 | 4.1335
Cellarhead 132kV | Meaford 'C' 132 33 | HINSTOCK 33 11kV S STN | Primary | 11 | 52.8368 | -2.4509 | WPD Best View | Headroom (MW) | N/A | 3.5257 | 3.5284 | 3.5051 | 3.5072 | 3.5137 | 3.5258 | 3.5336 | 3.557 | 3.4598 | 3.36 | 3.3991 | 3.4627 | 3.5328 | 3.6248 | 3.7186 | 3.8206 | 4.1765 | 4.1846 | 4.056
Cellarhead 132kV | Meaford 'C' 132 33 | HOOKGATE 33 11kV S STN | Primary | 11 | 52.9129 | -2.3799 | Consumer Transformation | Headroom (MW) | Thermal | 4.4927 | 4.5132 | 4.5272 | 4.5563 | 4.5924 | 4.6538 | 4.7037 | 4.7772 | 3.849 | 2.9642 | 2.9135 | 2.867 | 2.8184 | 0.99251 | 1.0259 | 1.0604 | -2.2485 | -7.4421 | -11.9637
Cellarhead 132kV | Meaford 'C' 132 33 | HOOKGATE 33 11kV S STN | Primary | 11 | 52.9129 | -2.3799 | Leading the Way | Headroom (MW) | Thermal | 4.4921 | 4.518 | 4.5301 | 4.562 | 4.5985 | 4.6602 | 4.7148 | 4.7147 | 4.6794 | 4.6895 | 4.6383 | 3.6856 | 2.7355 | 2.6665 | 2.7092 | 2.6088 | -1.8924 | -7.2012 | -10.7381
Cellarhead 132kV | Meaford 'C' 132 33 | HOOKGATE 33 11kV S STN | Primary | 11 | 52.9129 | -2.3799 | Steady Progression | Headroom (MW) | N/A | 4.4838 | 4.4926 | 4.4906 | 4.4991 | 4.5137 | 4.5338 | 4.5564 | 4.5827 | 4.612 | 4.647 | 4.679 | 4.6941 | 4.713 | 4.7075 | 4.7055 | 4.7058 | 2.8953 | 2.8893 | 2.7318
Cellarhead 132kV | Meaford 'C' 132 33 | HOOKGATE 33 11kV S STN | Primary | 11 | 52.9129 | -2.3799 | System Transformation | Headroom (MW) | N/A | 4.4838 | 4.4964 | 4.4915 | 4.4978 | 4.5073 | 4.5205 | 4.5281 | 4.5524 | 4.5782 | 4.6121 | 4.6672 | 4.7265 | 4.7345 | 4.739 | 4.7485 | 4.7633 | 3.0589 | 1.955 | 0.39283
Cellarhead 132kV | Meaford 'C' 132 33 | HOOKGATE 33 11kV S STN | Primary | 11 | 52.9129 | -2.3799 | WPD Best View | Headroom (MW) | N/A | 4.4837 | 4.4926 | 4.4902 | 4.4992 | 4.514 | 4.5342 | 4.5572 | 4.5846 | 4.6164 | 4.6545 | 4.6911 | 4.7127 | 4.729 | 4.7264 | 4.726 | 4.7286 | 2.9465 | 2.9823 | 2.9431
Cellarhead 132kV | Meaford 'C' 132 33 | MARKET DRAYTON 33 11kV S STN | Primary | 11 | 52.9019 | -2.4819 | Consumer Transformation | Headroom (MW) | N/A | 19.7018 | 19.7931 | 19.7604 | 19.8682 | 19.8161 | 19.7568 | 19.6895 | 19.5086 | 19.3506 | 19.2259 | 19.1721 | 19.0012 | 18.8687 | 17.8226 | 17.7159 | 17.5866 | 17.0497 | 15.7217 | 13.2644
Cellarhead 132kV | Meaford 'C' 132 33 | MARKET DRAYTON 33 11kV S STN | Primary | 11 | 52.9019 | -2.4819 | Leading the Way | Headroom (MW) | N/A | 19.716 | 19.8523 | 19.8857 | 20.0881 | 20.056 | 20.0509 | 19.9283 | 19.8201 | 19.7272 | 19.711 | 19.6385 | 19.5884 | 19.5556 | 19.5332 | 19.4873 | 19.5386 | 17.8431 | 16.6632 | 15.1038
Cellarhead 132kV | Meaford 'C' 132 33 | MARKET DRAYTON 33 11kV S STN | Primary | 11 | 52.9019 | -2.4819 | Steady Progression | Headroom (MW) | N/A | 19.7087 | 19.7686 | 19.7148 | 19.793 | 19.751 | 19.7265 | 19.7097 | 19.6955 | 19.6762 | 19.6839 | 19.6585 | 19.6554 | 19.6614 | 19.6757 | 19.7122 | 19.7537 | 20.1602 | 20.5815 | 20.1657
Cellarhead 132kV | Meaford 'C' 132 33 | MARKET DRAYTON 33 11kV S STN | Primary | 11 | 52.9019 | -2.4819 | System Transformation | Headroom (MW) | N/A | 19.7067 | 19.7871 | 19.7569 | 19.8672 | 19.7987 | 19.7386 | 19.6739 | 19.6248 | 19.5712 | 19.5667 | 19.5267 | 19.4942 | 19.4884 | 19.5216 | 19.5815 | 19.6564 | 20.1116 | 19.8925 | 19.0854
Cellarhead 132kV | Meaford 'C' 132 33 | MARKET DRAYTON 33 11kV S STN | Primary | 11 | 52.9019 | -2.4819 | WPD Best View | Headroom (MW) | N/A | 19.707 | 19.7874 | 19.7576 | 19.8669 | 19.798 | 19.7382 | 19.6721 | 19.6189 | 19.5571 | 19.5408 | 19.4832 | 19.4269 | 19.3896 | 19.3858 | 19.4021 | 19.4335 | 19.738 | 19.7709 | 19.1417
Cellarhead 132kV | Meaford 'C' 132 33 | Meaford C 132/33/11kVDUMMY | Primary | 11 | 52.9315 | -2.1673 | Consumer Transformation | Headroom (MW) | N/A | 17.1526 | 17.2988 | 17.36 | 17.4728 | 17.4726 | 17.4909 | 17.478 | 17.4721 | 17.4268 | 17.4125 | 17.3472 | 17.2693 | 17.1956 | 17.1193 | 17.1109 | 17.1015 | 16.4233 | 12.6946 | 10.1007
Cellarhead 132kV | Meaford 'C' 132 33 | Meaford C 132/33/11kVDUMMY | Primary | 11 | 52.9315 | -2.1673 | Leading the Way | Headroom (MW) | N/A | 17.1555 | 17.3454 | 17.4725 | 17.621 | 17.6454 | 17.6813 | 17.4636 | 17.4592 | 17.3606 | 17.3312 | 17.2117 | 17.0568 | 16.8929 | 16.7148 | 16.6805 | 16.6503 | 14.2753 | 12.0171 | 11.3711
Cellarhead 132kV | Meaford 'C' 132 33 | Meaford C 132/33/11kVDUMMY | Primary | 11 | 52.9315 | -2.1673 | Steady Progression | Headroom (MW) | N/A | 17.0801 | 17.0717 | 17.0571 | 17.0438 | 17.0365 | 17.0251 | 17.0123 | 16.9982 | 16.9832 | 16.9662 | 16.9413 | 16.9166 | 16.8988 | 16.8758 | 16.8526 | 16.8305 | 16.699 | 16.5175 | 16.1927
Cellarhead 132kV | Meaford 'C' 132 33 | Meaford C 132/33/11kVDUMMY | Primary | 11 | 52.9315 | -2.1673 | System Transformation | Headroom (MW) | N/A | 17.1523 | 17.3033 | 17.3636 | 17.4752 | 17.4732 | 17.4885 | 17.5049 | 17.4936 | 17.4776 | 17.4543 | 17.4257 | 17.3966 | 17.3681 | 17.3392 | 17.3139 | 17.2906 | 17.1964 | 14.8289 | 12.7898
Cellarhead 132kV | Meaford 'C' 132 33 | Meaford C 132/33/11kVDUMMY | Primary | 11 | 52.9315 | -2.1673 | WPD Best View | Headroom (MW) | N/A | 17.1522 | 17.255 | 17.2668 | 17.3325 | 17.3259 | 17.3287 | 17.3308 | 17.3065 | 17.2825 | 17.2564 | 17.2305 | 17.2062 | 17.183 | 17.1614 | 17.1384 | 17.1138 | 16.995 | 16.9026 | 19.7168
Cellarhead 132kV | Meaford 'C' 132 33 | TEAN 33 11kV S STN | Primary | 11 | 52.9585 | -1.9903 | Consumer Transformation | Headroom (MW) | N/A | 11.933 | 11.9385 | 11.9443 | 11.9507 | 11.9772 | 12.0088 | 12.0415 | 12.0882 | 12.1593 | 12.222 | 12.2931 | 12.3976 | 12.5159 | 12.632 | 12.6544 | 12.6779 | 11.9553 | 7.9005 | 5.0211
Cellarhead 132kV | Meaford 'C' 132 33 | TEAN 33 11kV S STN | Primary | 11 | 52.9585 | -1.9903 | Leading the Way | Headroom (MW) | Thermal | 11.9367 | 11.9504 | 11.9637 | 11.9839 | 12.0103 | 12.0596 | 12.1078 | 12.1909 | 12.2909 | 12.3976 | 12.5271 | 12.4886 | 12.4514 | 12.4115 | 9.9688 | 10.0953 | 4.1712 | -2.294 | -5.5919
Cellarhead 132kV | Meaford 'C' 132 33 | TEAN 33 11kV S STN | Primary | 11 | 52.9585 | -1.9903 | Steady Progression | Headroom (MW) | N/A | 11.9257 | 11.93 | 11.9245 | 11.9145 | 11.9173 | 11.9275 | 11.9402 | 11.9555 | 11.9722 | 11.9919 | 12.0042 | 12.0363 | 12.073 | 12.1279 | 12.1893 | 12.2701 | 12.5316 | 12.5298 | 12.0295
Cellarhead 132kV | Meaford 'C' 132 33 | TEAN 33 11kV S STN | Primary | 11 | 52.9585 | -1.9903 | System Transformation | Headroom (MW) | N/A | 11.9281 | 11.9308 | 11.9215 | 11.9168 | 11.9055 | 11.9064 | 11.8938 | 11.8999 | 11.9141 | 11.9177 | 11.9468 | 11.9938 | 12.0579 | 12.1507 | 12.259 | 12.3835 | 11.914 | 8.3873 | 5.7512
Cellarhead 132kV | Meaford 'C' 132 33 | TEAN 33 11kV S STN | Primary | 11 | 52.9585 | -1.9903 | WPD Best View | Headroom (MW) | N/A | 11.9254 | 11.9296 | 11.9302 | 11.9201 | 11.9217 | 11.9295 | 11.9425 | 11.9593 | 11.9816 | 11.9988 | 12.0201 | 12.0647 | 12.1187 | 12.1957 | 12.2827 | 12.3842 | 11.841 | 10.9918 | 9.7468
Cellarhead 132kV | Newcastle 132 11 (GT5) | Newcastle 132/11kVDUMMY | Primary | 11 | 53.029 | -2.2423 | Consumer Transformation | Headroom (MW) | N/A | 60.0593 | 59.8597 | 59.3342 | 58.9515 | 58.5648 | 57.998 | 57.2493 | 56.557 | 55.892 | 55.132 | 54.3296 | 53.5294 | 52.7788 | 52.1171 | 51.386 | 50.6683 | 46.8833 | 41.5372 | 36.2948
Cellarhead 132kV | Newcastle 132 11 (GT5) | Newcastle 132/11kVDUMMY | Primary | 11 | 53.029 | -2.2423 | Leading the Way | Headroom (MW) | N/A | 60.1093 | 59.7948 | 59.3913 | 59.191 | 58.9686 | 58.6932 | 58.3805 | 58.0776 | 57.7181 | 57.3016 | 56.8526 | 66.0593 | 65.6975 | 65.4778 | 65.1827 | 63.2565 | 61.6279 | 57.8305 | 54.8186
Cellarhead 132kV | Newcastle 132 11 (GT5) | Newcastle 132/11kVDUMMY | Primary | 11 | 53.029 | -2.2423 | Steady Progression | Headroom (MW) | N/A | 60.1008 | 59.9881 | 59.5997 | 59.4043 | 59.2531 | 59.0713 | 56.8445 | 54.609 | 52.3605 | 50.0916 | 48.5633 | 47.1903 | 45.978 | 44.7983 | 43.963 | 43.8136 | 42.1767 | 39.8154 | 38.5778
Cellarhead 132kV | Newcastle 132 11 (GT5) | Newcastle 132/11kVDUMMY | Primary | 11 | 53.029 | -2.2423 | System Transformation | Headroom (MW) | N/A | 60.091 | 59.9586 | 59.5193 | 59.2692 | 59.0173 | 58.6946 | 58.2708 | 57.8701 | 57.4174 | 56.9618 | 56.5181 | 56.1292 | 55.7401 | 55.438 | 55.1112 | 54.8184 | 53.7975 | 51.2483 | 48.035
Cellarhead 132kV | Newcastle 132 11 (GT5) | Newcastle 132/11kVDUMMY | Primary | 11 | 53.029 | -2.2423 | WPD Best View | Headroom (MW) | N/A | 60.1045 | 59.7972 | 59.4168 | 59.2331 | 59.0748 | 58.9007 | 57.7065 | 56.5374 | 55.3426 | 54.1235 | 53.3901 | 52.7517 | 52.5787 | 52.4398 | 52.004 | 51.8498 | 52.6393 | 51.8176 | 50.1819
Cellarhead 132kV | Newcastle 132 33 | Newcastle 132 33 | Bulk Supply Point | 33 | 53.029 | -2.2423 | Consumer Transformation | Headroom (MW) | N/A | 16.6059 | 16.579 | 16.4872 | 16.4365 | 16.3907 | 16.3401 | 16.244 | 16.1894 | 16.1183 | 16.0811 | 16.0198 | 15.9821 | 15.9818 | 15.9855 | 16.0167 | 16.0508 | 14.6158 | 11.1877 | 8.3897
Cellarhead 132kV | Newcastle 132 33 | Newcastle 132 33 | Bulk Supply Point | 33 | 53.029 | -2.2423 | Leading the Way | Headroom (MW) | N/A | 16.6138 | 16.5878 | 16.5073 | 16.4613 | 16.4286 | 16.4072 | 16.2624 | 16.2553 | 16.2095 | 16.2258 | 16.2242 | 16.2063 | 16.2193 | 16.2032 | 14.6963 | 14.7655 | 12.1657 | 7.4458 | 2.0317
Cellarhead 132kV | Newcastle 132 33 | Newcastle 132 33 | Bulk Supply Point | 33 | 53.029 | -2.2423 | Steady Progression | Headroom (MW) | N/A | 16.6046 | 16.5888 | 16.5016 | 16.4546 | 16.4203 | 16.3899 | 16.3498 | 16.3176 | 16.2869 | 16.2608 | 16.2194 | 16.2017 | 16.1888 | 16.1819 | 16.1915 | 16.2104 | 16.4756 | 16.6039 | 15.0599
Cellarhead 132kV | Newcastle 132 33 | Newcastle 132 33 | Bulk Supply Point | 33 | 53.029 | -2.2423 | System Transformation | Headroom (MW) | N/A | 16.606 | 16.5895 | 16.4917 | 16.4462 | 16.3933 | 16.3411 | 16.2756 | 16.2275 | 16.1657 | 16.1215 | 16.0759 | 16.0431 | 16.0438 | 16.0548 | 16.0847 | 16.1318 | 15.3149 | 13.6214 | 11.4941
Cellarhead 132kV | Newcastle 132 33 | Newcastle 132 33 | Bulk Supply Point | 33 | 53.029 | -2.2423 | WPD Best View | Headroom (MW) | N/A | 16.6046 | 16.589 | 16.5019 | 16.4552 | 16.4214 | 16.3916 | 16.363 | 16.3322 | 16.3104 | 16.287 | 16.2559 | 16.2432 | 16.2364 | 16.2391 | 16.2554 | 16.2806 | 16.579 | 16.8497 | 15.4103
Cellarhead 132kV | Newcastle 132 33 | SCOT HAY 33 11kV S STN | Primary | 11 | 53.0213 | -2.2915 | Consumer Transformation | Headroom (MW) | Thermal | 4.0986 | 4.0852 | 4.0445 | 4.022 | 4.003 | 3.9768 | 3.9306 | 3.8952 | 3.8663 | 3.8431 | 3.8249 | 3.8128 | 3.8239 | 3.8358 | 3.8566 | 3.8717 | 2.4971 | 0.77034 | -1.0533
Cellarhead 132kV | Newcastle 132 33 | SCOT HAY 33 11kV S STN | Primary | 11 | 53.0213 | -2.2915 | Leading the Way | Headroom (MW) | Thermal | 4.1058 | 4.1072 | 4.0751 | 4.0746 | 4.0686 | 4.0718 | 4.0821 | 4.0935 | 4.0999 | 4.127 | 4.1691 | 4.2326 | 4.3183 | 4.3813 | 2.8542 | 2.9005 | 0.43389 | -2.473 | -5.5867
Cellarhead 132kV | Newcastle 132 33 | SCOT HAY 33 11kV S STN | Primary | 11 | 53.0213 | -2.2915 | Steady Progression | Headroom (MW) | N/A | 4.0983 | 4.094 | 4.0611 | 4.044 | 4.0389 | 4.0367 | 4.0345 | 4.0291 | 4.0321 | 4.0321 | 4.0226 | 4.0294 | 4.0351 | 4.0484 | 4.0771 | 4.1085 | 4.4079 | 4.6001 | 3.3301
Cellarhead 132kV | Newcastle 132 33 | SCOT HAY 33 11kV S STN | Primary | 11 | 53.0213 | -2.2915 | System Transformation | Headroom (MW) | N/A | 4.0991 | 4.0929 | 4.0473 | 4.0315 | 4.0079 | 3.9837 | 3.9505 | 3.9283 | 3.8923 | 3.8729 | 3.8509 | 3.8394 | 3.8511 | 3.8698 | 3.9094 | 3.9538 | 3.0583 | 1.8381 | 0.28012
Cellarhead 132kV | Newcastle 132 33 | SCOT HAY 33 11kV S STN | Primary | 11 | 53.0213 | -2.2915 | WPD Best View | Headroom (MW) | N/A | 4.0983 | 4.094 | 4.0611 | 4.044 | 4.0389 | 4.0367 | 4.0345 | 4.0291 | 4.0321 | 4.0321 | 4.0226 | 4.0294 | 4.0351 | 4.0484 | 4.0771 | 4.1085 | 4.4079 | 4.6842 | 3.3301
Cellarhead 132kV | Newcastle 132 33 | TALKE 33 11kV S STN | Primary | 11 | 53.0823 | -2.2633 | Consumer Transformation | Headroom (MW) | N/A | 14.2572 | 14.2438 | 14.1928 | 14.1645 | 14.1377 | 14.1133 | 14.0634 | 14.0441 | 14.002 | 13.988 | 13.9449 | 13.9194 | 13.9079 | 13.8997 | 13.9101 | 13.9291 | 13.8687 | 12.1674 | 11.193
Cellarhead 132kV | Newcastle 132 33 | TALKE 33 11kV S STN | Primary | 11 | 53.0823 | -2.2633 | Leading the Way | Headroom (MW) | N/A | 14.258 | 14.2306 | 14.1822 | 14.1368 | 14.1099 | 14.0854 | 13.9303 | 13.9118 | 13.8597 | 13.8488 | 13.8051 | 13.7236 | 13.651 | 13.5719 | 13.592 | 13.615 | 13.4818 | 11.6688 | 9.3684
Cellarhead 132kV | Newcastle 132 33 | TALKE 33 11kV S STN | Primary | 11 | 53.0823 | -2.2633 | Steady Progression | Headroom (MW) | N/A | 14.2563 | 14.2448 | 14.1904 | 14.1606 | 14.1314 | 14.1033 | 14.0653 | 14.0384 | 14.0049 | 13.9787 | 13.9467 | 13.9223 | 13.9037 | 13.8835 | 13.8644 | 13.8519 | 13.8177 | 13.7538 | 13.4798
Cellarhead 132kV | Newcastle 132 33 | TALKE 33 11kV S STN | Primary | 11 | 53.0823 | -2.2633 | System Transformation | Headroom (MW) | N/A | 14.2569 | 14.2465 | 14.1943 | 14.1646 | 14.1355 | 14.1074 | 14.0751 | 14.0492 | 14.0234 | 13.9986 | 13.975 | 13.9537 | 13.9427 | 13.935 | 13.9253 | 13.9279 | 14.0066 | 13.5333 | 12.964
Cellarhead 132kV | Newcastle 132 33 | TALKE 33 11kV S STN | Primary | 11 | 53.0823 | -2.2633 | WPD Best View | Headroom (MW) | N/A | 14.2563 | 14.245 | 14.1908 | 14.1612 | 14.1324 | 14.1049 | 14.0786 | 14.053 | 14.0283 | 14.005 | 13.9833 | 13.9638 | 13.9513 | 13.9407 | 13.9283 | 13.9221 | 13.9211 | 13.9155 | 13.8302
Cellarhead 132kV | Stagefields 132 11 (GT3A) | Stagefields 132/33/11kV | Primary | 11 | 53.0136 | -2.1695 | Consumer Transformation | Headroom (MW) | Thermal | 13.5426 | 13.4641 | 13.1713 | 12.9975 | 12.6924 | 12.2283 | 11.4479 | 10.64 | 9.7755 | 8.7919 | 7.797 | 6.7278 | 5.6614 | 4.6208 | 3.776 | 2.9424 | -1.0294 | -5.0937 | -10.2779
Cellarhead 132kV | Stagefields 132 11 (GT3A) | Stagefields 132/33/11kV | Primary | 11 | 53.0136 | -2.1695 | Leading the Way | Headroom (MW) | Thermal | 13.5481 | 13.3389 | 13.0488 | 12.7851 | 12.7666 | 12.7449 | 11.2607 | 11.1782 | 10.6777 | 10.2828 | 9.4444 | 8.6261 | 7.907 | 6.7964 | 5.7567 | 4.6751 | 1.2161 | -1.4605 | -5.2233
Cellarhead 132kV | Stagefields 132 11 (GT3A) | Stagefields 132/33/11kV | Primary | 11 | 53.0136 | -2.1695 | Steady Progression | Headroom (MW) | N/A | 13.5384 | 13.4753 | 13.1791 | 13.0446 | 12.9627 | 12.88 | 12.5419 | 12.4266 | 12.2515 | 12.1562 | 11.9901 | 11.7748 | 11.5679 | 11.3302 | 11.2575 | 11.1764 | 9.8317 | 8.7976 | 7.1507
Cellarhead 132kV | Stagefields 132 11 (GT3A) | Stagefields 132/33/11kV | Primary | 11 | 53.0136 | -2.1695 | System Transformation | Headroom (MW) | N/A | 13.5423 | 13.4825 | 13.1886 | 13.0612 | 13.0055 | 12.813 | 12.4152 | 12.0325 | 11.639 | 11.2312 | 10.881 | 10.4689 | 10.0709 | 9.6905 | 9.3946 | 9.0999 | 8.0718 | 6.7173 | 3.4214
Cellarhead 132kV | Stagefields 132 11 (GT3A) | Stagefields 132/33/11kV | Primary | 11 | 53.0136 | -2.1695 | WPD Best View | Headroom (MW) | Thermal | 13.5479 | 13.493 | 13.2021 | 13.0849 | 13.0647 | 12.9909 | 12.5112 | 11.9153 | 11.0738 | 10.1252 | 9.2514 | 8.3845 | 7.6218 | 6.9045 | 6.5194 | 6.1507 | 3.9445 | 0.48484 | -2.2349
Cellarhead 132kV | Whitfield 132 33 | Whitfield 132 33 | Bulk Supply Point | 33 | 53.0794 | -2.178 | Consumer Transformation | Headroom (MW) | N/A | 104.4381 | 104.3268 | 101.7312 | 101.4255 | 101.1315 | 100.7478 | 100.1249 | 99.5943 | 99.1249 | 98.6411 | 98.054 | 97.8012 | 98.9673 | 97.8182 | 96.4513 | 115.8287 | 108.3451 | 97.5969 | 88.2088
Cellarhead 132kV | Whitfield 132 33 | Whitfield 132 33 | Bulk Supply Point | 33 | 53.0794 | -2.178 | Leading the Way | Headroom (MW) | N/A | 104.4864 | 104.2634 | 101.745 | 101.4714 | 101.2638 | 101.0811 | 100.028 | 99.7687 | 99.3838 | 99.2866 | 98.8698 | 98.4074 | 107.414 | 105.8352 | 104.8207 | 122.6355 | 113.7675 | 101.4623 | 90.8968
Cellarhead 132kV | Whitfield 132 33 | Whitfield 132 33 | Bulk Supply Point | 33 | 53.0794 | -2.178 | Steady Progression | Headroom (MW) | N/A | 104.456 | 104.3619 | 101.816 | 101.5799 | 101.3731 | 101.1774 | 98.8993 | 96.6548 | 94.3751 | 92.1218 | 90.3689 | 88.1215 | 87.2627 | 86.4236 | 84.6794 | 83.5615 | 77.6352 | 74.9553 | 73.6503
Cellarhead 132kV | Whitfield 132 33 | Whitfield 132 33 | Bulk Supply Point | 33 | 53.0794 | -2.178 | System Transformation | Headroom (MW) | N/A | 104.4518 | 104.3621 | 101.7872 | 101.5464 | 101.2583 | 100.9752 | 100.5598 | 100.2074 | 99.8034 | 99.4542 | 99.1459 | 99.9205 | 102.0895 | 102.0217 | 101.96 | 122.7815 | 119.4167 | 113.9507 | 108.1538
Cellarhead 132kV | Whitfield 132 33 | Whitfield 132 33 | Bulk Supply Point | 33 | 53.0794 | -2.178 | WPD Best View | Headroom (MW) | N/A | 104.4603 | 104.2676 | 101.7173 | 101.4948 | 101.2941 | 101.1179 | 98.8587 | 96.612 | 94.3743 | 92.14 | 90.4513 | 88.9285 | 88.7983 | 88.6976 | 87.9862 | 108.6804 | 106.4223 | 102.6648 | 100.6273
Cellarhead 132kV | Whitfield 132 33 | CHEDDLETON 33 11kV S STN | Primary | 11 | 53.0712 | -2.0361 | Consumer Transformation | Headroom (MW) | N/A | 6.8054 | 6.8105 | 4.7319 | 4.7237 | 4.7166 | 4.7121 | 4.6992 | 4.6981 | 4.6909 | 4.6939 | 4.6879 | 4.6892 | 4.6938 | 4.6996 | 4.705 | 4.711 | 4.6592 | 3.2245 | 2.767
Cellarhead 132kV | Whitfield 132 33 | CHEDDLETON 33 11kV S STN | Primary | 11 | 53.0712 | -2.0361 | Leading the Way | Headroom (MW) | N/A | 6.8104 | 6.8163 | 4.7428 | 4.7337 | 4.732 | 4.7309 | 4.6779 | 4.6816 | 4.6781 | 4.6879 | 4.6895 | 4.6787 | 4.6672 | 4.6525 | 4.6587 | 4.6618 | 4.0448 | 2.4522 | 0.71445
Cellarhead 132kV | Whitfield 132 33 | CHEDDLETON 33 11kV S STN | Primary | 11 | 53.0712 | -2.0361 | Steady Progression | Headroom (MW) | N/A | 6.8016 | 6.8031 | 4.7199 | 4.7083 | 4.698 | 4.6889 | 4.6755 | 4.6664 | 4.6561 | 4.6488 | 4.6399 | 4.634 | 4.6285 | 4.6232 | 4.6132 | 4.604 | 4.5617 | 4.5312 | 4.4032
Cellarhead 132kV | Whitfield 132 33 | CHEDDLETON 33 11kV S STN | Primary | 11 | 53.0712 | -2.0361 | System Transformation | Headroom (MW) | N/A | 6.8052 | 6.8112 | 4.732 | 4.7232 | 4.7149 | 4.7087 | 4.6993 | 4.6861 | 4.6743 | 4.665 | 4.6653 | 4.6644 | 4.6813 | 4.6961 | 4.6919 | 4.6901 | 4.6895 | 3.7042 | 3.4136
Cellarhead 132kV | Whitfield 132 33 | CHEDDLETON 33 11kV S STN | Primary | 11 | 53.0712 | -2.0361 | WPD Best View | Headroom (MW) | N/A | 6.8016 | 6.8031 | 4.7199 | 4.7083 | 4.698 | 4.6889 | 4.6788 | 4.6696 | 4.6615 | 4.6541 | 4.6472 | 4.6413 | 4.6358 | 4.6314 | 4.6214 | 4.6122 | 4.5793 | 4.5768 | 4.5189
Cellarhead 132kV | Whitfield 132 33 | CONGLETON 33 11kV S STN | Primary | 11 | 53.1633 | -2.2039 | Consumer Transformation | Headroom (MW) | N/A | 26.3046 | 26.2813 | 26.1584 | 26.1019 | 26.0369 | 25.9725 | 25.8558 | 25.72 | 25.6157 | 25.4802 | 25.2855 | 25.0935 | 24.9225 | 24.7561 | 24.5971 | 24.4164 | 23.3156 | 20.5639 | 18.9864
Cellarhead 132kV | Whitfield 132 33 | CONGLETON 33 11kV S STN | Primary | 11 | 53.1633 | -2.2039 | Leading the Way | Headroom (MW) | N/A | 26.3105 | 26.2651 | 26.1466 | 26.0604 | 25.9954 | 25.9307 | 25.5145 | 25.3784 | 25.213 | 25.162 | 25.0057 | 24.8072 | 24.6 | 24.3782 | 24.3585 | 24.337 | 23.7912 | 21.1295 | 19.7495
Cellarhead 132kV | Whitfield 132 33 | CONGLETON 33 11kV S STN | Primary | 11 | 53.1633 | -2.2039 | Steady Progression | Headroom (MW) | N/A | 26.3 | 26.2787 | 26.1512 | 26.0905 | 26.0231 | 25.9559 | 25.872 | 25.8075 | 25.7309 | 25.6672 | 25.5963 | 25.5355 | 25.476 | 25.413 | 25.3577 | 25.305 | 25.0402 | 24.7314 | 24.1829
Cellarhead 132kV | Whitfield 132 33 | CONGLETON 33 11kV S STN | Primary | 11 | 53.1633 | -2.2039 | System Transformation | Headroom (MW) | N/A | 26.3044 | 26.2871 | 26.1633 | 26.1057 | 26.0387 | 25.9712 | 25.8941 | 25.8295 | 25.766 | 25.7038 | 25.6485 | 25.5904 | 25.5353 | 25.4842 | 25.4126 | 25.3698 | 25.2357 | 23.6598 | 22.7862
Cellarhead 132kV | Whitfield 132 33 | CONGLETON 33 11kV S STN | Primary | 11 | 53.1633 | -2.2039 | WPD Best View | Headroom (MW) | N/A | 26.3 | 26.2787 | 26.1512 | 26.0905 | 26.0231 | 25.9559 | 25.8911 | 25.8266 | 25.7621 | 25.6984 | 25.6391 | 25.5783 | 25.5189 | 25.4612 | 25.4059 | 25.3532 | 25.1413 | 24.973 | 24.7389
Cellarhead 132kV | Whitfield 132 33 | ENDON 33 11kV S STN | Primary | 11 | 53.0703 | -2.1041 | Consumer Transformation | Headroom (MW) | N/A | 13.9147 | 13.8997 | 13.8487 | 13.8232 | 13.7992 | 13.7776 | 13.7308 | 13.7137 | 13.6771 | 13.6676 | 13.6275 | 12.8453 | 12.0787 | 11.3054 | 10.2917 | 9.2787 | 5.0116 | 4.7297 | 4.0533
Cellarhead 132kV | Whitfield 132 33 | ENDON 33 11kV S STN | Primary | 11 | 53.0703 | -2.1041 | Leading the Way | Headroom (MW) | N/A | 13.9148 | 13.8867 | 13.8357 | 13.7949 | 13.7707 | 13.749 | 13.6106 | 13.5942 | 13.5507 | 13.5462 | 13.5046 | 12.6276 | 11.7428 | 10.8565 | 9.8455 | 8.8386 | 4.3071 | 3.9532 | 3.5622
Cellarhead 132kV | Whitfield 132 33 | ENDON 33 11kV S STN | Primary | 11 | 53.0703 | -2.1041 | Steady Progression | Headroom (MW) | N/A | 13.9144 | 13.9021 | 13.8497 | 13.8229 | 13.7967 | 13.7716 | 13.737 | 13.7131 | 13.6847 | 13.6632 | 13.6357 | 12.9179 | 12.201 | 11.4828 | 10.4409 | 9.4009 | 5.7122 | 5.6373 | 5.3689
Cellarhead 132kV | Whitfield 132 33 | ENDON 33 11kV S STN | Primary | 11 | 53.0703 | -2.1041 | System Transformation | Headroom (MW) | N/A | 13.9144 | 13.9021 | 13.85 | 13.8232 | 13.797 | 13.7721 | 13.7415 | 13.7184 | 13.6978 | 13.6786 | 13.6593 | 13.6421 | 13.627 | 13.6159 | 13.6091 | 13.6063 | 9.9686 | 9.9287 | 9.831
Cellarhead 132kV | Whitfield 132 33 | ENDON 33 11kV S STN | Primary | 11 | 53.0703 | -2.1041 | WPD Best View | Headroom (MW) | N/A | 13.9146 | 13.9025 | 13.8505 | 13.8244 | 13.7991 | 13.7758 | 13.7528 | 13.7329 | 13.7174 | 13.7052 | 13.6945 | 13.688 | 13.6844 | 13.6837 | 13.685 | 13.6863 | 13.6733 | 13.6317 | 12.2312
Cellarhead 132kV | Whitfield 132 33 | GOLDENHILL BANK 33 11kV S STN | Primary | 11 | 53.0829 | -2.2268 | Consumer Transformation | Headroom (MW) | N/A | 4.7324 | 4.7191 | 4.6725 | 4.6484 | 4.6343 | 4.6221 | 4.5847 | 4.5691 | 4.5591 | 4.5434 | 4.5462 | 4.5516 | 4.544 | 4.5326 | 4.5404 | 4.5491 | 4.4659 | 3.9477 | 3.3091
Cellarhead 132kV | Whitfield 132 33 | GOLDENHILL BANK 33 11kV S STN | Primary | 11 | 53.0829 | -2.2268 | Leading the Way | Headroom (MW) | N/A | 4.7364 | 4.7401 | 4.7054 | 4.6911 | 4.6757 | 4.6615 | 4.5508 | 4.5396 | 4.5025 | 4.4988 | 4.4648 | 4.3957 | 4.3222 | 4.2411 | 4.2553 | 4.2683 | 4.0945 | 3.8564 | 2.6348
Cellarhead 132kV | Whitfield 132 33 | GOLDENHILL BANK 33 11kV S STN | Primary | 11 | 53.0829 | -2.2268 | Steady Progression | Headroom (MW) | N/A | 4.7335 | 4.726 | 4.6896 | 4.6668 | 4.6602 | 4.6537 | 4.6456 | 4.6423 | 4.6254 | 4.6112 | 4.5914 | 4.5778 | 4.565 | 4.5505 | 4.5397 | 4.5302 | 4.4887 | 4.436 | 4.2343
Cellarhead 132kV | Whitfield 132 33 | GOLDENHILL BANK 33 11kV S STN | Primary | 11 | 53.0829 | -2.2268 | System Transformation | Headroom (MW) | N/A | 4.7321 | 4.7224 | 4.6761 | 4.6611 | 4.6322 | 4.6114 | 4.5739 | 4.5457 | 4.5067 | 4.4861 | 4.4714 | 4.4589 | 4.4689 | 4.4916 | 4.5267 | 4.5615 | 4.6002 | 4.5843 | 4.438
Cellarhead 132kV | Whitfield 132 33 | GOLDENHILL BANK 33 11kV S STN | Primary | 11 | 53.0829 | -2.2268 | WPD Best View | Headroom (MW) | N/A | 4.7346 | 4.7339 | 4.6975 | 4.6792 | 4.6778 | 4.6832 | 4.6738 | 4.6597 | 4.6473 | 4.6364 | 4.6269 | 4.6195 | 4.6143 | 4.6109 | 4.6088 | 4.6071 | 4.598 | 4.5853 | 4.5312
Cellarhead 132kV | Whitfield 132 33 | KNYPERSLEY 33 11kV S STN | Primary | 11 | 53.0987 | -2.1785 | Consumer Transformation | Headroom (MW) | N/A | 6.0959 | 6.0876 | 6.0377 | 6.0212 | 5.9931 | 5.9234 | 5.8329 | 5.757 | 5.6973 | 5.6225 | 5.5433 | 5.4841 | 5.4614 | 5.4378 | 5.4128 | 5.3724 | 4.9372 | 2.7847 | 0.49013
Cellarhead 132kV | Whitfield 132 33 | KNYPERSLEY 33 11kV S STN | Primary | 11 | 53.0987 | -2.1785 | Leading the Way | Headroom (MW) | N/A | 6.099 | 6.0756 | 6.03 | 5.9957 | 5.985 | 5.9751 | 5.7533 | 5.7481 | 5.6947 | 5.6995 | 5.6467 | 5.5213 | 13.5889 | 13.4411 | 13.458 | 13.1502 | 11.742 | 8.5078 | 6.2
Cellarhead 132kV | Whitfield 132 33 | KNYPERSLEY 33 11kV S STN | Primary | 11 | 53.0987 | -2.1785 | Steady Progression | Headroom (MW) | Thermal | 6.0931 | 6.086 | 6.0316 | 6.0105 | 5.99 | 5.9705 | 3.8851 | 1.8149 | -0.26294 | -2.331 | -3.8785 | -5.2694 | -5.2848 | -5.3024 | -5.9265 | -5.9411 | -8.0348 | -10.1805 | -10.5093
Cellarhead 132kV | Whitfield 132 33 | KNYPERSLEY 33 11kV S STN | Primary | 11 | 53.0987 | -2.1785 | System Transformation | Headroom (MW) | N/A | 6.0956 | 6.0913 | 6.0405 | 6.0227 | 6.0049 | 5.9884 | 5.9228 | 5.8737 | 5.8071 | 5.7535 | 5.7046 | 5.6788 | 5.6688 | 5.6845 | 5.7113 | 5.7474 | 5.9014 | 4.7697 | 2.9542
Cellarhead 132kV | Whitfield 132 33 | KNYPERSLEY 33 11kV S STN | Primary | 11 | 53.0987 | -2.1785 | WPD Best View | Headroom (MW) | Thermal | 6.0931 | 6.086 | 6.0316 | 6.0105 | 5.99 | 5.9705 | 3.8987 | 1.8285 | -0.24063 | -2.3087 | -3.8479 | -5.2388 | -5.2541 | -5.2678 | -5.892 | -5.9065 | -7.961 | -9.9995 | -10.0801
Cellarhead 132kV | Whitfield 132 33 | LEEK 33 11kV S STN | Primary | 11 | 53.102 | -2.0327 | Consumer Transformation | Headroom (MW) | N/A | 10.159 | 10.1153 | 9.9519 | 9.8183 | 9.6902 | 9.5204 | 9.2873 | 9.0605 | 8.8499 | 8.634 | 8.4135 | 8.2012 | 10.329 | 10.1444 | 9.9585 | 9.7767 | 8.6068 | 5.863 | 3.0917
Cellarhead 132kV | Whitfield 132 33 | LEEK 33 11kV S STN | Primary | 11 | 53.102 | -2.0327 | Leading the Way | Headroom (MW) | N/A | 10.1755 | 10.1632 | 10.0428 | 9.9654 | 9.8913 | 9.8212 | 9.7247 | 9.6281 | 9.5266 | 9.4584 | 9.4195 | 9.403 | 11.7219 | 11.7148 | 11.683 | 10.0154 | 8.8535 | 5.394 | 2.9503
Cellarhead 132kV | Whitfield 132 33 | LEEK 33 11kV S STN | Primary | 11 | 53.102 | -2.0327 | Steady Progression | Headroom (MW) | N/A | 10.1791 | 10.1536 | 10.0371 | 9.9733 | 9.925 | 9.8779 | 9.8324 | 9.7851 | 9.7295 | 9.6652 | 9.6116 | 9.5599 | 9.5132 | 9.4802 | 9.4543 | 9.4386 | 9.559 | 9.6608 | 9.2387
Cellarhead 132kV | Whitfield 132 33 | LEEK 33 11kV S STN | Primary | 11 | 53.102 | -2.0327 | System Transformation | Headroom (MW) | N/A | 10.1678 | 10.1404 | 10.0004 | 9.9211 | 9.8313 | 9.7322 | 9.5918 | 9.4653 | 9.3118 | 9.1699 | 9.0422 | 8.9241 | 11.1482 | 11.0705 | 11.0016 | 10.9606 | 10.8689 | 9.2484 | 7.2587
Cellarhead 132kV | Whitfield 132 33 | LEEK 33 11kV S STN | Primary | 11 | 53.102 | -2.0327 | WPD Best View | Headroom (MW) | N/A | 10.1791 | 10.1536 | 10.0371 | 9.9733 | 9.925 | 9.8779 | 9.8324 | 9.7851 | 9.7295 | 9.6652 | 9.6116 | 9.5599 | 9.5132 | 9.4802 | 9.4543 | 9.4386 | 9.559 | 9.6608 | 9.2387
Cellarhead 132kV | Whitfield 132 33 | Whitfield 132/33/11kVDUMMY | Primary | 11 | 53.0794 | -2.178 | Consumer Transformation | Headroom (MW) | N/A | 13.8695 | 13.8566 | 13.7735 | 13.7321 | 13.7045 | 13.6631 | 13.5777 | 13.5194 | 13.4784 | 13.4428 | 13.3937 | 13.3544 | 13.3561 | 13.3605 | 13.364 | 13.3493 | 12.9737 | 12.1084 | 11.1362
Cellarhead 132kV | Whitfield 132 33 | Whitfield 132/33/11kVDUMMY | Primary | 11 | 53.0794 | -2.178 | Leading the Way | Headroom (MW) | N/A | 13.8832 | 13.7599 | 13.685 | 13.6735 | 13.6569 | 13.656 | 13.6395 | 13.642 | 13.6616 | 13.6771 | 13.5823 | 13.3919 | 13.1892 | 12.969 | 12.9798 | 12.9892 | 12.5595 | 11.7942 | 10.7105
Cellarhead 132kV | Whitfield 132 33 | Whitfield 132/33/11kVDUMMY | Primary | 11 | 53.0794 | -2.178 | Steady Progression | Headroom (MW) | N/A | 13.8777 | 13.8557 | 13.7803 | 13.751 | 13.7235 | 13.7023 | 13.695 | 13.669 | 13.6548 | 13.6407 | 13.6159 | 13.6093 | 13.6072 | 13.6197 | 13.6436 | 13.6673 | 13.7516 | 13.5823 | 13.1497
Cellarhead 132kV | Whitfield 132 33 | Whitfield 132/33/11kVDUMMY | Primary | 11 | 53.0794 | -2.178 | System Transformation | Headroom (MW) | N/A | 13.8757 | 13.851 | 13.7684 | 13.7328 | 13.6827 | 13.6346 | 13.5798 | 13.5321 | 13.4831 | 13.4407 | 13.3981 | 13.3799 | 13.378 | 13.3969 | 13.4248 | 13.4708 | 13.7773 | 13.6806 | 13.0971
Cellarhead 132kV | Whitfield 132 33 | Whitfield 132/33/11kVDUMMY | Primary | 11 | 53.0794 | -2.178 | WPD Best View | Headroom (MW) | N/A | 13.8808 | 13.7531 | 13.673 | 13.652 | 13.6246 | 13.6091 | 13.5745 | 13.553 | 13.5406 | 13.5327 | 13.5232 | 13.5236 | 13.5293 | 13.5414 | 13.5462 | 13.5398 | 13.4828 | 11.887 | 11.0736
East Claydon 132kV | Banbury 132 11 (GT1A) | Banbury 132/11kVDUMMY | Primary | 11 | 52.0698 | -1.335 | Consumer Transformation | Headroom (MW) | N/A | 76.0426 | 76.2808 | 75.7397 | 75.4512 | 75.1576 | 74.7136 | 73.8528 | 73.0037 | 72.2442 | 71.4933 | 70.6415 | 69.921 | 69.1397 | 68.3702 | 67.584 | 66.7852 | 65.4374 | 58.5362 | 51.8552
East Claydon 132kV | Banbury 132 11 (GT1A) | Banbury 132/11kVDUMMY | Primary | 11 | 52.0698 | -1.335 | Leading the Way | Headroom (MW) | N/A | 76.1558 | 76.1598 | 75.8077 | 75.7884 | 75.7949 | 75.8042 | 75.5397 | 75.255 | 75.0612 | 74.9974 | 77.9356 | 78.0027 | 77.949 | 77.8419 | 77.6733 | 75.8114 | 72.9412 | 81.1201 | 75.427
East Claydon 132kV | Banbury 132 11 (GT1A) | Banbury 132/11kVDUMMY | Primary | 11 | 52.0698 | -1.335 | Steady Progression | Headroom (MW) | Thermal | 76.0799 | 76.3075 | 75.9372 | 75.8645 | 75.8265 | 75.7932 | 70.5454 | 63.1959 | 57.9119 | 52.6425 | 47.2694 | 42.4675 | 37.2095 | 31.959 | 29.0106 | 26.8912 | 16.2789 | 4.0303 | -1.3674
East Claydon 132kV | Banbury 132 11 (GT1A) | Banbury 132/11kVDUMMY | Primary | 11 | 52.0698 | -1.335 | System Transformation | Headroom (MW) | N/A | 76.0917 | 76.408 | 75.9957 | 75.8597 | 75.7087 | 75.5599 | 75.1216 | 74.6454 | 74.1386 | 73.7108 | 73.2279 | 72.9237 | 72.547 | 72.1867 | 71.8628 | 71.5875 | 73.855 | 70.8516 | 67.4576
East Claydon 132kV | Banbury 132 11 (GT1A) | Banbury 132/11kVDUMMY | Primary | 11 | 52.0698 | -1.335 | WPD Best View | Headroom (MW) | N/A | 76.1523 | 76.1502 | 75.7887 | 75.7635 | 75.7498 | 75.7382 | 74.4131 | 73.0666 | 71.7961 | 70.6585 | 72.4514 | 71.4701 | 70.3138 | 69.1153 | 68.3131 | 66.4117 | 61.8143 | 68.3639 | 63.2048
Feckenham 66kV | Bevington 66 11 (T1) | BEVINGTON 66 11kV S STN | Primary | 11 | 52.1734 | -1.9437 | Consumer Transformation | Headroom (MW) | Thermal | 4.4098 | 4.3357 | 4.1925 | 4.0353 | 3.8974 | 3.7062 | 3.3734 | 3.0688 | 2.7681 | 2.4571 | 2.1341 | 1.8393 | 1.5645 | 1.3104 | 1.06 | 0.68518 | -2.2045 | -6.9427 | -14.1618
Feckenham 66kV | Bevington 66 11 (T1) | BEVINGTON 66 11kV S STN | Primary | 11 | 52.1734 | -1.9437 | Leading the Way | Headroom (MW) | Thermal | 4.4482 | 4.4153 | 4.3334 | 4.2883 | 4.2407 | 4.2262 | 4.1202 | 4.0591 | 4.0039 | 3.9781 | 3.9916 | 4.0253 | 4.0752 | 4.0221 | 2.3435 | -0.058657 | -5.4165 | -11.4359 | -17.5756
Feckenham 66kV | Bevington 66 11 (T1) | BEVINGTON 66 11kV S STN | Primary | 11 | 52.1734 | -1.9437 | Steady Progression | Headroom (MW) | N/A | 4.4455 | 4.4155 | 4.3303 | 4.2872 | 4.2584 | 4.2377 | 4.2229 | 4.1834 | 4.1428 | 4.098 | 4.0427 | 4.0114 | 3.9876 | 3.9856 | 3.9956 | 4.0346 | 4.4774 | 3.6894 | 3.4624
Feckenham 66kV | Bevington 66 11 (T1) | BEVINGTON 66 11kV S STN | Primary | 11 | 52.1734 | -1.9437 | System Transformation | Headroom (MW) | Thermal | 4.437 | 4.3856 | 4.2662 | 4.1696 | 4.0745 | 3.9732 | 3.7842 | 3.5896 | 3.3754 | 3.1692 | 2.999 | 2.8405 | 2.705 | 2.6172 | 2.5547 | 2.5355 | 1.3978 | -1.5517 | -7.2427
Feckenham 66kV | Bevington 66 11 (T1) | BEVINGTON 66 11kV S STN | Primary | 11 | 52.1734 | -1.9437 | WPD Best View | Headroom (MW) | N/A | 4.4455 | 4.4155 | 4.3303 | 4.2872 | 4.2584 | 4.2377 | 4.2229 | 4.1834 | 4.1428 | 4.098 | 4.0427 | 4.0114 | 3.9876 | 3.9856 | 3.9956 | 4.0346 | 4.4774 | 3.6894 | 3.4624
Feckenham 66kV | Bloxham 66 11 | BLOXHAM 66 11kV S STN | Primary | 11 | 52.0314 | -1.3865 | Consumer Transformation | Headroom (MW) | Thermal | 5.187 | 5.1519 | 5.0308 | 4.9104 | 4.7888 | 4.6084 | 4.3416 | 4.087 | 3.8262 | 3.5551 | 2.3314 | 2.062 | 1.8322 | 1.621 | 1.4418 | 1.266 | -0.97965 | -3.8961 | -8.1778
Feckenham 66kV | Bloxham 66 11 | BLOXHAM 66 11kV S STN | Primary | 11 | 52.0314 | -1.3865 | Leading the Way | Headroom (MW) | Thermal | 5.2218 | 5.2156 | 5.1436 | 5.0968 | 5.0245 | 4.9326 | 4.801 | 4.6786 | 4.542 | 4.4211 | 4.3637 | 4.3786 | 4.4664 | 3.6201 | 3.7186 | 3.7678 | 1.9789 | -0.17254 | -2.8111
Feckenham 66kV | Bloxham 66 11 | BLOXHAM 66 11kV S STN | Primary | 11 | 52.0314 | -1.3865 | Steady Progression | Headroom (MW) | N/A | 5.1956 | 5.1888 | 5.1417 | 5.1239 | 5.1126 | 5.097 | 5.0892 | 5.0681 | 5.0497 | 5.0174 | 4.986 | 4.9564 | 4.9544 | 4.9463 | 4.961 | 4.9826 | 5.4251 | 5.8823 | 5.6189
Feckenham 66kV | Bloxham 66 11 | BLOXHAM 66 11kV S STN | Primary | 11 | 52.0314 | -1.3865 | System Transformation | Headroom (MW) | N/A | 5.2012 | 5.1884 | 5.116 | 5.0723 | 5.0045 | 4.9203 | 4.7927 | 4.6734 | 4.534 | 4.3983 | 4.2818 | 4.1841 | 4.1194 | 4.0704 | 4.0518 | 4.0494 | 4.2589 | 3.0073 | 1.0318
Feckenham 66kV | Bloxham 66 11 | BLOXHAM 66 11kV S STN | Primary | 11 | 52.0314 | -1.3865 | WPD Best View | Headroom (MW) | Thermal | 5.2205 | 5.2122 | 5.1376 | 5.0861 | 5.0083 | 4.9173 | 4.7765 | 4.6422 | 4.4895 | 4.3493 | 4.2691 | 4.2577 | 4.3248 | 3.4496 | 3.5225 | 3.5655 | 1.8407 | -0.097938 | -2.593
Feckenham 66kV | Broadway 66 11 (T1) | BROADWAY 66 11kV S STN | Primary | 11 | 52.0545 | -1.8557 | Consumer Transformation | Headroom (MW) | Thermal | 3.9082 | 3.7977 | 3.598 | 3.381 | 3.1765 | 2.8577 | 2.3634 | 1.8778 | 1.4356 | 0.92267 | 0.41614 | -0.079309 | -0.54304 | -0.98421 | -1.4248 | -1.8542 | -4.5207 | -9.0453 | -12.7162
Feckenham 66kV | Broadway 66 11 (T1) | BROADWAY 66 11kV S STN | Primary | 11 | 52.0545 | -1.8557 | Leading the Way | Headroom (MW) | Thermal | 3.9524 | 3.9083 | 3.7964 | 3.7322 | 3.6496 | 3.5691 | 3.3928 | 3.2664 | 3.09 | 2.9461 | 2.8537 | 2.8016 | 2.7755 | 2.7606 | 2.738 | 1.0504 | -0.29297 | -5.4858 | -8.3179
Feckenham 66kV | Broadway 66 11 (T1) | BROADWAY 66 11kV S STN | Primary | 11 | 52.0545 | -1.8557 | Steady Progression | Headroom (MW) | N/A | 3.9469 | 3.9054 | 3.8198 | 3.7748 | 3.7224 | 3.6953 | 3.6711 | 3.6158 | 3.5627 | 3.4919 | 3.4142 | 3.3547 | 3.3031 | 3.2754 | 3.2681 | 3.2735 | 3.6116 | 3.9088 | 3.5495
Feckenham 66kV | Broadway 66 11 (T1) | BROADWAY 66 11kV S STN | Primary | 11 | 52.0545 | -1.8557 | System Transformation | Headroom (MW) | Thermal | 3.9366 | 3.8738 | 3.7318 | 3.6254 | 3.4898 | 3.3414 | 3.0793 | 2.8337 | 2.5377 | 2.2544 | 1.991 | 1.7547 | 1.5524 | 1.3803 | 1.2433 | 1.1371 | 0.84974 | -1.2182 | -2.7114
Feckenham 66kV | Broadway 66 11 (T1) | BROADWAY 66 11kV S STN | Primary | 11 | 52.0545 | -1.8557 | WPD Best View | Headroom (MW) | N/A | 3.9469 | 3.9054 | 3.8198 | 3.7748 | 3.7224 | 3.6953 | 3.6711 | 3.6158 | 3.5627 | 3.4919 | 3.4142 | 3.3547 | 3.3031 | 3.2754 | 3.2681 | 3.2735 | 3.6116 | 3.9088 | 3.5495
Feckenham 66kV | Brotheridge Green 66 11 (T1) | BROTHERIDGE GRN 66 11kV S STN | Primary | 11 | 52.0715 | -2.2622 | Consumer Transformation | Headroom (MW) | Thermal | 5.9026 | 5.8463 | 5.7383 | 5.6373 | 5.5452 | 5.4029 | 5.178 | 4.9803 | 4.7848 | 4.5877 | 4.379 | 4.1927 | 4.0453 | 3.9255 | 3.8055 | 3.6626 | 1.2996 | -1.751 | -6.1552
Feckenham 66kV | Brotheridge Green 66 11 (T1) | BROTHERIDGE GRN 66 11kV S STN | Primary | 11 | 52.0715 | -2.2622 | Leading the Way | Headroom (MW) | Thermal | 5.9237 | 5.9032 | 5.838 | 5.8101 | 5.7874 | 5.7767 | 5.7259 | 5.6891 | 5.6721 | 5.6847 | 5.7204 | 5.7962 | 5.8931 | 5.8779 | 4.528 | 2.9652 | 0.18225 | -4.5302 | -8.2204
Feckenham 66kV | Brotheridge Green 66 11 (T1) | BROTHERIDGE GRN 66 11kV S STN | Primary | 11 | 52.0715 | -2.2622 | Steady Progression | Headroom (MW) | N/A | 5.9198 | 5.898 | 5.8313 | 5.7992 | 5.7747 | 4.7367 | 4.7238 | 4.7001 | 4.6751 | 4.6525 | 4.6145 | 4.5905 | 4.5899 | 4.6087 | 4.634 | 4.6885 | 5.1615 | 5.2692 | 4.2897
Feckenham 66kV | Brotheridge Green 66 11 (T1) | BROTHERIDGE GRN 66 11kV S STN | Primary | 11 | 52.0715 | -2.2622 | System Transformation | Headroom (MW) | Thermal | 5.9142 | 5.8771 | 5.7856 | 5.7164 | 5.645 | 5.5697 | 5.4404 | 5.3023 | 5.159 | 5.0291 | 4.9086 | 4.8159 | 4.7493 | 4.7242 | 4.7366 | 4.7526 | 3.8069 | 2.2952 | -0.90283
Feckenham 66kV | Brotheridge Green 66 11 (T1) | BROTHERIDGE GRN 66 11kV S STN | Primary | 11 | 52.0715 | -2.2622 | WPD Best View | Headroom (MW) | N/A | 5.9212 | 5.9022 | 5.8394 | 5.8125 | 5.7949 | 4.7668 | 4.7651 | 4.7546 | 4.7446 | 4.7383 | 4.7173 | 4.7139 | 4.7361 | 4.7779 | 4.8254 | 4.8962 | 5.3545 | 5.4784 | 4.2594
Feckenham 66kV | Epwell 66 11 (T1) | EPWELL 66 11kV S STN | Primary | 11 | 52.0701 | -1.4747 | Consumer Transformation | Headroom (MW) | Thermal | 1.0117 | 0.96035 | 0.87706 | 0.79068 | 0.713 | 0.58671 | 0.39156 | -0.7132 | -0.88312 | -1.0432 | -1.2641 | -3.2997 | -3.4675 | -4.5319 | -4.6064 | -4.7972 | -8.2591 | -16.134 | -24.2274
Feckenham 66kV | Epwell 66 11 (T1) | EPWELL 66 11kV S STN | Primary | 11 | 52.0701 | -1.4747 | Leading the Way | Headroom (MW) | Thermal | 1.0278 | 1.0239 | 0.98772 | 0.99145 | 0.95592 | 0.96182 | 0.90018 | 0.8996 | 0.89079 | 0.94653 | 0.064337 | 0.16926 | 0.26765 | 0.39103 | -0.39407 | -3.5192 | -8.5437 | -14.7549 | -21.9362
Feckenham 66kV | Epwell 66 11 (T1) | EPWELL 66 11kV S STN | Primary | 11 | 52.0701 | -1.4747 | Steady Progression | Headroom (MW) | Thermal | 1.0212 | 1.0049 | 0.94571 | 0.91134 | 0.87075 | 0.84674 | 0.8358 | 0.81296 | 0.77571 | 0.74948 | 0.69879 | 0.68921 | 0.6872 | 0.71092 | 0.74804 | -0.12145 | 0.41059 | 0.90971 | 0.63635
Feckenham 66kV | Epwell 66 11 (T1) | EPWELL 66 11kV S STN | Primary | 11 | 52.0701 | -1.4747 | System Transformation | Headroom (MW) | Thermal | 1.0158 | 0.99127 | 0.91191 | 0.85781 | 0.764 | 0.69227 | 0.54221 | 0.41746 | 0.27734 | 0.15926 | 0.037482 | -0.021959 | -1.0155 | -1.0168 | -0.99046 | -0.92393 | -0.50087 | -3.2497 | -6.5122
Feckenham 66kV | Epwell 66 11 (T1) | EPWELL 66 11kV S STN | Primary | 11 | 52.0701 | -1.4747 | WPD Best View | Headroom (MW) | Thermal | 1.0246 | 1.013 | 0.97511 | 0.95199 | 0.89891 | 0.87571 | 0.81935 | 0.78841 | 0.74391 | 0.73491 | -0.23152 | -0.2193 | -0.2128 | -0.18533 | -1.0518 | -2.5995 | -4.9563 | -8.8694 | -13.1119
Feckenham 66kV | Evesham 66 11 (T1) | EVESHAM 66 11kV S STN | Primary | 11 | 52.1102 | -1.9329 | Consumer Transformation | Headroom (MW) | Thermal | 14.2089 | 13.9241 | 13.3712 | 12.896 | 12.3312 | 11.5124 | 10.3419 | 9.1937 | 8.0747 | 6.8666 | 5.6216 | 4.4182 | 3.2513 | 2.0973 | 0.90238 | -0.28343 | -7.6588 | -17.6142 | -25.997
Feckenham 66kV | Evesham 66 11 (T1) | EVESHAM 66 11kV S STN | Primary | 11 | 52.1102 | -1.9329 | Leading the Way | Headroom (MW) | Thermal | 14.2855 | 14.1432 | 13.7824 | 13.6046 | 13.3021 | 12.9752 | 12.4347 | 11.9223 | 11.3622 | 10.8251 | 10.3371 | 9.9705 | 9.6487 | 9.327 | 7.306 | 4.463 | -0.34712 | -6.6756 | -12.3846
Feckenham 66kV | Evesham 66 11 (T1) | EVESHAM 66 11kV S STN | Primary | 11 | 52.1102 | -1.9329 | Steady Progression | Headroom (MW) | N/A | 14.3028 | 14.1822 | 13.8728 | 13.7259 | 13.5573 | 13.4027 | 13.2248 | 13.0252 | 12.793 | 12.5431 | 12.2724 | 12.0423 | 11.8422 | 11.6544 | 11.4437 | 11.2568 | 10.6447 | 9.0543 | 8.2607
Feckenham 66kV | Evesham 66 11 (T1) | EVESHAM 66 11kV S STN | Primary | 11 | 52.1102 | -1.9329 | System Transformation | Headroom (MW) | Thermal | 14.2746 | 14.1075 | 13.7133 | 13.4601 | 13.1109 | 12.7443 | 12.1421 | 11.5514 | 10.866 | 10.1896 | 9.5235 | 8.9366 | 8.3864 | 7.8685 | 7.3167 | 6.7917 | 3.4363 | -2.3314 | -6.6604
Feckenham 66kV | Evesham 66 11 (T1) | EVESHAM 66 11kV S STN | Primary | 11 | 52.1102 | -1.9329 | WPD Best View | Headroom (MW) | N/A | 14.3028 | 14.1822 | 13.8728 | 13.7259 | 13.5573 | 13.4027 | 13.2248 | 13.0252 | 12.793 | 12.5431 | 12.2724 | 12.0423 | 11.8422 | 11.6544 | 11.4437 | 11.2568 | 10.6447 | 9.0543 | 8.2607
Feckenham 66kV | Feckenham 66 11 (T1) | Feckenham 66/11kVDUMMY | Primary | 11 | 52.253 | -1.9717 | Consumer Transformation | Headroom (MW) | N/A | 7.4719 | 7.4978 | 7.5323 | 7.5671 | 7.6239 | 7.6959 | 7.7547 | 7.7636 | 7.7525 | 7.7686 | 7.7627 | 7.776 | 7.787 | 7.8036 | 7.848 | 7.002 | 6.0806 | 5.8207 | 4.014
Feckenham 66kV | Feckenham 66 11 (T1) | Feckenham 66/11kVDUMMY | Primary | 11 | 52.253 | -1.9717 | Leading the Way | Headroom (MW) | N/A | 7.4722 | 7.4972 | 7.5295 | 7.5775 | 7.636 | 7.7047 | 7.6868 | 7.6956 | 7.6938 | 7.714 | 7.733 | 7.7402 | 7.7518 | 7.7643 | 7.8186 | 7.8704 | 6.3327 | 4.8479 | 2.7459
Feckenham 66kV | Feckenham 66 11 (T1) | Feckenham 66/11kVDUMMY | Primary | 11 | 52.253 | -1.9717 | Steady Progression | Headroom (MW) | N/A | 7.4656 | 7.4773 | 7.4904 | 7.5084 | 7.5328 | 7.5646 | 7.6001 | 7.6389 | 7.6803 | 7.7249 | 7.7383 | 7.7402 | 7.7435 | 7.7477 | 7.7544 | 7.7635 | 7.8353 | 7.9309 | 7.8787
Feckenham 66kV | Feckenham 66 11 (T1) | Feckenham 66/11kVDUMMY | Primary | 11 | 52.253 | -1.9717 | System Transformation | Headroom (MW) | N/A | 7.4643 | 7.475 | 7.4859 | 7.5019 | 7.5225 | 7.5408 | 7.5684 | 7.5886 | 7.632 | 7.6782 | 7.7442 | 7.754 | 7.7632 | 7.7681 | 7.7868 | 7.8112 | 7.9846 | 8.05 | 6.9083
Feckenham 66kV | Feckenham 66 11 (T1) | Feckenham 66/11kVDUMMY | Primary | 11 | 52.253 | -1.9717 | WPD Best View | Headroom (MW) | N/A | 7.4656 | 7.4773 | 7.4904 | 7.5084 | 7.5328 | 7.5646 | 7.6001 | 7.6389 | 7.6803 | 7.7249 | 7.7419 | 7.7438 | 7.7471 | 7.7518 | 7.7585 | 7.7676 | 7.8459 | 7.9666 | 7.9888
Feckenham 66kV | Great Alne 66 11 (T1) | GREAT ALNE 66 11kV S STN | Primary | 11 | 52.2342 | -1.8112 | Consumer Transformation | Headroom (MW) | Thermal | 5.9128 | 5.8381 | 5.6913 | 5.5553 | 5.4068 | 5.1957 | 4.8622 | 4.5376 | 4.2359 | 3.903 | 3.5609 | 3.2317 | 2.9224 | 2.6173 | 2.3294 | 2.0317 | -0.9488 | -4.2903 | -8.1434
Feckenham 66kV | Great Alne 66 11 (T1) | GREAT ALNE 66 11kV S STN | Primary | 11 | 52.2342 | -1.8112 | Leading the Way | Headroom (MW) | Thermal | 5.9418 | 5.9124 | 5.8362 | 5.7865 | 5.7299 | 5.6685 | 5.5404 | 5.4346 | 5.3238 | 5.2465 | 5.1791 | 5.1328 | 5.114 | 5.0825 | 3.4195 | 1.7466 | -1.3041 | -5.2543 | -8.691
Feckenham 66kV | Great Alne 66 11 (T1) | GREAT ALNE 66 11kV S STN | Primary | 11 | 52.2342 | -1.8112 | Steady Progression | Headroom (MW) | N/A | 5.9363 | 5.9139 | 5.8429 | 5.8141 | 5.7837 | 5.756 | 5.7183 | 5.6842 | 5.6338 | 5.5842 | 5.5208 | 5.47 | 5.4302 | 5.3978 | 5.3805 | 5.3803 | 5.5312 | 5.7156 | 4.2646
Feckenham 66kV | Great Alne 66 11 (T1) | GREAT ALNE 66 11kV S STN | Primary | 11 | 52.2342 | -1.8112 | System Transformation | Headroom (MW) | Thermal | 5.9329 | 5.8913 | 5.7934 | 5.7215 | 5.6276 | 5.5246 | 5.3531 | 5.1839 | 4.9861 | 4.8043 | 4.6219 | 4.4554 | 4.3174 | 4.1917 | 4.0792 | 4.0027 | 2.5352 | 0.76433 | -1.7117
Feckenham 66kV | Great Alne 66 11 (T1) | GREAT ALNE 66 11kV S STN | Primary | 11 | 52.2342 | -1.8112 | WPD Best View | Headroom (MW) | N/A | 5.9363 | 5.9139 | 5.8429 | 5.8141 | 5.7837 | 5.756 | 5.7183 | 5.6842 | 5.6338 | 5.5842 | 5.5208 | 5.47 | 5.4302 | 5.3978 | 5.3805 | 5.3803 | 5.5312 | 5.7156 | 4.2646
Feckenham 66kV | Ipsley 66 11 (T1A) | IPSLEY 66 11kV S STN | Primary | 11 | 52.2962 | -1.9144 | Consumer Transformation | Headroom (MW) | N/A | 39.9828 | 39.8287 | 39.497 | 39.1569 | 38.7539 | 38.2294 | 37.3967 | 36.5368 | 35.6837 | 34.7761 | 33.8339 | 32.9008 | 31.9866 | 31.068 | 30.1609 | 29.2228 | 24.1586 | 17.2474 | 10.5738
Feckenham 66kV | Ipsley 66 11 (T1A) | IPSLEY 66 11kV S STN | Primary | 11 | 52.2962 | -1.9144 | Leading the Way | Headroom (MW) | N/A | 40.0449 | 40.0373 | 39.914 | 39.8327 | 39.6553 | 39.5778 | 39.3038 | 38.9973 | 38.6331 | 38.3107 | 37.9939 | 37.7052 | 37.4214 | 37.1377 | 36.8427 | 34.8804 | 31.6086 | 27.9535 | 24.5147
Feckenham 66kV | Ipsley 66 11 (T1A) | IPSLEY 66 11kV S STN | Primary | 11 | 52.2962 | -1.9144 | Steady Progression | Headroom (MW) | N/A | 47.2305 | 40.0152 | 39.854 | 39.7726 | 39.6623 | 39.6137 | 37.4761 | 35.2898 | 33.0712 | 30.8444 | 29.2469 | 27.807 | 27.6332 | 27.4954 | 27.3623 | 27.2415 | 26.9881 | 26.7858 | 25.9498
Feckenham 66kV | Ipsley 66 11 (T1A) | IPSLEY 66 11kV S STN | Primary | 11 | 52.2962 | -1.9144 | System Transformation | Headroom (MW) | N/A | 40.0328 | 39.9795 | 39.7761 | 39.6208 | 39.3756 | 39.1853 | 38.7863 | 38.3497 | 37.8236 | 37.3296 | 36.8212 | 36.3643 | 35.9169 | 35.4966 | 35.1163 | 34.7288 | 33.2522 | 30.1732 | 27.0974
Feckenham 66kV | Ipsley 66 11 (T1A) | IPSLEY 66 11kV S STN | Primary | 11 | 52.2962 | -1.9144 | WPD Best View | Headroom (MW) | N/A | 47.2304 | 40.0152 | 39.8536 | 39.7727 | 39.6544 | 39.6244 | 38.5338 | 37.3745 | 36.1796 | 34.9834 | 33.8838 | 32.904 | 32.7407 | 32.6029 | 32.482 | 32.3662 | 32.141 | 31.8428 | 30.9367
Feckenham 66kV | Long Marston 66 11 (T1) | LONG MARSTON 66 11kV S STN | Primary | 11 | 52.1024 | -1.7822 | Consumer Transformation | Headroom (MW) | Thermal | 2.9317 | 2.8952 | 2.8204 | 2.7424 | 2.6929 | 2.5696 | 2.4059 | 2.2364 | 2.0875 | 1.9057 | 1.7126 | 1.5431 | 1.4064 | 1.2593 | 1.118 | 0.96887 | -0.11067 | -4.0484 | -9.2398
Feckenham 66kV | Long Marston 66 11 (T1) | LONG MARSTON 66 11kV S STN | Primary | 11 | 52.1024 | -1.7822 | Leading the Way | Headroom (MW) | Thermal | 2.9466 | 2.9485 | 2.9095 | 2.8873 | 2.8599 | 2.8336 | 2.7618 | 2.701 | 2.6269 | 2.5588 | 2.5083 | 2.5179 | 2.5721 | 2.6131 | 1.013 | -0.62703 | -4.9632 | -10.8798 | -14.4477
Feckenham 66kV | Long Marston 66 11 (T1) | LONG MARSTON 66 11kV S STN | Primary | 11 | 52.1024 | -1.7822 | Steady Progression | Headroom (MW) | N/A | 2.9298 | 2.9299 | 2.8774 | 2.8695 | 2.8629 | 2.8535 | 2.8434 | 2.8335 | 2.8237 | 2.8157 | 2.785 | 2.779 | 2.7983 | 2.7991 | 2.8288 | 2.8717 | 3.2557 | 3.667 | 3.48
Feckenham 66kV | Long Marston 66 11 (T1) | LONG MARSTON 66 11kV S STN | Primary | 11 | 52.1024 | -1.7822 | System Transformation | Headroom (MW) | Thermal | 2.9308 | 2.9197 | 2.8657 | 2.8165 | 2.7681 | 2.7231 | 2.6282 | 2.5431 | 2.4466 | 2.3591 | 2.2745 | 2.2176 | 2.201 | 2.1861 | 2.1976 | 2.2229 | 2.4752 | -0.23981 | -4.5432
Feckenham 66kV | Long Marston 66 11 (T1) | LONG MARSTON 66 11kV S STN | Primary | 11 | 52.1024 | -1.7822 | WPD Best View | Headroom (MW) | N/A | 2.9298 | 2.9299 | 2.8774 | 2.8695 | 2.8629 | 2.8535 | 2.8434 | 2.8335 | 2.8237 | 2.8157 | 2.785 | 2.779 | 2.7983 | 2.7991 | 2.8288 | 2.8717 | 3.2557 | 3.667 | 3.48
Feckenham 66kV | Moreton 66 11 (T1) | MORETON 66 11kV S STN | Primary | 11 | 51.9944 | -1.7017 | Consumer Transformation | Headroom (MW) | Thermal | 6.8161 | 6.756 | 6.6056 | 6.472 | 6.3339 | 6.1171 | 5.784 | 5.4654 | 5.1824 | 4.8722 | 4.5403 | 4.2623 | 4.0556 | 3.8281 | 3.6147 | 3.3707 | 1.6586 | -1.1381 | -4.0888
Feckenham 66kV | Moreton 66 11 (T1) | MORETON 66 11kV S STN | Primary | 11 | 51.9944 | -1.7017 | Leading the Way | Headroom (MW) | N/A | 6.8579 | 6.8433 | 6.7778 | 6.7483 | 6.7132 | 6.6915 | 6.5914 | 6.557 | 6.5192 | 6.5208 | 6.5589 | 6.6435 | 6.8416 | 6.983 | 7.0991 | 7.1623 | 6.7302 | 5.1872 | 3.3851
Feckenham 66kV | Moreton 66 11 (T1) | MORETON 66 11kV S STN | Primary | 11 | 51.9944 | -1.7017 | Steady Progression | Headroom (MW) | N/A | 6.839 | 6.8173 | 6.7453 | 6.7148 | 6.702 | 6.692 | 6.6915 | 6.6747 | 6.6474 | 6.612 | 6.5749 | 6.5554 | 6.5815 | 6.608 | 6.6556 | 6.7144 | 7.4392 | 8.0693 | 7.7901
Feckenham 66kV | Moreton 66 11 (T1) | MORETON 66 11kV S STN | Primary | 11 | 51.9944 | -1.7017 | System Transformation | Headroom (MW) | N/A | 6.8332 | 6.7954 | 6.6892 | 6.6062 | 6.5156 | 6.414 | 6.2206 | 6.0559 | 5.8431 | 5.6523 | 5.4774 | 5.3411 | 5.2955 | 5.2412 | 5.2188 | 5.236 | 5.6467 | 5.1226 | 4.0329
Feckenham 66kV | Moreton 66 11 (T1) | MORETON 66 11kV S STN | Primary | 11 | 51.9944 | -1.7017 | WPD Best View | Headroom (MW) | N/A | 6.8402 | 6.8207 | 6.7513 | 6.7256 | 6.7181 | 6.7154 | 6.7239 | 6.7191 | 6.7078 | 6.6918 | 6.6775 | 6.6843 | 6.7393 | 6.7946 | 6.8678 | 6.9409 | 7.6017 | 8.0176 | 7.594
Feckenham 66kV | Pershore 66 11 (T1) | PERSHORE 66 11kV S STN | Primary | 11 | 52.1346 | -2.0978 | Consumer Transformation | Headroom (MW) | Thermal | 2.7565 | 2.6636 | 2.457 | 2.2546 | 2.0555 | 1.7697 | 1.3318 | 0.9329 | 0.56155 | 0.1638 | -0.28163 | -0.71116 | -1.118 | -1.4928 | -1.8783 | -2.26 | -4.5095 | -7.2192 | -11.1098
Feckenham 66kV | Pershore 66 11 (T1) | PERSHORE 66 11kV S STN | Primary | 11 | 52.1346 | -2.0978 | Leading the Way | Headroom (MW) | Thermal | 2.7996 | 2.5942 | 2.4735 | 2.3876 | 2.2972 | 2.2 | 2.0296 | 1.8938 | 1.7849 | 1.7026 | 1.5991 | 1.5368 | 1.4924 | 1.4402 | 1.3789 | 1.3052 | -0.19037 | -1.6413 | -1.2369
Feckenham 66kV | Pershore 66 11 (T1) | PERSHORE 66 11kV S STN | Primary | 11 | 52.1346 | -2.0978 | Steady Progression | Headroom (MW) | N/A | 2.7815 | 2.744 | 2.6366 | 2.5724 | 2.5282 | 2.4777 | 2.4349 | 2.3742 | 2.3216 | 2.2526 | 2.171 | 2.0978 | 2.0369 | 1.9886 | 1.9552 | 1.9346 | 2.0681 | 2.2043 | 1.8827
Feckenham 66kV | Pershore 66 11 (T1) | PERSHORE 66 11kV S STN | Primary | 11 | 52.1346 | -2.0978 | System Transformation | Headroom (MW) | Thermal | 2.7764 | 2.7289 | 2.5846 | 2.4694 | 2.3471 | 2.1971 | 1.9754 | 1.755 | 1.5238 | 1.3014 | 1.0646 | 0.85023 | 0.66272 | 0.50071 | 0.35834 | 0.24153 | -0.12936 | -0.88752 | -3.021
Feckenham 66kV | Pershore 66 11 (T1) | PERSHORE 66 11kV S STN | Primary | 11 | 52.1346 | -2.0978 | WPD Best View | Headroom (MW) | N/A | 2.7815 | 2.744 | 2.6366 | 2.5724 | 2.5282 | 2.4777 | 2.4349 | 2.3742 | 2.3216 | 2.2526 | 2.171 | 2.0978 | 2.0369 | 1.9886 | 1.9552 | 1.9346 | 2.0681 | 2.2043 | 1.8827
Feckenham 66kV | Redditch North 66 11 (T1) | REDDITCH NORTH 66 11kV S STN | Primary | 11 | 52.3132 | -1.9508 | Consumer Transformation | Headroom (MW) | N/A | 31.7502 | 31.5564 | 31.163 | 30.7843 | 30.3933 | 29.8373 | 28.9676 | 28.11 | 27.246 | 26.3193 | 25.3698 | 24.4167 | 23.4732 | 22.5393 | 21.606 | 20.6839 | 15.7317 | 10.4392 | 4.152
Feckenham 66kV | Redditch North 66 11 (T1) | REDDITCH NORTH 66 11kV S STN | Primary | 11 | 52.3132 | -1.9508 | Leading the Way | Headroom (MW) | N/A | 31.8123 | 31.7289 | 31.4924 | 31.322 | 31.147 | 31.0027 | 30.6359 | 30.2963 | 29.8713 | 29.4894 | 29.1214 | 28.7734 | 28.4395 | 28.1152 | 27.7709 | 27.4599 | 24.2545 | 22.0354 | 18.8088
Feckenham 66kV | Redditch North 66 11 (T1) | REDDITCH NORTH 66 11kV S STN | Primary | 11 | 52.3132 | -1.9508 | Steady Progression | Headroom (MW) | N/A | 31.8267 | 31.7515 | 31.5539 | 31.4373 | 31.3263 | 31.2454 | 31.1352 | 31.0003 | 30.8588 | 30.6989 | 30.5129 | 30.349 | 30.1856 | 30.0478 | 29.9178 | 29.8293 | 29.5587 | 29.445 | 28.7816
Feckenham 66kV | Redditch North 66 11 (T1) | REDDITCH NORTH 66 11kV S STN | Primary | 11 | 52.3132 | -1.9508 | System Transformation | Headroom (MW) | N/A | 31.7991 | 31.6975 | 31.4312 | 31.2182 | 30.9799 | 30.7477 | 30.3076 | 29.8854 | 29.3798 | 28.8963 | 28.4196 | 27.9611 | 27.521 | 27.1146 | 26.73 | 26.3956 | 24.9549 | 23.3263 | 20.4629
Feckenham 66kV | Redditch North 66 11 (T1) | REDDITCH NORTH 66 11kV S STN | Primary | 11 | 52.3132 | -1.9508 | WPD Best View | Headroom (MW) | N/A | 31.815 | 31.7348 | 31.5199 | 31.3737 | 31.2277 | 31.1079 | 30.9035 | 30.6953 | 30.4585 | 30.2118 | 29.9621 | 29.726 | 29.5032 | 29.3098 | 29.1294 | 28.987 | 28.489 | 27.9595 | 25.7912
Feckenham 66kV | Redditch South 66 11 (T1A) | REDDITCH SOUTH 66 11kV S STN | Primary | 11 | 52.2884 | -1.9476 | Consumer Transformation | Headroom (MW) | Thermal | 27.1231 | 27.0854 | 26.9357 | 26.3861 | 25.7153 | 24.7375 | 23.2936 | 21.8274 | 20.4003 | 18.8305 | 17.1735 | 15.4914 | 13.834 | 12.2849 | 10.7581 | 9.2654 | 1.6677 | -6.2519 | -16.1936
Feckenham 66kV | Redditch South 66 11 (T1A) | REDDITCH SOUTH 66 11kV S STN | Primary | 11 | 52.2884 | -1.9476 | Leading the Way | Headroom (MW) | N/A | 27.1251 | 27.0556 | 26.912 | 26.8024 | 26.7477 | 26.5442 | 25.8463 | 25.136 | 24.331 | 23.5329 | 22.7583 | 22.0366 | 21.3997 | 20.8934 | 20.4199 | 19.9426 | 14.5284 | 11.3101 | 8.5036
Feckenham 66kV | Redditch South 66 11 (T1A) | REDDITCH SOUTH 66 11kV S STN | Primary | 11 | 52.2884 | -1.9476 | Steady Progression | Headroom (MW) | N/A | 27.1217 | 27.0901 | 26.9349 | 26.8632 | 26.7938 | 26.7268 | 26.6295 | 26.5642 | 26.4775 | 26.3703 | 26.0797 | 25.805 | 25.5428 | 25.3018 | 25.0812 | 24.8736 | 24.475 | 24.2804 | 23.2834
Feckenham 66kV | Redditch South 66 11 (T1A) | REDDITCH SOUTH 66 11kV S STN | Primary | 11 | 52.2884 | -1.9476 | System Transformation | Headroom (MW) | N/A | 27.1228 | 27.0944 | 26.9435 | 26.8765 | 26.7795 | 26.3653 | 25.6625 | 24.9662 | 24.1484 | 23.3456 | 22.5682 | 21.788 | 21.0703 | 20.3728 | 19.7394 | 19.1247 | 16.7845 | 14.2438 | 9.415
Feckenham 66kV | Redditch South 66 11 (T1A) | REDDITCH SOUTH 66 11kV S STN | Primary | 11 | 52.2884 | -1.9476 | WPD Best View | Headroom (MW) | N/A | 27.1225 | 27.0933 | 26.9416 | 26.8735 | 26.8073 | 26.7431 | 26.6801 | 26.6188 | 26.5587 | 26.3234 | 26.024 | 25.7296 | 25.451 | 25.2035 | 24.9872 | 24.7897 | 24.3481 | 24.0071 | 22.9323
Feckenham 66kV | Shipston 66 11 (T1) | SHIPSTON 66 11kV S STN | Primary | 11 | 52.0798 | -1.6427 | Consumer Transformation | Headroom (MW) | Thermal | 4.864 | 4.7931 | 4.6297 | 4.4839 | 4.3189 | 4.0876 | 3.6946 | 3.3381 | 2.057 | 1.6817 | 1.2732 | 0.86129 | 0.48954 | -0.80115 | -1.1267 | -1.4465 | -5.9781 | -15.6501 | -23.1727
Feckenham 66kV | Shipston 66 11 (T1) | SHIPSTON 66 11kV S STN | Primary | 11 | 52.0798 | -1.6427 | Leading the Way | Headroom (MW) | Thermal | 4.8981 | 4.8859 | 4.7968 | 4.7751 | 4.7197 | 4.6654 | 4.5267 | 4.4321 | 4.3191 | 4.2393 | 4.155 | 3.1757 | 3.128 | 1.9026 | 0.25701 | -1.4089 | -9.3373 | -18.9791 | -26.2224
Feckenham 66kV | Shipston 66 11 (T1) | SHIPSTON 66 11kV S STN | Primary | 11 | 52.0798 | -1.6427 | Steady Progression | Headroom (MW) | N/A | 4.8917 | 4.8747 | 4.7937 | 4.7643 | 4.7239 | 4.6911 | 4.6542 | 4.6084 | 4.5612 | 4.497 | 4.4396 | 4.3631 | 4.3196 | 4.3084 | 4.2834 | 4.2937 | 3.5306 | 2.4937 | 2.2153
Feckenham 66kV | Shipston 66 11 (T1) | SHIPSTON 66 11kV S STN | Primary | 11 | 52.0798 | -1.6427 | System Transformation | Headroom (MW) | Thermal | 4.886 | 4.8537 | 4.7342 | 4.6672 | 4.5635 | 4.4452 | 4.2295 | 4.0404 | 3.8058 | 3.5874 | 3.3773 | 3.1895 | 3.0168 | 2.897 | 2.7819 | 1.7606 | 0.26171 | -5.2765 | -9.7541
Feckenham 66kV | Shipston 66 11 (T1) | SHIPSTON 66 11kV S STN | Primary | 11 | 52.0798 | -1.6427 | WPD Best View | Headroom (MW) | N/A | 4.8917 | 4.8747 | 4.7937 | 4.7643 | 4.7239 | 4.6911 | 4.6542 | 4.6084 | 4.5612 | 4.497 | 4.4396 | 4.3631 | 4.3196 | 4.3084 | 4.2834 | 4.2937 | 3.5306 | 2.4937 | 2.2153
Feckenham 66kV | Stow 66 11 (T1) | STOW 66 11kV S STN | Primary | 11 | 51.9243 | -1.77 | Consumer Transformation | Headroom (MW) | Thermal | 3.872 | 3.8181 | 3.7235 | 3.6196 | 3.5291 | 3.3952 | 3.1665 | 2.9581 | 2.7625 | 2.5595 | 2.3267 | 2.1558 | 1.9647 | 1.7883 | 1.608 | 1.4171 | 0.23549 | -1.4036 | -3.0919
Feckenham 66kV | Stow 66 11 (T1) | STOW 66 11kV S STN | Primary | 11 | 51.9243 | -1.77 | Leading the Way | Headroom (MW) | N/A | 3.8885 | 3.8727 | 3.8149 | 3.7758 | 3.7426 | 3.708 | 3.6319 | 3.58 | 3.5357 | 3.4861 | 3.4603 | 3.5009 | 3.5083 | 3.5117 | 3.5117 | 3.495 | 3.1072 | 2.2476 | 1.3139
Feckenham 66kV | Stow 66 11 (T1) | STOW 66 11kV S STN | Primary | 11 | 51.9243 | -1.77 | Steady Progression | Headroom (MW) | N/A | 3.8807 | 3.8639 | 3.818 | 3.786 | 3.7659 | 3.7506 | 3.7301 | 3.7084 | 3.6781 | 3.6418 | 3.5995 | 3.592 | 3.5711 | 3.5696 | 3.5696 | 3.5889 | 3.8158 | 3.984 | 3.7759
Feckenham 66kV | Stow 66 11 (T1) | STOW 66 11kV S STN | Primary | 11 | 51.9243 | -1.77 | System Transformation | Headroom (MW) | N/A | 3.8801 | 3.8547 | 3.7815 | 3.7194 | 3.6563 | 3.5763 | 3.4541 | 3.3371 | 3.2116 | 3.0754 | 2.9525 | 2.8875 | 2.8042 | 2.7292 | 2.682 | 2.6567 | 2.6375 | 2.2214 | 1.6023
Feckenham 66kV | Stow 66 11 (T1) | STOW 66 11kV S STN | Primary | 11 | 51.9243 | -1.77 | WPD Best View | Headroom (MW) | N/A | 3.8807 | 3.8639 | 3.818 | 3.786 | 3.7659 | 3.7506 | 3.7301 | 3.7084 | 3.6781 | 3.6418 | 3.5995 | 3.592 | 3.5711 | 3.5696 | 3.5696 | 3.5889 | 3.8158 | 3.984 | 3.7759
Feckenham 66kV | Stratford 66 11 (T1) | STRATFORD 66 11kV S STN | Primary | 11 | 52.1945 | -1.7413 | Consumer Transformation | Headroom (MW) | Thermal | 23.4967 | 23.2195 | 22.7887 | 22.3672 | 21.9744 | 21.2546 | 20.1932 | 19.1616 | 18.1198 | 16.9624 | 15.696 | 14.4061 | 13.0058 | 11.5993 | 10.1943 | 8.8251 | 0.28927 | -8.8175 | -19.4929
Feckenham 66kV | Stratford 66 11 (T1) | STRATFORD 66 11kV S STN | Primary | 11 | 52.1945 | -1.7413 | Leading the Way | Headroom (MW) | Thermal | 23.5938 | 23.4499 | 23.2819 | 23.1798 | 23.1198 | 22.932 | 22.5165 | 22.1677 | 21.6782 | 21.1999 | 20.6951 | 20.2126 | 19.5675 | 18.9273 | 16.6266 | 14.3129 | 6.7249 | 0.012397 | -6.5903
Feckenham 66kV | Stratford 66 11 (T1) | STRATFORD 66 11kV S STN | Primary | 11 | 52.1945 | -1.7413 | Steady Progression | Headroom (MW) | N/A | 23.5739 | 23.4569 | 23.2591 | 23.2008 | 23.1959 | 23.1767 | 23.1044 | 23.0337 | 22.9365 | 22.8164 | 22.672 | 22.541 | 22.3483 | 22.1497 | 21.9546 | 21.7661 | 20.7798 | 20.5328 | 18.4514
Feckenham 66kV | Stratford 66 11 (T1) | STRATFORD 66 11kV S STN | Primary | 11 | 52.1945 | -1.7413 | System Transformation | Headroom (MW) | N/A | 23.5602 | 23.3957 | 23.1577 | 23.0059 | 22.8804 | 22.6579 | 22.2101 | 21.8025 | 21.2879 | 20.7945 | 20.3036 | 19.8378 | 19.2459 | 18.6687 | 18.1019 | 17.5809 | 13.6321 | 8.7158 | 4.2165
Feckenham 66kV | Stratford 66 11 (T1) | STRATFORD 66 11kV S STN | Primary | 11 | 52.1945 | -1.7413 | WPD Best View | Headroom (MW) | N/A | 23.5739 | 23.4569 | 23.2591 | 23.2008 | 23.1959 | 23.1767 | 23.1044 | 23.0337 | 22.9365 | 22.8164 | 22.672 | 22.541 | 22.3483 | 22.1497 | 21.9546 | 21.7661 | 20.7798 | 20.5328 | 18.4514
Feckenham 66kV | Strensham 66 11 (T1) | STRENSHAM 66 11kV S STN | Primary | 11 | 52.0677 | -2.1403 | Consumer Transformation | Headroom (MW) | N/A | 7.8606 | 7.8413 | 7.751 | 7.7057 | 7.6749 | 7.6249 | 7.5432 | 7.4867 | 7.4518 | 7.4093 | 7.3661 | 7.3664 | 7.3988 | 7.4479 | 7.4984 | 7.5473 | 7.2833 | 6.1965 | 3.6495
Feckenham 66kV | Strensham 66 11 (T1) | STRENSHAM 66 11kV S STN | Primary | 11 | 52.0677 | -2.1403 | Leading the Way | Headroom (MW) | N/A | 7.8679 | 7.8679 | 7.8149 | 7.8197 | 7.8079 | 7.8345 | 7.8403 | 7.8836 | 7.9492 | 8.0458 | 8.1685 | 8.1475 | 8.0445 | 7.9308 | 7.9664 | 7.9988 | 7.7081 | 7.0434 | 5.866
Feckenham 66kV | Strensham 66 11 (T1) | STRENSHAM 66 11kV S STN | Primary | 11 | 52.0677 | -2.1403 | Steady Progression | Headroom (MW) | N/A | 7.8655 | 7.8528 | 7.7781 | 7.7519 | 7.7363 | 7.7348 | 7.7278 | 7.7055 | 7.7016 | 7.6977 | 7.6923 | 7.6986 | 7.7179 | 7.7649 | 7.8232 | 7.9017 | 8.2017 | 8.1203 | 7.8043
Feckenham 66kV | Strensham 66 11 (T1) | STRENSHAM 66 11kV S STN | Primary | 11 | 52.0677 | -2.1403 | System Transformation | Headroom (MW) | N/A | 7.8605 | 7.8377 | 7.7534 | 7.7088 | 7.6516 | 7.6163 | 7.5317 | 7.4663 | 7.3895 | 7.3323 | 7.2888 | 7.2762 | 7.3012 | 7.3516 | 7.437 | 7.558 | 8.2773 | 8.208 | 6.3891
Feckenham 66kV | Strensham 66 11 (T1) | STRENSHAM 66 11kV S STN | Primary | 11 | 52.0677 | -2.1403 | WPD Best View | Headroom (MW) | N/A | 7.8655 | 7.8528 | 7.7781 | 7.7519 | 7.7363 | 7.7348 | 7.7278 | 7.7055 | 7.7016 | 7.6977 | 7.6923 | 7.6986 | 7.7179 | 7.7649 | 7.8232 | 7.9017 | 8.2565 | 8.2673 | 8.1674
Feckenham 66kV | Tewkesbury 66 11 (T1) | TEWKESBURY 66 11kV S STN | Primary | 11 | 52.0012 | -2.13 | Consumer Transformation | Headroom (MW) | N/A | 28.8319 | 28.8528 | 28.829 | 28.8055 | 28.7941 | 28.7887 | 28.7404 | 28.6991 | 28.6814 | 28.6664 | 28.6408 | 28.6602 | 28.6964 | 28.7327 | 28.7748 | 28.8174 | 28.5743 | 25.2373 | 21.9871
Feckenham 66kV | Tewkesbury 66 11 (T1) | TEWKESBURY 66 11kV S STN | Primary | 11 | 52.0012 | -2.13 | Leading the Way | Headroom (MW) | N/A | 28.8458 | 28.8491 | 28.8419 | 28.8456 | 28.8715 | 28.9054 | 28.9225 | 28.9807 | 29.0309 | 29.1166 | 29.2232 | 29.3793 | 29.5402 | 29.711 | 28.2492 | 28.3774 | 25.9503 | 22.854 | 19.4861
Feckenham 66kV | Tewkesbury 66 11 (T1) | TEWKESBURY 66 11kV S STN | Primary | 11 | 52.0012 | -2.13 | Steady Progression | Headroom (MW) | N/A | 28.8405 | 28.8592 | 28.8407 | 28.845 | 28.8553 | 28.8559 | 28.8749 | 28.89 | 28.9023 | 28.9184 | 28.9303 | 28.9667 | 28.9977 | 29.0496 | 29.1157 | 29.189 | 29.7768 | 29.9909 | 29.8416
Feckenham 66kV | Tewkesbury 66 11 (T1) | TEWKESBURY 66 11kV S STN | Primary | 11 | 52.0012 | -2.13 | System Transformation | Headroom (MW) | N/A | 28.8374 | 28.8506 | 28.825 | 28.8113 | 28.789 | 28.7727 | 28.7327 | 28.7028 | 28.664 | 28.6348 | 28.6189 | 28.6388 | 28.6681 | 28.7329 | 28.8095 | 28.9111 | 29.5152 | 27.0874 | 25.4216
Feckenham 66kV | Tewkesbury 66 11 (T1) | TEWKESBURY 66 11kV S STN | Primary | 11 | 52.0012 | -2.13 | WPD Best View | Headroom (MW) | N/A | 28.8405 | 28.8592 | 28.8407 | 28.845 | 28.8553 | 28.8559 | 28.8749 | 28.89 | 28.9023 | 28.9184 | 28.9303 | 28.9667 | 28.9977 | 29.0496 | 29.1157 | 29.189 | 29.7768 | 30.0872 | 30.0858
Iron Acton | Bradley Stoke 33kV | HAMMERLEY DOWN 33 11kV S STN | Primary | 33 | 51.6257 | -2.4201 | Consumer Transformation | Headroom (MW) | Thermal | 12.2966 | 12.1609 | 11.9038 | 11.6366 | 11.353 | 10.9448 | 10.3113 | 9.6898 | 9.1047 | 8.4568 | 7.7705 | 7.1274 | 6.5159 | 5.921 | 5.3385 | 4.7619 | -0.93559 | -7.756 | -13.3171
Iron Acton | Bradley Stoke 33kV | HAMMERLEY DOWN 33 11kV S STN | Primary | 33 | 51.6257 | -2.4201 | Leading the Way | Headroom (MW) | Thermal | 12.3468 | 12.2995 | 12.178 | 12.085 | 11.9818 | 11.8802 | 11.6338 | 11.4559 | 11.2525 | 11.082 | 10.9297 | 10.8335 | 10.7866 | 10.7299 | 9.0526 | 7.3285 | 3.5312 | -3.2256 | -9.1225
Iron Acton | Bradley Stoke 33kV | HAMMERLEY DOWN 33 11kV S STN | Primary | 33 | 51.6257 | -2.4201 | Steady Progression | Headroom (MW) | N/A | 12.3512 | 12.3048 | 12.2043 | 12.1407 | 12.0779 | 12.04 | 11.9934 | 11.936 | 11.8655 | 11.7788 | 11.6677 | 11.5886 | 11.5081 | 11.4752 | 11.4546 | 11.4774 | 11.8694 | 12.2199 | 10.5188
Iron Acton | Bradley Stoke 33kV | HAMMERLEY DOWN 33 11kV S STN | Primary | 33 | 51.6257 | -2.4201 | System Transformation | Headroom (MW) | N/A | 12.3286 | 12.2607 | 12.0951 | 11.9454 | 11.7714 | 11.5752 | 11.2165 | 10.8877 | 10.5072 | 10.137 | 9.7783 | 9.4686 | 9.2096 | 8.9742 | 8.792 | 8.6545 | 7.05 | 3.4699 | 0.77907
Iron Acton | Bradley Stoke 33kV | HAMMERLEY DOWN 33 11kV S STN | Primary | 33 | 51.6257 | -2.4201 | WPD Best View | Headroom (MW) | N/A | 12.3472 | 12.2887 | 12.1694 | 12.0769 | 11.9768 | 11.886 | 11.7307 | 11.5798 | 11.4039 | 11.2179 | 11.0158 | 10.86 | 10.7159 | 10.6073 | 10.5283 | 10.4937 | 9.3899 | 8.0372 | 6.0297
Iron Acton 132kV | Chipping Sodbury 132 11 (GT1) | Chipping Sodbury 132/33/11kVDUMMY | Primary | 11 | 51.5531 | -2.4123 | Consumer Transformation | Headroom (MW) | Thermal | 33.1257 | 32.6735 | 31.8798 | 31.0574 | 30.1038 | 28.7203 | 26.751 | 24.7955 | 22.8459 | 20.7028 | 18.4426 | 16.1379 | 13.851 | 11.6195 | 9.3922 | 7.2271 | -4.8072 | -16.4554 | -28.5151
Iron Acton 132kV | Chipping Sodbury 132 11 (GT1) | Chipping Sodbury 132/33/11kVDUMMY | Primary | 11 | 51.5531 | -2.4123 | Leading the Way | Headroom (MW) | Thermal | 33.2278 | 33.0471 | 32.6008 | 32.2469 | 31.7455 | 31.1327 | 30.1494 | 29.2043 | 28.0689 | 26.9379 | 25.8429 | 24.7748 | 23.7769 | 22.8325 | 20.2711 | 17.7309 | 10.4625 | 2.4534 | -3.4273
Iron Acton 132kV | Chipping Sodbury 132 11 (GT1) | Chipping Sodbury 132/33/11kVDUMMY | Primary | 11 | 51.5531 | -2.4123 | Steady Progression | Headroom (MW) | N/A | 33.2207 | 33.1245 | 32.7992 | 32.6136 | 32.4004 | 32.1785 | 31.9479 | 31.6404 | 31.289 | 30.9028 | 30.4719 | 30.047 | 29.6439 | 29.2413 | 28.8632 | 28.504 | 27.097 | 25.9923 | 23.253
Iron Acton 132kV | Chipping Sodbury 132 11 (GT1) | Chipping Sodbury 132/33/11kVDUMMY | Primary | 11 | 51.5531 | -2.4123 | System Transformation | Headroom (MW) | N/A | 33.2235 | 33.0099 | 32.5394 | 32.1515 | 31.6375 | 31.0304 | 30.0501 | 29.0717 | 27.9101 | 26.7568 | 25.6323 | 24.5193 | 23.4396 | 22.3859 | 21.3592 | 20.3793 | 14.9187 | 9.7846 | 4.179
Iron Acton 132kV | Chipping Sodbury 132 11 (GT1) | Chipping Sodbury 132/33/11kVDUMMY | Primary | 11 | 51.5531 | -2.4123 | WPD Best View | Headroom (MW) | N/A | 33.2235 | 33.0099 | 32.5398 | 32.1514 | 31.6372 | 31.03 | 30.0493 | 29.0698 | 27.9058 | 26.7493 | 25.6202 | 24.5007 | 23.4132 | 22.3495 | 21.3111 | 20.3194 | 14.8169 | 9.7544 | 4.2004
Iron Acton 132kV | Chipping Sodbury 132 33 | Chipping Sodbury 132 33 | Bulk Supply Point | 33 | 51.5531 | -2.4123 | Consumer Transformation | Headroom (MW) | Thermal | 44.9016 | 44.1566 | -5.7572 | -7.1784 | -8.6687 | -10.7983 | -13.8441 | -16.8651 | -20.8248 | -24.092 | -92.4028 | -95.8568 | -99.2355 | -103.5102 | -107.743 | -110.9426 | -131.9034 | -154.9636 | -179.2657
Iron Acton 132kV | Chipping Sodbury 132 33 | Chipping Sodbury 132 33 | Bulk Supply Point | 33 | 51.5531 | -2.4123 | Leading the Way | Headroom (MW) | Thermal | 45.1201 | 44.772 | -4.5464 | -5.1928 | -5.9171 | -6.7043 | -72.837 | -74.0536 | -75.5587 | -76.9719 | -78.2991 | -80.4923 | -81.6519 | -82.7979 | -87.2129 | -91.6882 | -105.337 | -125.2587 | -139.7008
Iron Acton 132kV | Chipping Sodbury 132 33 | Chipping Sodbury 132 33 | Bulk Supply Point | 33 | 51.5531 | -2.4123 | Steady Progression | Headroom (MW) | Thermal | 45.1666 | 44.8904 | 44.3269 | 43.937 | -5.0855 | -5.4283 | -5.7646 | -6.1722 | -6.6999 | -7.2846 | -7.9497 | -8.5605 | -9.1271 | -9.6511 | -10.0938 | -10.4959 | -12.5774 | -14.5568 | -18.2662
Iron Acton 132kV | Chipping Sodbury 132 33 | Chipping Sodbury 132 33 | Bulk Supply Point | 33 | 51.5531 | -2.4123 | System Transformation | Headroom (MW) | Thermal | 45.0826 | 44.6741 | -4.7764 | -5.5428 | -6.426 | -7.4131 | -8.9634 | -10.498 | -12.3857 | -14.241 | -80.8818 | -82.5844 | -84.1823 | -85.6983 | -87.1397 | -89.3747 | -97.1916 | -105.8936 | -116.5169
Iron Acton 132kV | Chipping Sodbury 132 33 | Chipping Sodbury 132 33 | Bulk Supply Point | 33 | 51.5531 | -2.4123 | WPD Best View | Headroom (MW) | Thermal | 45.0873 | 44.6868 | 43.8981 | 43.1457 | -6.3657 | -7.3242 | -8.8423 | -10.3407 | -12.1898 | -14.0034 | -15.7387 | -17.396 | -18.9503 | -20.4357 | -21.8611 | -24.1067 | -32.2697 | -41.172 | -51.8341
Iron Acton 132kV | Chipping Sodbury 132 33 | ALVESTON 33 11kV S STN | Primary | 11 | 51.5941 | -2.521 | Consumer Transformation | Headroom (MW) | Thermal | 12.3373 | 12.1081 | 11.6697 | 11.2194 | 10.7518 | 10.0887 | 9.1213 | 8.1669 | 6.2849 | 5.2808 | 4.1914 | 3.0978 | 2.0135 | 0.020889 | -1.0017 | -1.9849 | -9.7054 | -17.487 | -26.229
Iron Acton 132kV | Chipping Sodbury 132 33 | ALVESTON 33 11kV S STN | Primary | 11 | 51.5941 | -2.521 | Leading the Way | Headroom (MW) | Thermal | 12.3996 | 12.2874 | 12.007 | 11.7792 | 11.5267 | 11.2448 | 10.7773 | 10.3194 | 9.813 | 9.3363 | 8.8763 | 7.5067 | 7.1035 | 6.6992 | 4.6847 | 2.6601 | -2.254 | -9.3716 | -15.0018
Iron Acton 132kV | Chipping Sodbury 132 33 | ALVESTON 33 11kV S STN | Primary | 11 | 51.5941 | -2.521 | Steady Progression | Headroom (MW) | N/A | 12.4102 | 12.3265 | 12.1016 | 11.964 | 11.8328 | 11.7008 | 11.5651 | 11.4041 | 11.2224 | 11.02 | 10.799 | 10.5777 | 10.379 | 10.1912 | 10.0154 | 9.8573 | 8.354 | 6.6807 | 5.8784
Iron Acton 132kV | Chipping Sodbury 132 33 | ALVESTON 33 11kV S STN | Primary | 11 | 51.5941 | -2.521 | System Transformation | Headroom (MW) | Thermal | 12.3867 | 12.2613 | 11.9629 | 11.717 | 11.435 | 11.1173 | 10.6193 | 10.1361 | 9.5555 | 8.9861 | 8.4329 | 7.8911 | 7.3862 | 6.8971 | 6.4287 | 5.0673 | 1.9942 | -0.086131 | -4.202
Iron Acton 132kV | Chipping Sodbury 132 33 | ALVESTON 33 11kV S STN | Primary | 11 | 51.5941 | -2.521 | WPD Best View | Headroom (MW) | Thermal | 12.3868 | 12.2612 | 11.9632 | 11.7168 | 11.4347 | 11.117 | 10.6185 | 10.1342 | 9.5512 | 8.9785 | 8.4208 | 7.8725 | 7.3597 | 6.8607 | 6.3806 | 5.0074 | 1.8924 | -0.11634 | -4.1807
Iron Acton 132kV | Chipping Sodbury 132 33 | COWHORN 33 11kV S STN | Primary | 11 | 51.4461 | -2.4773 | Consumer Transformation | Headroom (MW) | Thermal | 14.9209 | 14.6512 | 14.2771 | 13.7834 | 13.2477 | 12.4891 | 11.3699 | 10.2696 | 9.1892 | 8.0076 | 6.7722 | 5.5194 | 4.2928 | 3.0763 | 1.8552 | 0.64964 | -5.6999 | -12.1057 | -18.1211
Iron Acton 132kV | Chipping Sodbury 132 33 | COWHORN 33 11kV S STN | Primary | 11 | 51.4461 | -2.4773 | Leading the Way | Headroom (MW) | N/A | 15.0014 | 14.8744 | 14.7403 | 14.5298 | 14.2716 | 14.0061 | 13.5159 | 13.0636 | 12.5173 | 11.9859 | 11.4773 | 10.9905 | 10.5237 | 10.0525 | 9.5717 | 9.0811 | 6.409 | 2.4478 | 0.13774
Iron Acton 132kV | Chipping Sodbury 132 33 | COWHORN 33 11kV S STN | Primary | 11 | 51.4461 | -2.4773 | Steady Progression | Headroom (MW) | N/A | 15.0266 | 14.9251 | 14.7875 | 14.6561 | 14.5385 | 14.4294 | 14.2914 | 14.1443 | 13.9537 | 13.7485 | 13.5112 | 13.3023 | 13.0933 | 12.8976 | 12.7289 | 12.5705 | 11.988 | 11.634 | 10.795
Iron Acton 132kV | Chipping Sodbury 132 33 | COWHORN 33 11kV S STN | Primary | 11 | 51.4461 | -2.4773 | System Transformation | Headroom (MW) | N/A | 14.9914 | 14.8426 | 14.6358 | 14.3752 | 14.0644 | 13.7265 | 13.1454 | 12.5717 | 11.8969 | 11.225 | 10.5818 | 9.9595 | 9.365 | 8.7947 | 8.2459 | 7.7339 | 5.5376 | 3.3351 | 1.3728
Iron Acton 132kV | Chipping Sodbury 132 33 | COWHORN 33 11kV S STN | Primary | 11 | 51.4461 | -2.4773 | WPD Best View | Headroom (MW) | N/A | 14.9942 | 14.8502 | 14.6506 | 14.3989 | 14.1003 | 13.7793 | 13.2176 | 12.6668 | 12.0181 | 11.3754 | 10.7629 | 10.1745 | 9.616 | 9.0778 | 8.5532 | 8.0482 | 5.6894 | 3.274 | 1.2076
Iron Acton 132kV | Chipping Sodbury 132 33 | NAISHCOMBE HILL 33 11kV S STN | Primary | 11 | 51.4632 | -2.4273 | Consumer Transformation | Headroom (MW) | Thermal | 3.5521 | 3.4421 | 3.26 | 3.0578 | 2.8572 | 2.5502 | 2.0933 | 1.6459 | 1.2227 | 0.75856 | 0.27975 | -0.1798 | -0.62024 | -1.0479 | -1.4774 | -1.8988 | -4.2651 | -8.5442 | -12.7826
Iron Acton 132kV | Chipping Sodbury 132 33 | NAISHCOMBE HILL 33 11kV S STN | Primary | 11 | 51.4632 | -2.4273 | Leading the Way | Headroom (MW) | Thermal | 3.5781 | 3.544 | 3.4515 | 3.3756 | 3.2986 | 3.2129 | 3.05 | 2.9054 | 2.7398 | 2.6001 | 2.4871 | 2.404 | 2.35 | 2.3094 | 2.252 | 0.53166 | -1.6609 | -5.619 | -8.382
Iron Acton 132kV | Chipping Sodbury 132 33 | NAISHCOMBE HILL 33 11kV S STN | Primary | 11 | 51.4632 | -2.4273 | Steady Progression | Headroom (MW) | N/A | 3.5875 | 3.5467 | 3.4785 | 3.4297 | 3.3858 | 3.3536 | 3.32 | 3.2714 | 3.2151 | 3.1498 | 3.0709 | 3.0062 | 2.9597 | 2.9228 | 2.9078 | 2.9027 | 3.2094 | 3.4652 | 3.0779
Iron Acton 132kV | Chipping Sodbury 132 33 | NAISHCOMBE HILL 33 11kV S STN | Primary | 11 | 51.4632 | -2.4273 | System Transformation | Headroom (MW) | Thermal | 3.5709 | 3.5206 | 3.3998 | 3.2883 | 3.1668 | 3.0261 | 2.7864 | 2.5524 | 2.278 | 2.014 | 1.7667 | 1.5437 | 1.3441 | 1.1831 | 1.0404 | 0.92119 | 0.69994 | -1.3387 | -3.6317
Iron Acton 132kV | Chipping Sodbury 132 33 | NAISHCOMBE HILL 33 11kV S STN | Primary | 11 | 51.4632 | -2.4273 | WPD Best View | Headroom (MW) | Thermal | 3.5727 | 3.5258 | 3.4106 | 3.3045 | 3.1914 | 3.0626 | 2.8359 | 2.6165 | 2.3569 | 2.1088 | 1.8759 | 1.6708 | 1.4865 | 1.3341 | 1.195 | 1.0699 | 0.70701 | -1.3907 | -3.67
Iron Acton 132kV | Chipping Sodbury 132 33 | OXBRIDGE 33 11kV S STN | Primary | 11 | 51.5319 | -2.4592 | Consumer Transformation | Headroom (MW) | Thermal | 10.2048 | 10.0688 | 9.7981 | 9.5232 | 9.2367 | 8.8359 | 8.3336 | 7.8147 | 7.2405 | 6.6232 | 5.9808 | 5.3329 | 4.7055 | 4.0676 | 2.508 | 1.9184 | -2.6061 | -7.1997 | -12.506
Iron Acton 132kV | Chipping Sodbury 132 33 | OXBRIDGE 33 11kV S STN | Primary | 11 | 51.5319 | -2.4592 | Leading the Way | Headroom (MW) | Thermal | 10.2545 | 10.1797 | 10.017 | 9.8847 | 9.7482 | 9.594 | 9.4468 | 9.2851 | 8.9982 | 8.7329 | 8.4873 | 8.2335 | 7.9978 | 7.768 | 5.9056 | 5.6659 | 1.7959 | -3.0889 | -6.8277
Iron Acton 132kV | Chipping Sodbury 132 33 | OXBRIDGE 33 11kV S STN | Primary | 11 | 51.5319 | -2.4592 | Steady Progression | Headroom (MW) | N/A | 10.2558 | 10.2055 | 10.0727 | 10.0007 | 9.9195 | 9.8502 | 9.8211 | 9.7702 | 9.6711 | 9.5592 | 9.4315 | 9.3154 | 9.2031 | 9.0996 | 9.0163 | 8.9358 | 8.6334 | 8.4254 | 6.7447
Iron Acton 132kV | Chipping Sodbury 132 33 | OXBRIDGE 33 11kV S STN | Primary | 11 | 51.5319 | -2.4592 | System Transformation | Headroom (MW) | Thermal | 10.2471 | 10.1631 | 9.9873 | 9.839 | 9.67 | 9.479 | 9.2478 | 9.004 | 8.6461 | 8.296 | 7.9639 | 7.6483 | 7.3495 | 7.0539 | 6.7723 | 6.53 | 4.2037 | 1.8231 | -0.42897
Iron Acton 132kV | Chipping Sodbury 132 33 | OXBRIDGE 33 11kV S STN | Primary | 11 | 51.5319 | -2.4592 | WPD Best View | Headroom (MW) | Thermal | 10.2471 | 10.1631 | 9.9873 | 9.839 | 9.67 | 9.479 | 9.2478 | 9.004 | 8.6461 | 8.296 | 7.9639 | 7.6483 | 7.3495 | 7.0539 | 6.7723 | 6.53 | 4.2037 | 1.8231 | -0.42897
Iron Acton 132kV | Ryeford 132 33 | Ryeford 132 33 | Bulk Supply Point | 33 | 51.7391 | -2.2725 | Consumer Transformation | Headroom (MW) | Thermal | 31.7708 | 30.6833 | 28.7284 | 26.4974 | 24.1656 | 20.491 | 14.9724 | 9.5897 | 4.3364 | -1.4722 | -7.5555 | -13.545 | -19.5088 | -26.0476 | -32.6825 | -39.2289 | -76.3089 | -116.2156 | -154.0366
Iron Acton 132kV | Ryeford 132 33 | Ryeford 132 33 | Bulk Supply Point | 33 | 51.7391 | -2.2725 | Leading the Way | Headroom (MW) | Thermal | 32.1724 | 31.4129 | 30.5358 | 29.7055 | 28.7697 | 27.5003 | 25.0635 | 22.882 | 20.3019 | 17.8289 | 15.4738 | 13.4916 | 10.9321 | 7.6593 | 3.1254 | -3.1609 | -27.9027 | -53.0375 | -72.0348
Iron Acton 132kV | Ryeford 132 33 | Ryeford 132 33 | Bulk Supply Point | 33 | 51.7391 | -2.2725 | Steady Progression | Headroom (MW) | Thermal | 32.2319 | 31.9121 | 31.1721 | 30.7132 | 30.3466 | 29.8898 | 29.3363 | 28.7038 | 27.949 | 27.036 | 25.9849 | 25.0689 | 24.1901 | 22.3093 | 20.5493 | 18.902 | 11.7125 | 5.9362 | -4.2159
Iron Acton 132kV | Ryeford 132 33 | Ryeford 132 33 | Bulk Supply Point | 33 | 51.7391 | -2.2725 | System Transformation | Headroom (MW) | Thermal | 32.0931 | 31.5749 | 30.4654 | 29.3882 | 28.1592 | 26.5704 | 23.8119 | 21.1814 | 18.0876 | 14.9924 | 11.9564 | 9.1389 | 6.4266 | 3.6951 | 0.30515 | -2.9122 | -18.6517 | -36.7988 | -54.3065
Iron Acton 132kV | Ryeford 132 33 | Ryeford 132 33 | Bulk Supply Point | 33 | 51.7391 | -2.2725 | WPD Best View | Headroom (MW) | N/A | 32.2321 | 31.9119 | 31.1718 | 30.713 | 30.346 | 29.8888 | 29.3356 | 28.7039 | 27.9521 | 27.0436 | 26.0004 | 25.0945 | 24.2335 | 23.4465 | 22.7556 | 22.1874 | 20.9934 | 18.8558 | 12.2174
Iron Acton 132kV | Ryeford 132 33 | BERKELEY 33 11kV S STN | Primary | 11 | 51.7018 | -2.4681 | Consumer Transformation | Headroom (MW) | Thermal | 9.2362 | 9.2464 | 9.1761 | 9.0735 | 9.005 | 8.9195 | 8.7043 | 8.5468 | 8.4396 | 8.2411 | 8.0197 | 7.8103 | 7.6204 | 6.7733 | 5.7615 | 4.7506 | -1.7637 | -7.2249 | -12.67
Iron Acton 132kV | Ryeford 132 33 | BERKELEY 33 11kV S STN | Primary | 11 | 51.7018 | -2.4681 | Leading the Way | Headroom (MW) | Thermal | 9.2701 | 9.3226 | 9.316 | 9.272 | 9.2772 | 9.3065 | 9.2278 | 9.2312 | 9.2853 | 9.2437 | 9.2102 | 9.1935 | 8.5153 | 7.1242 | 6.1045 | 5.0821 | -2.6146 | -7.4565 | -12.5301
Iron Acton 132kV | Ryeford 132 33 | BERKELEY 33 11kV S STN | Primary | 11 | 51.7018 | -2.4681 | Steady Progression | Headroom (MW) | Thermal | 9.2421 | 9.2663 | 9.2319 | 9.1976 | 9.2017 | 9.2194 | 9.2008 | 9.2109 | 9.2434 | 9.2202 | 9.1982 | 9.1817 | 9.1639 | 8.0822 | 7.0436 | 6.0064 | 0.47354 | -4.0811 | -9.1231
Iron Acton 132kV | Ryeford 132 33 | BERKELEY 33 11kV S STN | Primary | 11 | 51.7018 | -2.4681 | System Transformation | Headroom (MW) | Thermal | 9.2488 | 9.2718 | 9.231 | 9.1666 | 9.1328 | 9.1099 | 8.9862 | 8.9222 | 8.8788 | 8.7684 | 8.6677 | 8.5761 | 8.5087 | 8.3012 | 7.2707 | 6.2445 | 0.7671 | -3.6186 | -8.2724
Iron Acton 132kV | Ryeford 132 33 | BERKELEY 33 11kV S STN | Primary | 11 | 51.7018 | -2.4681 | WPD Best View | Headroom (MW) | N/A | 9.2423 | 9.2661 | 9.2316 | 9.1975 | 9.2011 | 9.2184 | 9.2001 | 9.211 | 9.2465 | 9.2278 | 9.2137 | 9.2072 | 9.2073 | 9.2195 | 9.2499 | 9.2917 | 9.7544 | 8.7343 | 7.1676
Iron Acton 132kV | Ryeford 132 33 | CAMP 33 11kV S STN | Primary | 11 | 51.7865 | -2.1303 | Consumer Transformation | Headroom (MW) | Thermal | 5.1662 | 5.0662 | 4.8889 | 4.6881 | 4.4767 | 4.1828 | 3.7022 | 3.2427 | 2.8018 | 2.319 | 1.8135 | 1.3339 | 0.87867 | 0.43026 | -0.0045355 | -0.42065 | -2.9701 | -6.0431 | -9.0776
Iron Acton 132kV | Ryeford 132 33 | CAMP 33 11kV S STN | Primary | 11 | 51.7865 | -2.1303 | Leading the Way | Headroom (MW) | Thermal | 5.2085 | 5.1715 | 5.0897 | 5.021 | 4.949 | 4.8768 | 4.6996 | 4.573 | 4.4023 | 4.2747 | 4.1682 | 4.083 | 4.0486 | 4.012 | 3.9734 | 3.8897 | 2.9438 | 1.4326 | -0.11368
Iron Acton 132kV | Ryeford 132 33 | CAMP 33 11kV S STN | Primary | 11 | 51.7865 | -2.1303 | Steady Progression | Headroom (MW) | N/A | 5.22 | 5.1803 | 5.1151 | 5.0691 | 5.0425 | 5.0202 | 4.992 | 4.9581 | 4.9035 | 4.8419 | 4.7637 | 4.7018 | 4.6644 | 4.6362 | 4.635 | 4.6468 | 4.974 | 5.2652 | 4.9538
Iron Acton 132kV | Ryeford 132 33 | CAMP 33 11kV S STN | Primary | 11 | 51.7865 | -2.1303 | System Transformation | Headroom (MW) | N/A | 5.1994 | 5.1422 | 5.0252 | 4.9117 | 4.7912 | 4.6466 | 4.3851 | 4.149 | 3.8425 | 3.5668 | 3.3044 | 3.0602 | 2.8627 | 2.6884 | 2.5549 | 2.4449 | 2.1606 | 1.3525 | 0.31576
Iron Acton 132kV | Ryeford 132 33 | CAMP 33 11kV S STN | Primary | 11 | 51.7865 | -2.1303 | WPD Best View | Headroom (MW) | N/A | 5.22 | 5.1803 | 5.1151 | 5.0691 | 5.0425 | 5.0202 | 4.992 | 4.9581 | 4.9035 | 4.8419 | 4.7637 | 4.7018 | 4.6644 | 4.6362 | 4.635 | 4.6468 | 4.974 | 5.2652 | 4.9538
Iron Acton 132kV | Ryeford 132 33 | CHERINGTON 33 11kV S STN | Primary | 11 | 51.675 | -2.1465 | Consumer Transformation | Headroom (MW) | Thermal | 2.1499 | 2.1228 | 2.0518 | 1.9827 | 1.9218 | 1.8235 | 1.6399 | 1.4834 | 1.3338 | 1.1892 | 1.0163 | 0.88719 | 0.7565 | 0.65084 | 0.56061 | 0.47156 | -0.35443 | -3.1337 | -4.8272
Iron Acton 132kV | Ryeford 132 33 | CHERINGTON 33 11kV S STN | Primary | 11 | 51.675 | -2.1465 | Leading the Way | Headroom (MW) | Thermal | 2.1678 | 2.1622 | 2.1358 | 2.1244 | 2.1192 | 2.1287 | 2.0647 | 2.0684 | 2.0465 | 2.0938 | 2.1239 | 2.2075 | 2.3073 | 2.396 | 2.5001 | 2.5742 | 1.0898 | -1.0734 | -2.2301
Iron Acton 132kV | Ryeford 132 33 | CHERINGTON 33 11kV S STN | Primary | 11 | 51.675 | -2.1465 | Steady Progression | Headroom (MW) | N/A | 2.1637 | 2.1549 | 2.1264 | 2.1157 | 2.1111 | 2.1142 | 2.1184 | 2.1183 | 2.1171 | 2.1206 | 2.1082 | 2.1195 | 2.1338 | 2.1789 | 2.2253 | 2.2872 | 2.8539 | 3.2089 | 3.0215
Iron Acton 132kV | Ryeford 132 33 | CHERINGTON 33 11kV S STN | Primary | 11 | 51.675 | -2.1465 | System Transformation | Headroom (MW) | Thermal | 2.1593 | 2.1367 | 2.0869 | 2.0429 | 1.9968 | 1.9516 | 1.8394 | 1.7576 | 1.6509 | 1.5686 | 1.4883 | 1.4485 | 1.4271 | 1.4163 | 1.4426 | 1.5012 | 1.9597 | 0.49274 | -0.15894
Iron Acton 132kV | Ryeford 132 33 | CHERINGTON 33 11kV S STN | Primary | 11 | 51.675 | -2.1465 | WPD Best View | Headroom (MW) | N/A | 2.1637 | 2.1549 | 2.1264 | 2.1157 | 2.1111 | 2.1142 | 2.1184 | 2.1183 | 2.1171 | 2.1206 | 2.1082 | 2.1195 | 2.1338 | 2.1789 | 2.2253 | 2.2872 | 2.8539 | 3.3131 | 3.1642
Iron Acton 132kV | Ryeford 132 33 | DUDBRIDGE 33 11kV S STN | Primary | 11 | 51.7403 | -2.2382 | Consumer Transformation | Headroom (MW) | Thermal | 26.9062 | 26.2833 | 25.2879 | 24.1349 | 22.8957 | 21.0403 | 18.3431 | 15.6667 | 13.0173 | 10.129 | 7.1066 | 4.0239 | 0.95812 | -2.0896 | -5.1372 | -8.1265 | -23.4255 | -38.2746 | -51.781
Iron Acton 132kV | Ryeford 132 33 | DUDBRIDGE 33 11kV S STN | Primary | 11 | 51.7403 | -2.2382 | Leading the Way | Headroom (MW) | Thermal | 27.0781 | 26.6726 | 26.1588 | 25.6388 | 25.0421 | 24.335 | 23.1082 | 21.9317 | 20.5399 | 19.1833 | 17.8484 | 16.5627 | 15.2965 | 14.0337 | 12.7622 | 11.497 | 5.1083 | -0.66529 | -5.0775
Iron Acton 132kV | Ryeford 132 33 | DUDBRIDGE 33 11kV S STN | Primary | 11 | 51.7403 | -2.2382 | Steady Progression | Headroom (MW) | N/A | 27.1426 | 26.9358 | 26.5594 | 26.2842 | 26.0371 | 25.7799 | 25.4729 | 25.1087 | 24.6784 | 24.19 | 23.6386 | 23.1044 | 22.5983 | 22.0992 | 21.6196 | 21.1797 | 19.2766 | 17.7915 | 15.9376
Iron Acton 132kV | Ryeford 132 33 | DUDBRIDGE 33 11kV S STN | Primary | 11 | 51.7403 | -2.2382 | System Transformation | Headroom (MW) | Thermal | 27.0695 | 26.7461 | 26.184 | 25.5999 | 24.9339 | 24.1531 | 22.8341 | 21.5281 | 19.9757 | 18.4346 | 16.9146 | 15.4277 | 13.9729 | 12.5524 | 11.1652 | 9.8321 | 3.938 | -1.3604 | -5.4836
Iron Acton 132kV | Ryeford 132 33 | DUDBRIDGE 33 11kV S STN | Primary | 11 | 51.7403 | -2.2382 | WPD Best View | Headroom (MW) | N/A | 27.1426 | 26.9358 | 26.5594 | 26.2842 | 26.0371 | 25.7799 | 25.4729 | 25.1087 | 24.6784 | 24.19 | 23.6386 | 23.1044 | 22.5983 | 22.0992 | 21.6196 | 21.1797 | 19.2766 | 17.7915 | 15.9376
Iron Acton 132kV | Ryeford 132 33 | DURSLEY 33 11kV S STN | Primary | 11 | 51.6907 | -2.3478 | Consumer Transformation | Headroom (MW) | Thermal | 12.3049 | 12.1149 | 11.7544 | 11.4225 | 11.1384 | 10.5389 | 9.6432 | 8.7629 | 7.9156 | 6.9895 | 6.0189 | 5.0359 | 4.0779 | 3.1258 | 2.1813 | 1.2428 | -3.7387 | -10.1931 | -16.3206
Iron Acton 132kV | Ryeford 132 33 | DURSLEY 33 11kV S STN | Primary | 11 | 51.6907 | -2.3478 | Leading the Way | Headroom (MW) | Thermal | 12.368 | 12.0662 | 11.8685 | 11.7672 | 11.7391 | 11.5262 | 11.1349 | 10.7695 | 10.3621 | 9.9825 | 9.6094 | 9.2667 | 8.9544 | 8.6397 | 8.3175 | 6.3476 | 3.072 | -0.35747 | -2.2761
Iron Acton 132kV | Ryeford 132 33 | DURSLEY 33 11kV S STN | Primary | 11 | 51.6907 | -2.3478 | Steady Progression | Headroom (MW) | N/A | 12.379 | 12.3186 | 12.1735 | 12.1191 | 12.1159 | 12.035 | 11.9391 | 11.835 | 11.7114 | 11.5629 | 11.3947 | 11.2356 | 11.0882 | 10.9535 | 10.8288 | 10.7246 | 10.4275 | 10.2671 | 9.618
Iron Acton 132kV | Ryeford 132 33 | DURSLEY 33 11kV S STN | Primary | 11 | 51.6907 | -2.3478 | System Transformation | Headroom (MW) | Thermal | 12.3554 | 12.2617 | 12.0414 | 11.894 | 11.7892 | 11.5294 | 11.0917 | 10.6592 | 10.1651 | 9.6724 | 9.1852 | 8.7209 | 8.2723 | 7.8502 | 7.45 | 7.0745 | 5.5266 | 2.6142 | -0.19287
Iron Acton 132kV | Ryeford 132 33 | DURSLEY 33 11kV S STN | Primary | 11 | 51.6907 | -2.3478 | WPD Best View | Headroom (MW) | N/A | 12.379 | 12.3186 | 12.1735 | 12.1191 | 12.1159 | 12.035 | 11.9391 | 11.835 | 11.7114 | 11.5629 | 11.3947 | 11.2356 | 11.0882 | 10.9535 | 10.8288 | 10.7246 | 10.4275 | 10.2671 | 9.618
Iron Acton 132kV | Ryeford 132 33 | NETHERHILLS 33 11kV S STN | Primary | 11 | 51.7621 | -2.3406 | Consumer Transformation | Headroom (MW) | Thermal | 6.3638 | 6.3358 | 6.3194 | 6.2105 | 6.0927 | 5.8924 | 5.5913 | 5.2835 | 4.9685 | 4.6106 | 4.2619 | 3.9318 | 3.6119 | 3.3142 | 3.0334 | 2.7568 | 0.14005 | -2.8197 | -6.9912
Iron Acton 132kV | Ryeford 132 33 | NETHERHILLS 33 11kV S STN | Primary | 11 | 51.7621 | -2.3406 | Leading the Way | Headroom (MW) | Thermal | 6.3877 | 6.3409 | 6.3924 | 6.3603 | 6.3016 | 6.2195 | 6.0673 | 5.8968 | 5.6687 | 5.4497 | 5.3057 | 5.2291 | 5.1952 | 5.1838 | 3.5466 | 1.8857 | -1.1039 | -5.5944 | -8.8812
Iron Acton 132kV | Ryeford 132 33 | NETHERHILLS 33 11kV S STN | Primary | 11 | 51.7621 | -2.3406 | Steady Progression | Headroom (MW) | N/A | 6.3847 | 6.3878 | 6.4298 | 6.436 | 6.4373 | 6.4342 | 6.4346 | 6.4247 | 6.3962 | 6.3662 | 6.3339 | 6.3029 | 6.2863 | 6.2643 | 6.2582 | 6.259 | 6.5283 | 6.7696 | 5.3907
Iron Acton 132kV | Ryeford 132 33 | NETHERHILLS 33 11kV S STN | Primary | 11 | 51.7621 | -2.3406 | System Transformation | Headroom (MW) | Thermal | 6.3771 | 6.3796 | 6.4078 | 6.3785 | 6.3208 | 6.2443 | 6.1134 | 5.9786 | 5.821 | 5.6646 | 5.5208 | 5.3834 | 5.2684 | 5.1692 | 5.0896 | 5.0283 | 3.7032 | 2.0604 | -0.93989
Iron Acton 132kV | Ryeford 132 33 | NETHERHILLS 33 11kV S STN | Primary | 11 | 51.7621 | -2.3406 | WPD Best View | Headroom (MW) | N/A | 6.3847 | 6.3878 | 6.4298 | 6.436 | 6.4373 | 6.4342 | 6.4346 | 6.4247 | 6.3962 | 6.3662 | 6.3339 | 6.3029 | 6.2863 | 6.2643 | 6.2582 | 6.259 | 6.5283 | 6.7696 | 5.3907
Iron Acton 132kV | Ryeford 132 33 | Ryeford 132/33/11kVDUMMY | Primary | 11 | 51.7391 | -2.2725 | Consumer Transformation | Headroom (MW) | N/A | 28.9719 | 28.8421 | 28.5781 | 28.3135 | 27.9635 | 27.4217 | 26.6765 | 25.932 | 25.188 | 24.3777 | 23.5357 | 22.7602 | 21.9159 | 21.0757 | 20.2507 | 19.4249 | 15.1317 | 10.8018 | 6.9593
Iron Acton 132kV | Ryeford 132 33 | Ryeford 132/33/11kVDUMMY | Primary | 11 | 51.7391 | -2.2725 | Leading the Way | Headroom (MW) | N/A | 29.0205 | 29.0052 | 28.9028 | 28.85 | 28.6696 | 28.4358 | 28.0892 | 27.7395 | 27.3254 | 26.9294 | 26.5363 | 26.2774 | 25.9431 | 25.5981 | 25.2493 | 24.8912 | 22.9302 | 20.0052 | 18.4022
Iron Acton 132kV | Ryeford 132 33 | Ryeford 132/33/11kVDUMMY | Primary | 11 | 51.7391 | -2.2725 | Steady Progression | Headroom (MW) | N/A | 28.7121 | 28.6812 | 28.6446 | 28.608 | 28.5772 | 28.5427 | 28.5013 | 28.3763 | 28.2272 | 28.0623 | 27.8758 | 27.7514 | 27.5834 | 27.4232 | 27.2669 | 27.1266 | 26.5067 | 26.0432 | 25.3137
Iron Acton 132kV | Ryeford 132 33 | Ryeford 132/33/11kVDUMMY | Primary | 11 | 51.7391 | -2.2725 | System Transformation | Headroom (MW) | N/A | 29.0117 | 28.965 | 28.8173 | 28.7228 | 28.5227 | 28.2637 | 27.8903 | 27.515 | 27.0819 | 26.6452 | 26.2036 | 25.8503 | 25.4427 | 25.0457 | 24.6603 | 24.2905 | 22.6213 | 20.9885 | 19.7535
Iron Acton 132kV | Ryeford 132 33 | Ryeford 132/33/11kVDUMMY | Primary | 11 | 51.7391 | -2.2725 | WPD Best View | Headroom (MW) | N/A | 29.0279 | 28.9966 | 28.8643 | 28.8197 | 28.7293 | 28.6152 | 28.5068 | 28.3763 | 28.2272 | 28.0623 | 27.8758 | 27.7514 | 27.5834 | 27.4232 | 27.2669 | 27.1266 | 26.5067 | 26.0432 | 25.3137
Ironbridge & Shrewsbury 132kV | Hortonwood 132 11 (GT1) | HORTONWOOD 132 11kV S STN | Primary | 11 | 52.7191 | -2.4889 | Consumer Transformation | Headroom (MW) | N/A | 34.836 | 34.7614 | 34.4624 | 34.2823 | 34.3138 | 34.2099 | 33.8214 | 33.4526 | 33.1022 | 32.7504 | 32.3521 | 31.9556 | 31.5661 | 31.1725 | 30.786 | 30.3887 | 28.2507 | 25.9037 | 23.6246
Ironbridge & Shrewsbury 132kV | Hortonwood 132 11 (GT1) | HORTONWOOD 132 11kV S STN | Primary | 11 | 52.7191 | -2.4889 | Leading the Way | Headroom (MW) | N/A | 34.8744 | 34.858 | 34.6196 | 34.5312 | 34.7393 | 34.857 | 34.6656 | 34.5078 | 34.3265 | 34.192 | 34.0215 | 33.83 | 33.6583 | 33.4796 | 33.3126 | 33.14 | 32.0633 | 32.9231 | 30.399
Ironbridge & Shrewsbury 132kV | Hortonwood 132 11 (GT1) | HORTONWOOD 132 11kV S STN | Primary | 11 | 52.7191 | -2.4889 | Steady Progression | Headroom (MW) | N/A | 34.8519 | 34.8078 | 34.5809 | 34.4833 | 34.5489 | 34.5724 | 34.4735 | 34.3745 | 34.2735 | 34.1748 | 34.057 | 33.9452 | 33.8375 | 33.7378 | 33.6531 | 33.5588 | 33.2344 | 33.0239 | 32.4007
Ironbridge & Shrewsbury 132kV | Hortonwood 132 11 (GT1) | HORTONWOOD 132 11kV S STN | Primary | 11 | 52.7191 | -2.4889 | System Transformation | Headroom (MW) | N/A | 34.8562 | 34.8123 | 34.5587 | 34.4285 | 34.5108 | 34.5284 | 34.2956 | 34.0805 | 33.8448 | 33.6484 | 33.4247 | 33.2117 | 33.0048 | 32.8024 | 32.6279 | 32.4513 | 31.6926 | 30.7616 | 29.7944
Ironbridge & Shrewsbury 132kV | Hortonwood 132 11 (GT1) | HORTONWOOD 132 11kV S STN | Primary | 11 | 52.7191 | -2.4889 | WPD Best View | Headroom (MW) | N/A | 34.8744 | 34.858 | 34.6196 | 34.5312 | 34.7393 | 34.857 | 34.6656 | 34.5078 | 34.3265 | 34.192 | 34.0215 | 33.83 | 33.6583 | 33.4796 | 33.3126 | 33.14 | 32.0633 | 32.9231 | 30.399
Ironbridge & Shrewsbury 132kV | Ironbridge 132 33 | Ironbridge 132 33 | Bulk Supply Point | 33 | 52.6327 | -2.5097 | Consumer Transformation | Headroom (MW) | Thermal | 42.1194 | 41.8312 | 41.0659 | 34.8961 | 34.1334 | 33.1178 | 31.7429 | 30.3687 | 28.0938 | 26.707 | 25.2373 | 23.8395 | 21.6623 | 18.569 | 17.4114 | 16.2238 | 5.9624 | -12.045 | -26.5948
Ironbridge & Shrewsbury 132kV | Ironbridge 132 33 | Ironbridge 132 33 | Bulk Supply Point | 33 | 52.6327 | -2.5097 | Leading the Way | Headroom (MW) | Thermal | 42.2095 | 41.8709 | 41.3394 | 40.8564 | 40.3882 | 39.8759 | 39.1418 | 38.5165 | 37.8097 | 37.2697 | 36.7974 | 35.2696 | 34.0206 | 32.4948 | 29.6533 | 23.6347 | 8.5505 | 2.0254 | -8.0897
Ironbridge & Shrewsbury 132kV | Ironbridge 132 33 | Ironbridge 132 33 | Bulk Supply Point | 33 | 52.6327 | -2.5097 | Steady Progression | Headroom (MW) | N/A | 42.2085 | 42.0411 | 41.4722 | 41.017 | 40.6186 | 40.2327 | 39.8458 | 39.4447 | 38.9891 | 38.5178 | 37.5215 | 36.7721 | 36.405 | 36.0708 | 35.7674 | 35.5174 | 34.1857 | 33.854 | 29.8848
Ironbridge & Shrewsbury 132kV | Ironbridge 132 33 | Ironbridge 132 33 | Bulk Supply Point | 33 | 52.6327 | -2.5097 | System Transformation | Headroom (MW) | N/A | 42.1705 | 41.9735 | 41.3113 | 40.7137 | 40.1184 | 39.4569 | 38.5915 | 37.7123 | 36.7427 | 35.8103 | 34.9291 | 34.0946 | 33.4068 | 32.8018 | 32.2856 | 31.8032 | 28.1125 | 19.8927 | 13.4523
Ironbridge & Shrewsbury 132kV | Ironbridge 132 33 | Ironbridge 132 33 | Bulk Supply Point | 33 | 52.6327 | -2.5097 | WPD Best View | Headroom (MW) | N/A | 42.1876 | 42.0197 | 41.4105 | 40.8563 | 40.2972 | 39.6809 | 38.8701 | 38.0786 | 37.205 | 36.4133 | 35.6843 | 35.0404 | 34.5387 | 34.1046 | 33.7106 | 33.3386 | 26.9222 | 25.0919 | 14.5317
Ironbridge & Shrewsbury 132kV | Ironbridge 132 33 | BROSELEY 33 11kV S STN | Primary | 11 | 52.6106 | -2.4845 | Consumer Transformation | Headroom (MW) | Thermal | 5.5138 | 5.4945 | 5.4292 | 5.3762 | 5.3394 | 5.2707 | 5.1561 | 5.0475 | 4.0265 | 3.9291 | 3.8251 | 3.7397 | 3.6563 | 2.6771 | 2.6406 | 2.609 | -0.47897 | -4.2356 | -10.2984
Ironbridge & Shrewsbury 132kV | Ironbridge 132 33 | BROSELEY 33 11kV S STN | Primary | 11 | 52.6106 | -2.4845 | Leading the Way | Headroom (MW) | Thermal | 5.5233 | 5.4488 | 5.417 | 5.4025 | 5.4058 | 5.4066 | 5.4019 | 5.4084 | 5.4247 | 5.4559 | 5.5285 | 4.6659 | 4.7452 | 4.734 | 3.2162 | 1.6771 | -2.0441 | -7.5935 | -11.7813
Ironbridge & Shrewsbury 132kV | Ironbridge 132 33 | BROSELEY 33 11kV S STN | Primary | 11 | 52.6106 | -2.4845 | Steady Progression | Headroom (MW) | N/A | 5.5323 | 5.51 | 5.4653 | 5.4416 | 5.4316 | 5.4298 | 5.4174 | 5.4209 | 5.4119 | 5.3872 | 5.3877 | 5.3826 | 5.3901 | 5.4192 | 5.4522 | 5.509 | 4.9881 | 5.333 | 3.9369
Ironbridge & Shrewsbury 132kV | Ironbridge 132 33 | BROSELEY 33 11kV S STN | Primary | 11 | 52.6106 | -2.4845 | System Transformation | Headroom (MW) | Thermal | 5.5141 | 5.5043 | 5.4432 | 5.3912 | 5.3549 | 5.3127 | 5.2412 | 5.1655 | 5.0841 | 5.0087 | 4.9755 | 4.9432 | 4.9114 | 4.9299 | 4.9704 | 5.0188 | 3.2277 | 1.8334 | -1.112
Ironbridge & Shrewsbury 132kV | Ironbridge 132 33 | BROSELEY 33 11kV S STN | Primary | 11 | 52.6106 | -2.4845 | WPD Best View | Headroom (MW) | Thermal | 5.5192 | 5.5165 | 5.4663 | 5.4332 | 5.4154 | 5.3937 | 5.3567 | 5.3187 | 5.2866 | 5.2647 | 5.2883 | 5.3176 | 5.3457 | 5.4203 | 5.4935 | 5.5552 | 3.497 | 1.8136 | -1.3714
Ironbridge & Shrewsbury 132kV | Ironbridge 132 33 | EASTHOPE 33 11kV S STN | Primary | 11 | 52.5521 | -2.6368 | Consumer Transformation | Headroom (MW) | Thermal | 1.2856 | 1.2821 | 1.269 | 1.2655 | 1.2602 | 1.2594 | 1.2496 | 1.2447 | 1.2483 | 1.2451 | 1.2387 | 1.2412 | 1.2518 | 0.33356 | 0.36889 | 0.3892 | 0.21458 | -1.1948 | -1.7605
Ironbridge & Shrewsbury 132kV | Ironbridge 132 33 | EASTHOPE 33 11kV S STN | Primary | 11 | 52.5521 | -2.6368 | Leading the Way | Headroom (MW) | Thermal | 1.2871 | 1.2924 | 1.2796 | 1.2876 | 1.2901 | 1.2985 | 1.31 | 1.3257 | 1.3481 | 1.3813 | 1.4114 | 1.4553 | 1.5222 | 1.4558 | 1.5154 | 1.5714 | 0.55604 | 0.19571 | -0.28704
Ironbridge & Shrewsbury 132kV | Ironbridge 132 33 | EASTHOPE 33 11kV S STN | Primary | 11 | 52.5521 | -2.6368 | Steady Progression | Headroom (MW) | N/A | 1.2843 | 1.2847 | 1.2727 | 1.2709 | 1.2629 | 1.2659 | 1.2698 | 1.2783 | 1.2755 | 1.2846 | 1.2823 | 1.2865 | 1.3058 | 1.3193 | 1.3491 | 1.3747 | 1.5765 | 1.7572 | 1.7099
Ironbridge & Shrewsbury 132kV | Ironbridge 132 33 | EASTHOPE 33 11kV S STN | Primary | 11 | 52.5521 | -2.6368 | System Transformation | Headroom (MW) | N/A | 1.2835 | 1.2831 | 1.2618 | 1.2571 | 1.2458 | 1.2356 | 1.2225 | 1.205 | 1.1992 | 1.1891 | 1.1831 | 1.1775 | 1.1982 | 1.2225 | 1.2547 | 1.304 | 1.5448 | 1.529 | 1.3529
Ironbridge & Shrewsbury 132kV | Ironbridge 132 33 | EASTHOPE 33 11kV S STN | Primary | 11 | 52.5521 | -2.6368 | WPD Best View | Headroom (MW) | N/A | 1.2835 | 1.2831 | 1.2618 | 1.2571 | 1.2458 | 1.2356 | 1.2225 | 1.205 | 1.1992 | 1.1891 | 1.1831 | 1.1775 | 1.1982 | 1.2225 | 1.2547 | 1.304 | 1.5448 | 1.529 | 1.3529
Ironbridge & Shrewsbury 132kV | Ironbridge 132 33 | HALESFIELD 33 11kV S STN | Primary | 11 | 52.641 | -2.433 | Consumer Transformation | Headroom (MW) | N/A | 26.3626 | 26.3328 | 26.2353 | 20.7708 | 20.7056 | 20.6343 | 20.5549 | 20.4917 | 20.4149 | 20.3643 | 20.2835 | 20.2129 | 20.1548 | 20.0993 | 20.0544 | 20.0097 | 19.6609 | 19.2122 | 18.4524
Ironbridge & Shrewsbury 132kV | Ironbridge 132 33 | HALESFIELD 33 11kV S STN | Primary | 11 | 52.641 | -2.433 | Leading the Way | Headroom (MW) | N/A | 26.3627 | 26.3302 | 26.2509 | 26.1784 | 26.1163 | 26.0462 | 25.8825 | 25.8224 | 25.7409 | 25.6938 | 25.6157 | 25.5145 | 25.4221 | 25.3242 | 25.282 | 25.239 | 24.9695 | 28.6297 | 28.1826
Ironbridge & Shrewsbury 132kV | Ironbridge 132 33 | HALESFIELD 33 11kV S STN | Primary | 11 | 52.641 | -2.433 | Steady Progression | Headroom (MW) | N/A | 26.3624 | 26.3316 | 26.2199 | 26.1492 | 26.0811 | 26.0105 | 25.9371 | 25.869 | 25.7982 | 25.7369 | 25.1709 | 24.8323 | 24.7739 | 24.7156 | 24.6558 | 24.5967 | 24.3105 | 24.0537 | 23.6833
Ironbridge & Shrewsbury 132kV | Ironbridge 132 33 | HALESFIELD 33 11kV S STN | Primary | 11 | 52.641 | -2.433 | System Transformation | Headroom (MW) | N/A | 26.3625 | 26.3338 | 26.2357 | 26.1667 | 26.1003 | 26.0272 | 25.9575 | 25.8911 | 25.8249 | 25.769 | 25.7032 | 25.6388 | 25.5855 | 25.5355 | 25.4806 | 25.4277 | 25.1908 | 24.929 | 24.3667
Ironbridge & Shrewsbury 132kV | Ironbridge 132 33 | HALESFIELD 33 11kV S STN | Primary | 11 | 52.641 | -2.433 | WPD Best View | Headroom (MW) | N/A | 26.3627 | 26.337 | 26.2575 | 26.1913 | 26.1288 | 26.0581 | 25.9914 | 25.9301 | 25.864 | 25.8143 | 25.7543 | 25.6976 | 25.6565 | 25.6183 | 25.5711 | 25.5241 | 25.3972 | 29.2132 | 28.4531
Ironbridge & Shrewsbury 132kV | Ironbridge 132 33 | LEEBOTWOOD 33 11kV S STN | Primary | 11 | 52.5785 | -2.7663 | Consumer Transformation | Headroom (MW) | Thermal | 4.4828 | 4.452 | 4.3697 | 4.2993 | 4.2473 | 4.1572 | 4.0087 | 3.869 | 3.7412 | 3.607 | 3.461 | 3.3166 | 3.199 | 3.0831 | 2.9661 | 2.857 | 2.0763 | 1.0315 | -0.040559
Ironbridge & Shrewsbury 132kV | Ironbridge 132 33 | LEEBOTWOOD 33 11kV S STN | Primary | 11 | 52.5785 | -2.7663 | Leading the Way | Headroom (MW) | N/A | 4.4982 | 4.4852 | 4.4257 | 4.3981 | 4.3954 | 4.3731 | 4.316 | 4.2822 | 4.2467 | 4.2173 | 4.2004 | 4.2032 | 4.194 | 4.2113 | 4.2226 | 4.2238 | 3.9423 | 3.3975 | 2.7153
Ironbridge & Shrewsbury 132kV | Ironbridge 132 33 | LEEBOTWOOD 33 11kV S STN | Primary | 11 | 52.5785 | -2.7663 | Steady Progression | Headroom (MW) | N/A | 4.4958 | 4.4756 | 4.4244 | 4.3927 | 4.3779 | 4.3608 | 4.3443 | 4.3217 | 4.2895 | 4.265 | 4.2269 | 4.199 | 4.1778 | 4.1755 | 4.1683 | 4.1718 | 4.2974 | 4.4096 | 4.2221
Ironbridge & Shrewsbury 132kV | Ironbridge 132 33 | LEEBOTWOOD 33 11kV S STN | Primary | 11 | 52.5785 | -2.7663 | System Transformation | Headroom (MW) | N/A | 4.494 | 4.4702 | 4.3957 | 4.345 | 4.3117 | 4.2637 | 4.1688 | 4.0857 | 3.9939 | 3.8954 | 3.8132 | 3.7451 | 3.6775 | 3.6331 | 3.605 | 3.5793 | 3.562 | 3.2898 | 2.8925
Ironbridge & Shrewsbury 132kV | Ironbridge 132 33 | LEEBOTWOOD 33 11kV S STN | Primary | 11 | 52.5785 | -2.7663 | WPD Best View | Headroom (MW) | N/A | 4.494 | 4.4702 | 4.3957 | 4.345 | 4.3117 | 4.2637 | 4.1688 | 4.0857 | 3.9939 | 3.8954 | 3.8132 | 3.7451 | 3.6775 | 3.6331 | 3.605 | 3.5793 | 3.562 | 3.2898 | 2.8925
Ironbridge & Shrewsbury 132kV | Ironbridge 132 33 | MADELEY 33 11kV S STN | Primary | 11 | 52.6509 | -2.4532 | Consumer Transformation | Headroom (MW) | Thermal | 13.2061 | 13.0947 | 12.8297 | 12.5827 | 12.3274 | 11.9401 | 11.3795 | 10.8414 | 10.3136 | 9.7432 | 9.1406 | 8.5447 | 7.0418 | 6.4918 | 5.9572 | 5.3993 | 2.2513 | -3.4171 | -3.7441
Ironbridge & Shrewsbury 132kV | Ironbridge 132 33 | MADELEY 33 11kV S STN | Primary | 11 | 52.6509 | -2.4532 | Leading the Way | Headroom (MW) | N/A | 13.2475 | 13.2026 | 13.0313 | 12.9166 | 12.7731 | 12.6137 | 12.3478 | 12.1249 | 11.8477 | 11.6252 | 11.4091 | 11.0367 | 9.988 | 8.9185 | 7.8842 | 6.8486 | 1.2258 | 3.4295 | 2.5902
Ironbridge & Shrewsbury 132kV | Ironbridge 132 33 | MADELEY 33 11kV S STN | Primary | 11 | 52.6509 | -2.4532 | Steady Progression | Headroom (MW) | N/A | 13.2485 | 13.2014 | 13.0435 | 12.9578 | 12.8888 | 12.8122 | 12.7251 | 12.6383 | 12.5326 | 12.4213 | 12.2918 | 12.1722 | 12.0714 | 11.9737 | 11.8876 | 11.8125 | 11.6925 | 11.6898 | 11.0938
Ironbridge & Shrewsbury 132kV | Ironbridge 132 33 | MADELEY 33 11kV S STN | Primary | 11 | 52.6509 | -2.4532 | System Transformation | Headroom (MW) | N/A | 13.2357 | 13.1719 | 12.977 | 12.8407 | 12.6833 | 12.5015 | 12.2186 | 11.9507 | 11.6271 | 11.3237 | 11.0179 | 10.7222 | 10.4476 | 10.2074 | 9.9857 | 9.7734 | 8.9594 | 6.73 | 8.7397
Ironbridge & Shrewsbury 132kV | Ironbridge 132 33 | MADELEY 33 11kV S STN | Primary | 11 | 52.6509 | -2.4532 | WPD Best View | Headroom (MW) | N/A | 13.2462 | 13.1992 | 13.025 | 12.906 | 12.7572 | 12.5906 | 12.3161 | 12.0824 | 11.7916 | 11.553 | 11.3187 | 11.1246 | 10.9428 | 10.7867 | 10.6329 | 10.5096 | 7.2328 | 7.7373 | 6.1483
Ironbridge & Shrewsbury 132kV | Ironbridge 132 33 | STAR ALUMINIUM 33 11kV S STN | Primary | 11 | 52.5213 | -2.4626 | Consumer Transformation | Headroom (MW) | N/A | 12.4552 | 12.3641 | 12.1349 | 11.9585 | 11.7671 | 11.5232 | 11.2391 | 10.898 | 10.5639 | 10.1954 | 9.843 | 9.4907 | 9.2137 | 8.8857 | 8.5664 | 8.251 | 6.503 | 3.3337 | 0.19944
Ironbridge & Shrewsbury 132kV | Ironbridge 132 33 | STAR ALUMINIUM 33 11kV S STN | Primary | 11 | 52.5213 | -2.4626 | Leading the Way | Headroom (MW) | N/A | 12.4757 | 12.2969 | 12.125 | 12.014 | 11.8907 | 11.7647 | 11.674 | 11.498 | 11.2999 | 11.1131 | 10.9783 | 10.8551 | 10.7119 | 10.5058 | 10.2908 | 8.5818 | 6.5661 | 3.1494 | 1.1818
Ironbridge & Shrewsbury 132kV | Ironbridge 132 33 | STAR ALUMINIUM 33 11kV S STN | Primary | 11 | 52.5213 | -2.4626 | Steady Progression | Headroom (MW) | N/A | 12.474 | 12.4259 | 12.2577 | 12.1629 | 12.0794 | 11.9987 | 11.9556 | 11.8684 | 11.7825 | 11.6824 | 11.582 | 11.4865 | 11.4331 | 11.3573 | 11.2889 | 11.2226 | 11.0663 | 10.9462 | 10.49
Ironbridge & Shrewsbury 132kV | Ironbridge 132 33 | STAR ALUMINIUM 33 11kV S STN | Primary | 11 | 52.5213 | -2.4626 | System Transformation | Headroom (MW) | N/A | 12.47 | 12.4086 | 12.2135 | 12.0919 | 11.9579 | 11.8163 | 11.6708 | 11.4797 | 11.2616 | 11.0446 | 10.8438 | 10.658 | 10.5436 | 10.3831 | 10.2393 | 10.1023 | 9.5799 | 7.6534 | 5.6529
Ironbridge & Shrewsbury 132kV | Ironbridge 132 33 | STAR ALUMINIUM 33 11kV S STN | Primary | 11 | 52.5213 | -2.4626 | WPD Best View | Headroom (MW) | N/A | 12.47 | 12.4086 | 12.2135 | 12.0919 | 11.9579 | 11.8163 | 11.6708 | 11.4797 | 11.2616 | 11.0446 | 10.8438 | 10.658 | 10.5436 | 10.3831 | 10.2393 | 10.1023 | 9.5799 | 7.6534 | 5.6529
Ironbridge & Shrewsbury 132kV | Ironbridge 132 33 | WORFIELD 33 11kV S STN | Primary | 11 | 52.5727 | -2.3364 | Consumer Transformation | Headroom (MW) | Thermal | 3.0152 | 3.0129 | 3 | 2.845 | 2.6882 | 2.5348 | 2.3569 | 2.1783 | 1.9872 | 1.8247 | 1.6472 | 1.4955 | 1.3468 | 1.2003 | 1.0596 | 0.91039 | -0.062813 | -2.573 | -5.2012
Ironbridge & Shrewsbury 132kV | Ironbridge 132 33 | WORFIELD 33 11kV S STN | Primary | 11 | 52.5727 | -2.3364 | Leading the Way | Headroom (MW) | Thermal | 3.0167 | 3.0165 | 3.0117 | 2.861 | 2.7187 | 2.5751 | 2.4115 | 2.2568 | 2.1036 | 1.9849 | 1.8557 | 1.7408 | 1.6389 | 1.5472 | 1.4439 | -0.3051 | -2.4633 | -4.9811 | -6.4893
Ironbridge & Shrewsbury 132kV | Ironbridge 132 33 | WORFIELD 33 11kV S STN | Primary | 11 | 52.5727 | -2.3364 | Steady Progression | Headroom (MW) | Thermal | 3.0131 | 3.0136 | 2.9905 | 2.8438 | 2.6988 | 2.5566 | 2.3984 | 2.25 | 2.1007 | 1.9421 | 1.7816 | 1.6148 | 1.4548 | 1.3121 | 1.1673 | 1.032 | 0.45634 | -0.13357 | -1.0494
Ironbridge & Shrewsbury 132kV | Ironbridge 132 33 | WORFIELD 33 11kV S STN | Primary | 11 | 52.5727 | -2.3364 | System Transformation | Headroom (MW) | Thermal | 3.0125 | 3.0035 | 2.9863 | 2.8231 | 2.6663 | 2.5017 | 2.3139 | 2.1364 | 1.9538 | 1.7818 | 1.5942 | 1.4117 | 1.2448 | 1.0922 | 0.95177 | 0.79944 | 0.24972 | -1.87 | -4.2386
Ironbridge & Shrewsbury 132kV | Ironbridge 132 33 | WORFIELD 33 11kV S STN | Primary | 11 | 52.5727 | -2.3364 | WPD Best View | Headroom (MW) | Thermal | 3.0138 | 3.0069 | 2.9926 | 2.8337 | 2.6822 | 2.5248 | 2.3457 | 2.1789 | 2.0099 | 1.854 | 1.6847 | 1.522 | 1.3761 | 1.2424 | 1.1159 | 0.96598 | 0.31036 | -1.9425 | -4.3948
Ironbridge & Shrewsbury 132kV | Ketley 132 33 | Ketley 132 33 | Bulk Supply Point | 33 | 52.6945 | -2.4835 | Consumer Transformation | Headroom (MW) | Thermal | 49.1817 | 48.9093 | 46.0554 | 44.9577 | 43.7872 | 42.2385 | 40.1014 | 38.0052 | 35.8823 | 33.7851 | 31.6011 | 29.3871 | 27.2341 | 23.9764 | 21.701 | 19.3701 | 6.1893 | -8.2221 | -22.8914
Ironbridge & Shrewsbury 132kV | Ketley 132 33 | Ketley 132 33 | Bulk Supply Point | 33 | 52.6945 | -2.4835 | Leading the Way | Headroom (MW) | N/A | 49.3231 | 47.2568 | 46.8181 | 46.0118 | 45.2466 | 43.6019 | 42.4293 | 41.2688 | 40.0298 | 39.0564 | 38.1712 | 37.0837 | 35.9146 | 34.7497 | 33.6411 | 32.7559 | 21.2426 | 11.2525 | 1.3765
Ironbridge & Shrewsbury 132kV | Ketley 132 33 | Ketley 132 33 | Bulk Supply Point | 33 | 52.6945 | -2.4835 | Steady Progression | Headroom (MW) | N/A | 49.273 | 49.2109 | 46.6599 | 44.1779 | 43.7776 | 43.4233 | 43.0097 | 42.5292 | 42.0479 | 41.5728 | 41.0798 | 40.596 | 40.1311 | 39.7307 | 39.3668 | 39.0749 | 38.4214 | 38.1067 | 35.475
Ironbridge & Shrewsbury 132kV | Ketley 132 33 | Ketley 132 33 | Bulk Supply Point | 33 | 52.6945 | -2.4835 | System Transformation | Headroom (MW) | N/A | 49.2535 | 49.1522 | 46.5346 | 45.8987 | 45.133 | 44.1456 | 42.7932 | 41.4436 | 39.9757 | 38.6344 | 37.3055 | 35.9992 | 34.7338 | 33.6012 | 32.5626 | 31.5704 | 29.0142 | 23.6965 | 16.0531
Ironbridge & Shrewsbury 132kV | Ketley 132 33 | Ketley 132 33 | Bulk Supply Point | 33 | 52.6945 | -2.4835 | WPD Best View | Headroom (MW) | N/A | 49.3077 | 47.2245 | 46.758 | 46.1889 | 45.5193 | 43.8352 | 42.6078 | 41.4057 | 40.114 | 39.0326 | 37.9943 | 37.0033 | 36.0176 | 35.1323 | 34.2397 | 33.3229 | 24.077 | 15.969 | 7.8459
Ironbridge & Shrewsbury 132kV | Ketley 132 33 | DONNINGTON 33 11kV S STN | Primary | 11 | 52.7265 | -2.4338 | Consumer Transformation | Headroom (MW) | Thermal | 6.0019 | 5.983 | 5.8929 | 5.8338 | 5.6368 | 5.4229 | 5.1555 | 4.8857 | 4.5827 | 4.3093 | 4.0028 | 3.6925 | 3.4046 | 2.1742 | 1.9126 | 1.6419 | -0.68863 | -2.8158 | -5.2938
Ironbridge & Shrewsbury 132kV | Ketley 132 33 | DONNINGTON 33 11kV S STN | Primary | 11 | 52.7265 | -2.4338 | Leading the Way | Headroom (MW) | Thermal | 6.0129 | 6.0181 | 5.946 | 5.7858 | 5.63 | 5.4529 | 5.2699 | 5.056 | 4.8283 | 4.6285 | 4.4122 | 4.2088 | 4.0067 | 3.8006 | 3.6496 | 3.4867 | 0.057544 | -0.6876 | -3.731
Ironbridge & Shrewsbury 132kV | Ketley 132 33 | DONNINGTON 33 11kV S STN | Primary | 11 | 52.7265 | -2.4338 | Steady Progression | Headroom (MW) | N/A | 6.0057 | 5.9985 | 3.8787 | 3.8481 | 3.8129 | 3.7891 | 3.7682 | 3.7343 | 3.7146 | 3.6843 | 3.6546 | 3.6266 | 3.611 | 3.5915 | 3.5842 | 3.5896 | 3.7038 | 3.8958 | 3.6612
Ironbridge & Shrewsbury 132kV | Ketley 132 33 | DONNINGTON 33 11kV S STN | Primary | 11 | 52.7265 | -2.4338 | System Transformation | Headroom (MW) | N/A | 6.0062 | 5.9982 | 5.9134 | 5.8712 | 5.8174 | 5.6335 | 5.4263 | 5.2091 | 4.9864 | 4.7749 | 4.5485 | 4.3188 | 4.1103 | 3.9012 | 3.7319 | 3.5476 | 3.5773 | 3.35 | 1.6925
Ironbridge & Shrewsbury 132kV | Ketley 132 33 | DONNINGTON 33 11kV S STN | Primary | 11 | 52.7265 | -2.4338 | WPD Best View | Headroom (MW) | Thermal | 6.0116 | 6.0147 | 5.9396 | 5.9085 | 5.8703 | 5.7007 | 5.5134 | 5.3014 | 5.0804 | 4.8756 | 4.6409 | 4.4131 | 4.2078 | 3.9846 | 3.8152 | 3.6406 | 1.1455 | 0.59004 | -1.3993
Ironbridge & Shrewsbury 132kV | Ketley 132 33 | DOTHILL 33 11kV S STN | Primary | 11 | 52.7167 | -2.5343 | Consumer Transformation | Headroom (MW) | Thermal | 4.3108 | 4.1721 | 1.8916 | 1.6355 | 1.3519 | 0.93802 | 0.31717 | -0.28692 | -0.88747 | -1.4896 | -2.042 | -2.658 | -3.3161 | -4.0978 | -4.8625 | -5.6166 | -9.0042 | -12.5507 | -17.117
Ironbridge & Shrewsbury 132kV | Ketley 132 33 | DOTHILL 33 11kV S STN | Primary | 11 | 52.7167 | -2.5343 | Leading the Way | Headroom (MW) | Thermal | 4.3619 | 2.2468 | 2.1325 | 2.0292 | 1.8987 | 1.7661 | 1.499 | 1.2437 | 0.95056 | 0.75263 | 0.66343 | 0.40546 | 0.082045 | -0.24586 | -0.57945 | -0.80766 | -3.4394 | -4.9616 | -6.2733
Ironbridge & Shrewsbury 132kV | Ketley 132 33 | DOTHILL 33 11kV S STN | Primary | 11 | 52.7167 | -2.5343 | Steady Progression | Headroom (MW) | N/A | 4.3658 | 4.3264 | 4.2445 | 2.1432 | 2.0876 | 2.0479 | 1.9898 | 1.9088 | 1.8217 | 1.7546 | 1.7104 | 1.65 | 1.5594 | 1.4816 | 1.4123 | 1.353 | 1.1934 | 1.1562 | 0.78772
Ironbridge & Shrewsbury 132kV | Ketley 132 33 | DOTHILL 33 11kV S STN | Primary | 11 | 52.7167 | -2.5343 | System Transformation | Headroom (MW) | Thermal | 4.354 | 4.2797 | 2.1012 | 1.9705 | 1.8145 | 1.6463 | 1.333 | 1.0273 | 0.66622 | 0.36671 | 0.1401 | -0.11907 | -0.42167 | -0.70941 | -0.96542 | -1.2001 | -2.228 | -3.3609 | -5.6509
Ironbridge & Shrewsbury 132kV | Ketley 132 33 | DOTHILL 33 11kV S STN | Primary | 11 | 52.7167 | -2.5343 | WPD Best View | Headroom (MW) | Thermal | 4.3606 | 2.2435 | 2.1261 | 2.0186 | 1.8829 | 1.7431 | 1.4673 | 1.2012 | 0.89444 | 0.68048 | 0.57296 | 0.4285 | 0.20704 | -0.0064704 | -0.22066 | -0.45129 | -2.9772 | -4.3661 | -5.5943
Ironbridge & Shrewsbury 132kV | Ketley 132 33 | Ketley 132/33/11kVDUMMY | Primary | 11 | 52.6945 | -2.4835 | Consumer Transformation | Headroom (MW) | N/A | 31.289 | 31.2049 | 30.9657 | 30.7475 | 30.5233 | 30.1937 | 29.7584 | 29.3206 | 28.8957 | 28.4339 | 27.9545 | 27.4819 | 27.021 | 26.5678 | 26.1282 | 25.6902 | 23.3271 | 19.5594 | 17.1227
Ironbridge & Shrewsbury 132kV | Ketley 132 33 | Ketley 132/33/11kVDUMMY | Primary | 11 | 52.6945 | -2.4835 | Leading the Way | Headroom (MW) | N/A | 31.3276 | 31.306 | 31.1326 | 31.0102 | 30.877 | 30.7194 | 30.5129 | 30.3251 | 30.1143 | 29.9357 | 29.7532 | 29.6034 | 29.4683 | 29.3311 | 29.1968 | 29.0898 | 26.9105 | 24.6138 | 23.4118
Ironbridge & Shrewsbury 132kV | Ketley 132 33 | Ketley 132/33/11kVDUMMY | Primary | 11 | 52.6945 | -2.4835 | Steady Progression | Headroom (MW) | N/A | 31.3109 | 31.2943 | 31.1475 | 31.0733 | 30.9948 | 30.9226 | 30.8413 | 30.7529 | 30.6513 | 30.5346 | 30.4225 | 30.3129 | 30.2114 | 30.1138 | 30.0334 | 29.9587 | 29.7619 | 29.6356 | 29.1255
Ironbridge & Shrewsbury 132kV | Ketley 132 33 | Ketley 132/33/11kVDUMMY | Primary | 11 | 52.6945 | -2.4835 | System Transformation | Headroom (MW) | N/A | 31.3081 | 31.28 | 31.1097 | 30.9824 | 30.8496 | 30.6847 | 30.4572 | 30.2307 | 29.9621 | 29.7068 | 29.4453 | 29.2082 | 28.983 | 28.7681 | 28.5726 | 28.3924 | 27.6464 | 25.5874 | 24.731
Ironbridge & Shrewsbury 132kV | Ketley 132 33 | Ketley 132/33/11kVDUMMY | Primary | 11 | 52.6945 | -2.4835 | WPD Best View | Headroom (MW) | N/A | 31.3276 | 31.306 | 31.1326 | 31.0102 | 30.877 | 30.7194 | 30.5129 | 30.3251 | 30.1143 | 29.9357 | 29.7532 | 29.6034 | 29.4683 | 29.3311 | 29.1968 | 29.0898 | 26.9105 | 24.6138 | 23.4118
Ironbridge & Shrewsbury 132kV | Ketley 132 33 | NEWPORT 33 11kV S STN | Primary | 11 | 52.765 | -2.3948 | Consumer Transformation | Headroom (MW) | N/A | 8.3266 | 8.2978 | 8.1859 | 7.9705 | 7.7687 | 7.5368 | 7.224 | 6.9354 | 6.647 | 6.3992 | 6.1094 | 5.8178 | 5.5746 | 5.3925 | 5.176 | 4.93 | 3.707 | 2.3376 | 0.81042
Ironbridge & Shrewsbury 132kV | Ketley 132 33 | NEWPORT 33 11kV S STN | Primary | 11 | 52.765 | -2.3948 | Leading the Way | Headroom (MW) | N/A | 8.34 | 8.3355 | 8.2596 | 8.1021 | 7.938 | 7.7854 | 7.5922 | 7.4114 | 7.2397 | 7.1598 | 7.0535 | 6.9619 | 6.8994 | 6.9154 | 6.8574 | 6.7789 | 5.7144 | 4.8356 | 3.6355
Ironbridge & Shrewsbury 132kV | Ketley 132 33 | NEWPORT 33 11kV S STN | Primary | 11 | 52.765 | -2.3948 | Steady Progression | Headroom (MW) | N/A | 8.3378 | 8.3207 | 8.2362 | 8.2039 | 8.1678 | 8.1501 | 8.1251 | 8.0979 | 8.0692 | 8.0613 | 8.0292 | 8.0062 | 7.9943 | 8.0348 | 8.0511 | 8.0941 | 8.4895 | 8.947 | 8.7039
Ironbridge & Shrewsbury 132kV | Ketley 132 33 | NEWPORT 33 11kV S STN | Primary | 11 | 52.765 | -2.3948 | System Transformation | Headroom (MW) | N/A | 8.3285 | 8.3084 | 8.2127 | 8.1576 | 7.9622 | 7.7605 | 7.5128 | 7.2698 | 7.0148 | 6.8118 | 6.5678 | 6.3444 | 6.144 | 6.0173 | 5.8745 | 5.738 | 5.8992 | 5.6977 | 5.0435
Ironbridge & Shrewsbury 132kV | Ketley 132 33 | NEWPORT 33 11kV S STN | Primary | 11 | 52.765 | -2.3948 | WPD Best View | Headroom (MW) | N/A | 8.3375 | 8.3287 | 8.2473 | 8.2139 | 8.0441 | 7.8803 | 7.6723 | 7.4906 | 7.309 | 7.2035 | 7.0545 | 6.9175 | 6.8038 | 6.7724 | 6.6789 | 6.5724 | 6.3221 | 5.7817 | 4.8008
Ironbridge & Shrewsbury 132kV | Ketley 132 33 | SHIFNAL 33 11kV S STN | Primary | 11 | 52.6656 | -2.3783 | Consumer Transformation | Headroom (MW) | N/A | 8.5394 | 8.5251 | 8.5551 | 8.359 | 8.2223 | 8.0521 | 7.7918 | 7.5403 | 7.2835 | 7.0449 | 6.786 | 6.5446 | 6.3247 | 6.1067 | 5.8976 | 5.6666 | 4.2496 | 2.3893 | 0.41278
Ironbridge & Shrewsbury 132kV | Ketley 132 33 | SHIFNAL 33 11kV S STN | Primary | 11 | 52.6656 | -2.3783 | Leading the Way | Headroom (MW) | N/A | 8.5502 | 8.5535 | 8.642 | 8.4785 | 8.384 | 8.2828 | 8.105 | 7.94 | 7.7624 | 7.6212 | 7.4937 | 7.369 | 7.1799 | 6.9161 | 6.7432 | 6.5677 | 5.4347 | 3.0583 | 1.2561
Ironbridge & Shrewsbury 132kV | Ketley 132 33 | SHIFNAL 33 11kV S STN | Primary | 11 | 52.6656 | -2.3783 | Steady Progression | Headroom (MW) | N/A | 8.5366 | 8.539 | 8.5639 | 8.4157 | 8.2964 | 8.1863 | 8.0442 | 7.8917 | 7.7383 | 7.5751 | 7.408 | 7.2384 | 7.0873 | 6.9353 | 6.7918 | 6.6619 | 6.0835 | 5.3829 | 4.6945
Ironbridge & Shrewsbury 132kV | Ketley 132 33 | SHIFNAL 33 11kV S STN | Primary | 11 | 52.6656 | -2.3783 | System Transformation | Headroom (MW) | N/A | 8.5386 | 8.5312 | 8.5713 | 8.3921 | 8.2705 | 8.1203 | 7.9102 | 7.6967 | 7.4742 | 7.2593 | 7.0411 | 6.8268 | 6.6297 | 6.4523 | 6.291 | 6.1289 | 5.5294 | 4.4994 | 3.1679
Ironbridge & Shrewsbury 132kV | Ketley 132 33 | SHIFNAL 33 11kV S STN | Primary | 11 | 52.6656 | -2.3783 | WPD Best View | Headroom (MW) | N/A | 8.5412 | 8.5379 | 8.6132 | 8.4422 | 8.342 | 8.2195 | 8.0233 | 7.8374 | 7.6374 | 7.451 | 7.268 | 7.0884 | 6.9283 | 6.7834 | 6.6455 | 6.483 | 5.6554 | 4.3572 | 2.8583
Ironbridge & Shrewsbury 132kV | Ketley 132 33 | SNEDSHILL 33 11kV S STN | Primary | 11 | 52.6889 | -2.442 | Consumer Transformation | Headroom (MW) | N/A | 16.0321 | 15.9704 | 15.8794 | 15.7688 | 15.6701 | 15.5222 | 15.3044 | 15.0826 | 14.8328 | 14.5719 | 14.2949 | 14.0057 | 13.6997 | 13.2205 | 12.7472 | 12.2737 | 9.82 | 8.5442 | 7.4633
Ironbridge & Shrewsbury 132kV | Ketley 132 33 | SNEDSHILL 33 11kV S STN | Primary | 11 | 52.6889 | -2.442 | Leading the Way | Headroom (MW) | N/A | 15.9328 | 15.887 | 15.8173 | 15.743 | 15.673 | 14.8794 | 14.7497 | 14.6093 | 14.4359 | 14.2557 | 14.0855 | 13.7388 | 13.3814 | 13.0276 | 12.6647 | 12.499 | 11.5905 | 9.9943 | 9.4658
Ironbridge & Shrewsbury 132kV | Ketley 132 33 | SNEDSHILL 33 11kV S STN | Primary | 11 | 52.6889 | -2.442 | Steady Progression | Headroom (MW) | N/A | 13.2714 | 13.2558 | 13.2395 | 13.2184 | 13.2062 | 13.1872 | 13.1701 | 13.1445 | 13.1166 | 13.0916 | 13.0584 | 13.023 | 12.9855 | 12.9391 | 12.895 | 12.8477 | 12.5983 | 12.4048 | 12.2042
Ironbridge & Shrewsbury 132kV | Ketley 132 33 | SNEDSHILL 33 11kV S STN | Primary | 11 | 52.6889 | -2.442 | System Transformation | Headroom (MW) | N/A | 15.4868 | 15.4593 | 15.4183 | 15.3751 | 15.3263 | 15.2791 | 15.1928 | 15.1115 | 15.0116 | 14.9107 | 14.8106 | 14.7054 | 14.5951 | 14.482 | 14.3602 | 14.2441 | 13.6774 | 13.2311 | 12.9204
Ironbridge & Shrewsbury 132kV | Ketley 132 33 | SNEDSHILL 33 11kV S STN | Primary | 11 | 52.6889 | -2.442 | WPD Best View | Headroom (MW) | N/A | 15.2453 | 15.2015 | 15.1348 | 15.0636 | 14.9966 | 14.2373 | 14.1132 | 13.9789 | 13.813 | 13.6405 | 13.4776 | 13.3171 | 13.1468 | 12.9826 | 12.8088 | 12.6546 | 11.8031 | 10.3129 | 9.8405
Ironbridge & Shrewsbury 132kV | Shrewsbury 132 33 | Shrewsbury 132 33 | Bulk Supply Point | 33 | 52.7099 | -2.6925 | Consumer Transformation | Headroom (MW) | Thermal | -33.0816 | -34.3133 | -36.613 | -39.2973 | -42.0893 | -46.2884 | -52.4168 | -58.4872 | -64.5205 | -73.8039 | -82.4677 | -90.5601 | -97.6281 | -104.7533 | -112.5699 | -120.0207 | -163.3072 | -204.4644 | -248.3536
Ironbridge & Shrewsbury 132kV | Shrewsbury 132 33 | Shrewsbury 132 33 | Bulk Supply Point | 33 | 52.7099 | -2.6925 | Leading the Way | Headroom (MW) | Thermal | -32.7524 | -33.1862 | -34.4548 | -35.7055 | -37.0668 | -38.7806 | -41.7051 | -47.1145 | -50.3418 | -53.4291 | -56.7453 | -60.1635 | -64.6224 | -69.1979 | -75.9314 | -87.938 | -119.356 | -147.9247 | -160.7493
Ironbridge & Shrewsbury 132kV | Shrewsbury 132 33 | Shrewsbury 132 33 | Bulk Supply Point | 33 | 52.7099 | -2.6925 | Steady Progression | Headroom (MW) | Thermal | -32.6819 | -33.0412 | -35.987 | -36.5289 | -36.9906 | -37.5164 | -38.1568 | -38.9621 | -39.8454 | -41.0245 | -42.2073 | -46.6195 | -48.7303 | -50.9462 | -53.0903 | -55.05 | -62.9528 | -64.8593 | -69.3451
Ironbridge & Shrewsbury 132kV | Shrewsbury 132 33 | Shrewsbury 132 33 | Bulk Supply Point | 33 | 52.7099 | -2.6925 | System Transformation | Headroom (MW) | Thermal | -32.8078 | -33.3481 | -34.7568 | -36.0643 | -37.6641 | -39.6132 | -42.7821 | -45.9436 | -49.5742 | -55.726 | -59.2942 | -62.7002 | -66.1591 | -70.1374 | -74.0401 | -77.8354 | -95.4752 | -112.054 | -120.8731
Ironbridge & Shrewsbury 132kV | Shrewsbury 132 33 | Shrewsbury 132 33 | Bulk Supply Point | 33 | 52.7099 | -2.6925 | WPD Best View | Headroom (MW) | Thermal | -32.7991 | -33.3267 | -34.722 | -36.0103 | -37.5866 | -39.5056 | -42.6411 | -45.7675 | -49.3569 | -55.4569 | -58.9827 | -62.3002 | -65.5144 | -68.639 | -71.6198 | -77.0997 | -92.0887 | -110.1431 | -122.1553
Ironbridge & Shrewsbury 132kV | Shrewsbury 132 33 | BAYSTON HILL 33 11kV S STN | Primary | 11 | 52.6764 | -2.7615 | Consumer Transformation | Headroom (MW) | Thermal | 13.2862 | 13.0704 | 12.6887 | 12.2896 | 11.8599 | 11.239 | 10.342 | 9.4489 | 8.5777 | 5.0641 | 4.0789 | 3.0722 | 2.0768 | 0.96753 | -0.012781 | -1.0886 | -6.0526 | -10.9297 | -16.3619
Ironbridge & Shrewsbury 132kV | Shrewsbury 132 33 | BAYSTON HILL 33 11kV S STN | Primary | 11 | 52.6764 | -2.7615 | Leading the Way | Headroom (MW) | Thermal | 13.353 | 13.2445 | 13.0153 | 12.8342 | 12.6183 | 12.3712 | 11.9516 | 8.9881 | 8.5273 | 8.0813 | 7.6529 | 7.1094 | 6.5934 | 6.078 | 5.5468 | 5.1547 | 3.0523 | -0.18789 | -1.8032
Ironbridge & Shrewsbury 132kV | Shrewsbury 132 33 | BAYSTON HILL 33 11kV S STN | Primary | 11 | 52.6764 | -2.7615 | Steady Progression | Headroom (MW) | N/A | 13.3605 | 13.2853 | 13.1022 | 12.9898 | 12.884 | 12.7741 | 12.6531 | 12.5079 | 12.3475 | 12.1684 | 11.9614 | 9.2103 | 9.023 | 8.8514 | 8.686 | 8.5302 | 7.9125 | 7.4162 | 6.7461
Ironbridge & Shrewsbury 132kV | Shrewsbury 132 33 | BAYSTON HILL 33 11kV S STN | Primary | 11 | 52.6764 | -2.7615 | System Transformation | Headroom (MW) | Thermal | 13.3438 | 13.2243 | 12.971 | 12.7638 | 12.5171 | 12.2294 | 11.7715 | 11.3134 | 10.7805 | 7.689 | 7.1686 | 6.6686 | 6.1869 | 5.7171 | 5.256 | 4.8305 | 2.9508 | 1.1893 | -0.24001
Ironbridge & Shrewsbury 132kV | Shrewsbury 132 33 | BAYSTON HILL 33 11kV S STN | Primary | 11 | 52.6764 | -2.7615 | WPD Best View | Headroom (MW) | Thermal | 13.3438 | 13.2243 | 12.971 | 12.7638 | 12.5171 | 12.2294 | 11.7715 | 11.3134 | 10.7805 | 7.689 | 7.1686 | 6.6686 | 6.1869 | 5.7171 | 5.256 | 4.8305 | 2.9508 | 1.1893 | -0.24001
Ironbridge & Shrewsbury 132kV | Shrewsbury 132 33 | BERRINGTON 33 11kV S STN | Primary | 11 | 52.6659 | -2.6851 | Consumer Transformation | Headroom (MW) | Thermal | 1.2065 | 1.1922 | 1.1683 | 1.0082 | 0.84114 | 0.66208 | 0.44421 | 0.22327 | -0.002368 | -0.21804 | -0.44593 | -0.66892 | -0.87592 | -1.0891 | -1.3003 | -1.5162 | -2.7428 | -4.5378 | -6.378
Ironbridge & Shrewsbury 132kV | Shrewsbury 132 33 | BERRINGTON 33 11kV S STN | Primary | 11 | 52.6659 | -2.6851 | Leading the Way | Headroom (MW) | Thermal | 1.2107 | 1.2107 | 1.1958 | 1.0537 | 0.90453 | 0.75898 | 0.59541 | 0.41088 | 0.24061 | 0.081366 | -0.086173 | -0.234 | -0.38277 | -0.52943 | -0.67832 | -2.4575 | -4.6747 | -8.2883 | -10.7685
Ironbridge & Shrewsbury 132kV | Shrewsbury 132 33 | BERRINGTON 33 11kV S STN | Primary | 11 | 52.6659 | -2.6851 | Steady Progression | Headroom (MW) | N/A | 1.2099 | 1.2076 | 1.198 | 1.1869 | 1.1862 | 1.1877 | 1.1896 | 1.1823 | 1.1864 | 1.0342 | 1.033 | 0.8744 | 0.7237 | 0.57337 | 0.43465 | 0.28871 | 0.28304 | 0.41897 | 0.35624
Ironbridge & Shrewsbury 132kV | Shrewsbury 132 33 | BERRINGTON 33 11kV S STN | Primary | 11 | 52.6659 | -2.6851 | System Transformation | Headroom (MW) | Thermal | 1.2078 | 1.2026 | 1.1798 | 1.0344 | 0.87712 | 0.7177 | 0.53524 | 0.34527 | 0.1608 | -0.030414 | -0.22926 | -0.41855 | -0.6048 | -0.78787 | -0.95971 | -1.1331 | -1.6925 | -3.0075 | -4.4593
Ironbridge & Shrewsbury 132kV | Shrewsbury 132 33 | BERRINGTON 33 11kV S STN | Primary | 11 | 52.6659 | -2.6851 | WPD Best View | Headroom (MW) | Thermal | 1.2078 | 1.2026 | 1.1798 | 1.0344 | 0.87712 | 0.7177 | 0.53524 | 0.34527 | 0.1608 | -0.030414 | -0.22926 | -0.41855 | -0.6048 | -0.78787 | -0.95971 | -1.1331 | -1.6925 | -3.0075 | -4.4593
Ironbridge & Shrewsbury 132kV | Shrewsbury 132 33 | HARLESCOTT 33 11kV S STN | Primary | 11 | 52.7388 | -2.7285 | Consumer Transformation | Headroom (MW) | Thermal | 8.5346 | 8.4746 | 8.366 | 8.2614 | 8.1516 | 8.0023 | 7.7697 | 7.5475 | 7.3215 | 7.0859 | 5.9031 | 5.6386 | 5.3784 | 5.122 | 4.8852 | 4.6386 | 2.1484 | -1.7269 | -4.6366
Ironbridge & Shrewsbury 132kV | Shrewsbury 132 33 | HARLESCOTT 33 11kV S STN | Primary | 11 | 52.7388 | -2.7285 | Leading the Way | Headroom (MW) | Thermal | 8.5465 | 8.5199 | 8.4503 | 8.3943 | 8.3429 | 8.2783 | 8.1798 | 8.0857 | 7.9741 | 7.8818 | 7.7742 | 7.6763 | 7.4544 | 7.2333 | 6.088 | 4.3709 | 2.4242 | -1.7693 | -3.7835
Ironbridge & Shrewsbury 132kV | Shrewsbury 132 33 | HARLESCOTT 33 11kV S STN | Primary | 11 | 52.7388 | -2.7285 | Steady Progression | Headroom (MW) | N/A | 8.5521 | 8.5289 | 8.4665 | 8.4385 | 8.4023 | 8.3675 | 8.3341 | 8.2931 | 8.254 | 8.2043 | 8.1476 | 8.0963 | 8.0584 | 8.0138 | 7.9749 | 7.9367 | 7.8018 | 7.7147 | 7.4694
Ironbridge & Shrewsbury 132kV | Shrewsbury 132 33 | HARLESCOTT 33 11kV S STN | Primary | 11 | 52.7388 | -2.7285 | System Transformation | Headroom (MW) | N/A | 8.5433 | 8.514 | 8.4416 | 8.3807 | 8.3143 | 8.2352 | 8.1208 | 8.0036 | 7.8702 | 7.7424 | 7.6099 | 7.4918 | 7.3738 | 7.2679 | 7.1619 | 7.0661 | 6.6382 | 4.9209 | 2.2643
Ironbridge & Shrewsbury 132kV | Shrewsbury 132 33 | HARLESCOTT 33 11kV S STN | Primary | 11 | 52.7388 | -2.7285 | WPD Best View | Headroom (MW) | N/A | 8.5433 | 8.514 | 8.4416 | 8.3807 | 8.3143 | 8.2352 | 8.1208 | 8.0036 | 7.8702 | 7.7424 | 7.6099 | 7.4918 | 7.3738 | 7.2679 | 7.1619 | 7.0661 | 6.6382 | 4.9209 | 2.2643
Ironbridge & Shrewsbury 132kV | Shrewsbury 132 33 | LEATON 33 11kV S STN | Primary | 11 | 52.7026 | -2.5751 | Consumer Transformation | Headroom (MW) | Thermal | 3.2929 | 3.2592 | 3.1786 | 2.9555 | 2.7338 | 2.4613 | 2.1025 | 1.7417 | 1.3565 | 0.99031 | 0.5713 | -0.74687 | -1.1218 | -1.5016 | -1.849 | -2.1922 | -5.1258 | -10.2989 | -15.7767
Ironbridge & Shrewsbury 132kV | Shrewsbury 132 33 | LEATON 33 11kV S STN | Primary | 11 | 52.7026 | -2.5751 | Leading the Way | Headroom (MW) | Thermal | 3.3194 | 3.3 | 3.2571 | 3.0974 | 2.927 | 2.7396 | 2.5098 | 2.2669 | 2.0082 | 1.7514 | 1.5039 | 1.3308 | 1.1525 | 0.97877 | 0.81957 | -3.5476 | -7.3641 | -10.9663 | -15.3557
Ironbridge & Shrewsbury 132kV | Shrewsbury 132 33 | LEATON 33 11kV S STN | Primary | 11 | 52.7026 | -2.5751 | Steady Progression | Headroom (MW) | N/A | 3.3167 | 3.3019 | 3.2664 | 3.2487 | 3.2346 | 3.2331 | 3.2144 | 3.1984 | 3.1844 | 3.1607 | 3.1258 | 3.1137 | 3.0976 | 2.9493 | 2.8083 | 2.8199 | 3.0481 | 3.239 | 3.0487
Ironbridge & Shrewsbury 132kV | Shrewsbury 132 33 | LEATON 33 11kV S STN | Primary | 11 | 52.7026 | -2.5751 | System Transformation | Headroom (MW) | Thermal | 3.3129 | 3.2834 | 3.2284 | 3.1851 | 2.9998 | 2.8014 | 2.5484 | 2.3009 | 2.0344 | 1.7664 | 1.4932 | 1.2565 | 1.0129 | 0.78765 | 0.57479 | 0.37163 | -0.10074 | -2.9032 | -5.9324
Ironbridge & Shrewsbury 132kV | Shrewsbury 132 33 | LEATON 33 11kV S STN | Primary | 11 | 52.7026 | -2.5751 | WPD Best View | Headroom (MW) | Thermal | 3.3162 | 3.2912 | 3.2396 | 3.2 | 3.0169 | 2.8209 | 2.5672 | 2.3131 | 2.0349 | 1.7526 | 1.4553 | 1.2348 | 1.0128 | 0.80777 | 0.62144 | -2.1317 | -4.1269 | -7.2715 | -11.5201
Ironbridge & Shrewsbury 132kV | Shrewsbury 132 33 | MALEHURST 33 11kV S STN | Primary | 11 | 52.6503 | -2.9104 | Consumer Transformation | Headroom (MW) | Thermal | 7.3621 | 7.2751 | 7.1182 | 6.9583 | 6.7981 | 6.5473 | 6.1787 | 5.8188 | 5.4657 | 5.0852 | 4.6851 | 4.2891 | 3.8888 | 3.4984 | 3.1146 | 2.7372 | 0.72456 | -1.4505 | -3.5705
Ironbridge & Shrewsbury 132kV | Shrewsbury 132 33 | MALEHURST 33 11kV S STN | Primary | 11 | 52.6503 | -2.9104 | Leading the Way | Headroom (MW) | N/A | 7.3901 | 7.3512 | 7.2573 | 7.1913 | 7.1247 | 7.0277 | 6.8704 | 6.7181 | 6.5507 | 6.3803 | 6.2265 | 6.0869 | 5.9483 | 5.8196 | 5.6823 | 5.5414 | 4.6661 | 3.7105 | 2.8051
Ironbridge & Shrewsbury 132kV | Shrewsbury 132 33 | MALEHURST 33 11kV S STN | Primary | 11 | 52.6503 | -2.9104 | Steady Progression | Headroom (MW) | N/A | 7.4004 | 7.3657 | 5.2388 | 5.1914 | 5.1565 | 5.1142 | 5.0765 | 5.0235 | 4.9614 | 4.8936 | 4.809 | 4.7396 | 4.6771 | 4.6118 | 4.5611 | 4.5158 | 4.4179 | 4.3023 | 4.0053
Ironbridge & Shrewsbury 132kV | Shrewsbury 132 33 | MALEHURST 33 11kV S STN | Primary | 11 | 52.6503 | -2.9104 | System Transformation | Headroom (MW) | N/A | 7.3853 | 7.3389 | 7.233 | 7.1456 | 7.0543 | 6.938 | 6.7542 | 6.5649 | 6.3433 | 6.1208 | 5.9126 | 5.7166 | 5.5289 | 5.3499 | 5.1852 | 5.0311 | 4.4387 | 3.7166 | 3.0283
Ironbridge & Shrewsbury 132kV | Shrewsbury 132 33 | MALEHURST 33 11kV S STN | Primary | 11 | 52.6503 | -2.9104 | WPD Best View | Headroom (MW) | N/A | 7.3853 | 7.3389 | 7.233 | 7.1456 | 7.0543 | 6.938 | 6.7542 | 6.5649 | 6.3433 | 6.1208 | 5.9126 | 5.7166 | 5.5289 | 5.3499 | 5.1852 | 5.0311 | 4.4387 | 3.7166 | 3.0283
Ironbridge & Shrewsbury 132kV | Shrewsbury 132 33 | PRIESTWESTON 33 11kV S STN | Primary | 11 | 52.5762 | -3.0467 | Consumer Transformation | Headroom (MW) | Thermal | 2.4281 | 2.4084 | 2.3548 | 2.3001 | 2.2623 | 2.1873 | 2.0784 | 1.9776 | 1.8751 | 1.7736 | 1.6737 | 1.5818 | 1.4886 | 1.4159 | 1.3369 | 1.2613 | 0.62635 | -0.3637 | -1.4385
Ironbridge & Shrewsbury 132kV | Shrewsbury 132 33 | PRIESTWESTON 33 11kV S STN | Primary | 11 | 52.5762 | -3.0467 | Leading the Way | Headroom (MW) | Thermal | 2.4358 | 2.4346 | 2.4021 | 2.386 | 2.374 | 2.3587 | 2.3212 | 2.2993 | 2.2775 | 2.2818 | 2.2896 | 2.3089 | 2.3478 | 2.3794 | 2.4102 | 2.4197 | 2.154 | 0.31531 | -0.27869
Ironbridge & Shrewsbury 132kV | Shrewsbury 132 33 | PRIESTWESTON 33 11kV S STN | Primary | 11 | 52.5762 | -3.0467 | Steady Progression | Headroom (MW) | N/A | 2.4333 | 2.4284 | 2.4033 | 2.3938 | 2.3782 | 2.3748 | 2.3673 | 2.3547 | 2.3521 | 2.3325 | 2.3267 | 2.3101 | 2.3107 | 2.3123 | 2.3365 | 2.3559 | 2.5963 | 2.8197 | 2.6682
Ironbridge & Shrewsbury 132kV | Shrewsbury 132 33 | PRIESTWESTON 33 11kV S STN | Primary | 11 | 52.5762 | -3.0467 | System Transformation | Headroom (MW) | N/A | 2.4305 | 2.4212 | 2.3789 | 2.3482 | 2.3146 | 2.2721 | 2.204 | 2.1398 | 2.0614 | 1.997 | 1.9449 | 1.8931 | 1.8656 | 1.8443 | 1.8452 | 1.8601 | 1.9853 | 1.7856 | 1.3364
Ironbridge & Shrewsbury 132kV | Shrewsbury 132 33 | PRIESTWESTON 33 11kV S STN | Primary | 11 | 52.5762 | -3.0467 | WPD Best View | Headroom (MW) | N/A | 2.4335 | 2.428 | 2.3898 | 2.3661 | 2.3433 | 2.3141 | 2.2628 | 2.2187 | 2.166 | 2.1356 | 2.1133 | 2.0942 | 2.1005 | 2.1063 | 2.1222 | 2.1352 | 2.0727 | 1.6641 | 1.2221
Ironbridge & Shrewsbury 132kV | Shrewsbury 132 33 | ROUSHILL 33 11kV S STN | Primary | 11 | 52.7096 | -2.7534 | Consumer Transformation | Headroom (MW) | Thermal | 13.8506 | 13.6182 | 13.166 | 12.664 | 12.1097 | 11.3081 | 10.1292 | 8.9619 | 7.8036 | 6.5348 | 5.225 | 3.884 | 2.5586 | 1.2368 | -0.090781 | -1.3832 | -7.8799 | -14.1234 | -19.8955
Ironbridge & Shrewsbury 132kV | Shrewsbury 132 33 | ROUSHILL 33 11kV S STN | Primary | 11 | 52.7096 | -2.7534 | Leading the Way | Headroom (MW) | N/A | 13.8511 | 13.8213 | 13.5901 | 13.3586 | 13.0784 | 12.7786 | 12.2363 | 11.7104 | 11.109 | 10.5053 | 9.9323 | 9.3749 | 8.8342 | 8.285 | 7.7363 | 7.1775 | 4.5966 | 2.2247 | 0.010517
Ironbridge & Shrewsbury 132kV | Shrewsbury 132 33 | ROUSHILL 33 11kV S STN | Primary | 11 | 52.7096 | -2.7534 | Steady Progression | Headroom (MW) | N/A | 11.7785 | 11.717 | 11.6551 | 11.5932 | 11.5307 | 11.4698 | 11.388 | 11.2791 | 11.1556 | 11.0115 | 10.8486 | 10.6855 | 10.5164 | 10.3534 | 10.1907 | 10.0318 | 9.2096 | 8.4846 | 7.8582
Ironbridge & Shrewsbury 132kV | Shrewsbury 132 33 | ROUSHILL 33 11kV S STN | Primary | 11 | 52.7096 | -2.7534 | System Transformation | Headroom (MW) | N/A | 13.7237 | 13.6059 | 13.4502 | 13.2569 | 12.9998 | 12.6614 | 12.0786 | 11.5002 | 10.8225 | 10.1479 | 9.4842 | 8.8458 | 8.2268 | 7.6151 | 7.0287 | 6.4587 | 4.1552 | 2.1613 | 0.53902
Ironbridge & Shrewsbury 132kV | Shrewsbury 132 33 | ROUSHILL 33 11kV S STN | Primary | 11 | 52.7096 | -2.7534 | WPD Best View | Headroom (MW) | N/A | 13.5127 | 13.3967 | 13.2433 | 13.053 | 12.8182 | 12.5567 | 12.0756 | 11.5002 | 10.8225 | 10.1479 | 9.4842 | 8.8458 | 8.2268 | 7.6151 | 7.0287 | 6.4587 | 4.1552 | 2.1613 | 0.53902
Ironbridge & Shrewsbury 132kV | Shrewsbury 132 33 | ROWTON 33 11kV S STN | Primary | 11 | 52.7012 | -2.9411 | Consumer Transformation | Headroom (MW) | Thermal | 0.35153 | 0.33632 | 0.29707 | 0.26482 | 0.23845 | 0.18853 | 0.11503 | 0.04191 | -0.027009 | -0.095377 | -1.1091 | -1.1923 | -1.2587 | -1.3197 | -1.3619 | -1.4172 | -2.999 | -3.9736 | -7.1837
Ironbridge & Shrewsbury 132kV | Shrewsbury 132 33 | ROWTON 33 11kV S STN | Primary | 11 | 52.7012 | -2.9411 | Leading the Way | Headroom (MW) | Thermal | 0.3638 | 0.35472 | 0.33207 | 0.32705 | 0.31996 | 0.31732 | 0.29109 | 0.28559 | 0.27331 | 0.27817 | 0.27855 | 0.29268 | 0.31269 | 0.21348 | 0.13038 | -0.79228 | -2.3203 | -2.9496 | -4.5827
Ironbridge & Shrewsbury 132kV | Shrewsbury 132 33 | ROWTON 33 11kV S STN | Primary | 11 | 52.7012 | -2.9411 | Steady Progression | Headroom (MW) | N/A | 0.36266 | 0.35039 | 0.33212 | 0.32521 | 0.31262 | 0.31117 | 0.30621 | 0.30794 | 0.29754 | 0.28687 | 0.27544 | 0.27087 | 0.27113 | 0.27723 | 0.28894 | 0.30934 | 0.47756 | 0.65841 | 0.5454
Ironbridge & Shrewsbury 132kV | Shrewsbury 132 33 | ROWTON 33 11kV S STN | Primary | 11 | 52.7012 | -2.9411 | System Transformation | Headroom (MW) | Thermal | 0.36031 | 0.34515 | 0.31289 | 0.29023 | 0.26685 | 0.24313 | 0.19468 | 0.15382 | 0.10528 | 0.058144 | 0.018618 | -0.01249 | -0.030546 | -0.041566 | -0.038933 | -0.031772 | 0.076401 | -0.068037 | -2.5437
Ironbridge & Shrewsbury 132kV | Shrewsbury 132 33 | ROWTON 33 11kV S STN | Primary | 11 | 52.7012 | -2.9411 | WPD Best View | Headroom (MW) | Thermal | 0.36159 | 0.34851 | 0.31921 | 0.30083 | 0.28273 | 0.26616 | 0.22638 | 0.19634 | 0.1614 | 0.1303 | 0.10909 | 0.097756 | 0.10078 | 0.10866 | 0.12518 | 0.13477 | 0.13704 | -0.14059 | -2.6999
Ironbridge & Shrewsbury 132kV | Shrewsbury 132 33 | SPRING GARDENS 33 11kV S STN | Primary | 11 | 52.7202 | -2.7391 | Consumer Transformation | Headroom (MW) | Thermal | 26.1296 | 25.6016 | 24.6991 | 23.7702 | 22.821 | 21.3052 | 19.0171 | 16.7382 | 14.4715 | 11.8912 | 9.3097 | 6.5243 | 3.7641 | 1.0157 | -2.6337 | -5.3772 | -19.958 | -34.2705 | -48.451
Ironbridge & Shrewsbury 132kV | Shrewsbury 132 33 | SPRING GARDENS 33 11kV S STN | Primary | 11 | 52.7202 | -2.7391 | Leading the Way | Headroom (MW) | Thermal | 26.2712 | 26.0152 | 25.4982 | 25.1121 | 24.7238 | 24.1982 | 23.1469 | 22.1089 | 20.8908 | 19.7051 | 18.3632 | 17.0453 | 15.7869 | 14.5547 | 11.7035 | 10.5884 | 1.4407 | -6.0626 | -12.4134
Ironbridge & Shrewsbury 132kV | Shrewsbury 132 33 | SPRING GARDENS 33 11kV S STN | Primary | 11 | 52.7202 | -2.7391 | Steady Progression | Headroom (MW) | N/A | 26.3237 | 26.1297 | 25.7484 | 25.5359 | 25.3803 | 25.1833 | 24.9093 | 24.5834 | 24.211 | 23.7995 | 23.3236 | 22.8634 | 22.4115 | 21.9712 | 21.5475 | 21.1294 | 19.3184 | 17.8946 | 16.1809
Ironbridge & Shrewsbury 132kV | Shrewsbury 132 33 | SPRING GARDENS 33 11kV S STN | Primary | 11 | 52.7202 | -2.7391 | System Transformation | Headroom (MW) | Thermal | 26.262 | 25.9806 | 25.4366 | 24.9941 | 24.527 | 23.9315 | 22.8346 | 21.743 | 20.4693 | 19.2173 | 17.9483 | 16.6976 | 15.4642 | 14.2482 | 13.0701 | 11.8989 | 5.4763 | -0.36531 | -5.2358
Ironbridge & Shrewsbury 132kV | Shrewsbury 132 33 | SPRING GARDENS 33 11kV S STN | Primary | 11 | 52.7202 | -2.7391 | WPD Best View | Headroom (MW) | Thermal | 26.2632 | 25.984 | 25.4429 | 25.0047 | 24.5429 | 23.9546 | 22.8663 | 21.7855 | 20.5254 | 19.2894 | 18.0388 | 16.8079 | 15.5955 | 14.3985 | 13.2342 | 12.0654 | 5.5369 | -0.43786 | -5.3919
Ironbridge & Shrewsbury 132kV | Shrewsbury 132 33 | WEIR HILL 33 11kV S STN | Primary | 11 | 52.7046 | -2.7188 | Consumer Transformation | Headroom (MW) | Thermal | 3.6506 | 3.6251 | 3.5247 | 3.4051 | 3.2692 | 2.9849 | 2.5807 | 2.1875 | 1.8116 | 1.2589 | 0.81514 | 0.23248 | -0.35242 | -0.92474 | -1.4836 | -2.5087 | -8.8739 | -9.615 | -11.4868
Ironbridge & Shrewsbury 132kV | Shrewsbury 132 33 | WEIR HILL 33 11kV S STN | Primary | 11 | 52.7046 | -2.7188 | Leading the Way | Headroom (MW) | Thermal | 3.6804 | 3.736 | 3.7215 | 3.7143 | 3.6942 | 3.5653 | 3.3667 | 3.1861 | 2.9811 | 2.7988 | 2.4943 | 2.0198 | 0.50461 | -1.0362 | -2.1958 | -3.2187 | -10.1563 | -10.7768 | -11.3503
Ironbridge & Shrewsbury 132kV | Shrewsbury 132 33 | WEIR HILL 33 11kV S STN | Primary | 11 | 52.7046 | -2.7188 | Steady Progression | Headroom (MW) | Thermal | 3.6829 | 3.7041 | 3.6977 | 3.7161 | 3.742 | 3.7152 | 3.6957 | 3.6565 | 3.612 | 3.5552 | 3.4819 | 2.8169 | 1.8299 | 0.82915 | -0.19835 | -1.2258 | -6.4513 | -6.5663 | -6.9276
Ironbridge & Shrewsbury 132kV | Shrewsbury 132 33 | WEIR HILL 33 11kV S STN | Primary | 11 | 52.7046 | -2.7188 | System Transformation | Headroom (MW) | Thermal | 3.6699 | 3.7041 | 3.6782 | 3.6644 | 3.6395 | 3.5315 | 3.3503 | 3.166 | 2.9526 | 2.74 | 2.5293 | 2.3354 | 1.9918 | 1.0364 | 0.011154 | -1.0132 | -6.2284 | -6.3091 | -6.4009
Ironbridge & Shrewsbury 132kV | Shrewsbury 132 33 | WEIR HILL 33 11kV S STN | Primary | 11 | 52.7046 | -2.7188 | WPD Best View | Headroom (MW) | Thermal | 3.6699 | 3.7041 | 3.6782 | 3.6644 | 3.6395 | 3.5315 | 3.3503 | 3.166 | 2.9526 | 2.74 | 2.5293 | 2.3354 | 2.1391 | 1.9522 | 1.7796 | 1.6178 | 0.97551 | 0.23669 | -1.6687
Kitwell 132kV | Bartley Green 132 11 (GT1) | BARTLEY GREEN 132 11kV SUBSTN | Primary | 11 | 52.4412 | -1.9864 | Consumer Transformation | Headroom (MW) | N/A | 26.6496 | 26.6113 | 26.4618 | 26.3894 | 26.3198 | 26.2511 | 26.1269 | 26.067 | 25.9602 | 25.9111 | 25.788 | 24.6208 | 23.4542 | 22.3043 | 21.2703 | 20.2384 | 13.8239 | 9.3315 | 3.8907
Kitwell 132kV | Bartley Green 132 11 (GT1) | BARTLEY GREEN 132 11kV SUBSTN | Primary | 11 | 52.4412 | -1.9864 | Leading the Way | Headroom (MW) | N/A | 26.6517 | 26.5834 | 26.4359 | 26.3291 | 26.2614 | 26.1923 | 25.8636 | 25.8046 | 25.6759 | 25.6342 | 25.5131 | 24.1587 | 22.7805 | 21.3854 | 20.3693 | 19.3499 | 12.4924 | 7.5794 | 2.4196
Kitwell 132kV | Bartley Green 132 11 (GT1) | BARTLEY GREEN 132 11kV SUBSTN | Primary | 11 | 52.4412 | -1.9864 | Steady Progression | Headroom (MW) | N/A | 26.6475 | 26.6141 | 26.4612 | 26.3852 | 26.3109 | 26.236 | 26.1402 | 26.0682 | 25.9835 | 25.9145 | 25.8325 | 24.7612 | 23.6819 | 22.6094 | 21.5255 | 20.4455 | 14.9398 | 14.6548 | 13.9697
Kitwell 132kV | Bartley Green 132 11 (GT1) | BARTLEY GREEN 132 11kV SUBSTN | Primary | 11 | 52.4412 | -1.9864 | System Transformation | Headroom (MW) | N/A | 26.6491 | 26.6174 | 26.4661 | 26.3913 | 26.3179 | 26.2433 | 26.1578 | 26.0872 | 26.0192 | 25.953 | 25.8879 | 24.8525 | 23.8219 | 22.7986 | 21.7322 | 20.6736 | 15.2914 | 15.0977 | 14.8143
Kitwell 132kV | Bartley Green 132 11 (GT1) | BARTLEY GREEN 132 11kV SUBSTN | Primary | 11 | 52.4412 | -1.9864 | WPD Best View | Headroom (MW) | N/A | 26.6516 | 26.6228 | 26.4751 | 26.404 | 26.3358 | 26.2658 | 26.1998 | 26.1383 | 26.083 | 26.0348 | 25.9933 | 25.9637 | 25.9357 | 25.9257 | 25.9216 | 25.9174 | 25.8059 | 25.5525 | 24.1251
Kitwell 132kV | Bournville 132 11 (GT1) | Bournville 132/11kV | Primary | 11 | 52.4279 | -1.9259 | Consumer Transformation | Headroom (MW) | N/A | 37.0623 | 36.9741 | 36.8563 | 36.6996 | 36.5266 | 36.2634 | 35.8767 | 35.4845 | 35.0885 | 34.6358 | 34.2015 | 33.7454 | 33.2888 | 32.8341 | 32.3751 | 31.9296 | 29.7475 | 27.756 | 25.93
Kitwell 132kV | Bournville 132 11 (GT1) | Bournville 132/11kV | Primary | 11 | 52.4279 | -1.9259 | Leading the Way | Headroom (MW) | N/A | 36.8406 | 36.7992 | 36.7392 | 36.6579 | 36.5704 | 36.4554 | 36.2638 | 36.0779 | 35.8365 | 35.5488 | 35.3075 | 35.0401 | 34.7599 | 34.4469 | 34.1015 | 33.7671 | 32.4638 | 31.07 | 29.6659
Kitwell 132kV | Bournville 132 11 (GT1) | Bournville 132/11kV | Primary | 11 | 52.4279 | -1.9259 | Steady Progression | Headroom (MW) | N/A | 30.6745 | 30.6553 | 30.6357 | 30.6092 | 30.5892 | 30.5675 | 30.5361 | 30.4999 | 30.4527 | 30.3999 | 30.3396 | 30.2845 | 30.2228 | 30.1662 | 30.103 | 30.0391 | 29.6846 | 29.2073 | 28.6265
Kitwell 132kV | Bournville 132 11 (GT1) | Bournville 132/11kV | Primary | 11 | 52.4279 | -1.9259 | System Transformation | Headroom (MW) | N/A | 35.8019 | 35.7636 | 35.7096 | 35.6393 | 35.5621 | 35.4671 | 35.3026 | 35.1371 | 34.9364 | 34.7395 | 34.5415 | 34.3413 | 34.1472 | 33.9457 | 33.7446 | 33.5521 | 32.7002 | 31.848 | 30.9158
Kitwell 132kV | Bournville 132 11 (GT1) | Bournville 132/11kV | Primary | 11 | 52.4279 | -1.9259 | WPD Best View | Headroom (MW) | N/A | 35.2508 | 35.2111 | 35.1536 | 35.0757 | 34.9918 | 34.8816 | 34.6979 | 34.5194 | 34.2877 | 34.0137 | 33.7867 | 33.5376 | 33.2786 | 32.9893 | 32.67 | 32.3647 | 31.161 | 29.879 | 28.5802
Kitwell 132kV | Chad Valley 132 11 (GT1A) | Chad Valley 132/11kVDUMMY | Primary | 11 | 52.4738 | -1.953 | Consumer Transformation | Headroom (MW) | N/A | 33.3405 | 33.2651 | 33.1562 | 33.0056 | 32.8435 | 32.6005 | 32.2397 | 31.8798 | 31.511 | 31.1184 | 30.7023 | 30.265 | 29.8255 | 29.3848 | 28.9286 | 28.4682 | 26.1014 | 23.8882 | 21.8361
Kitwell 132kV | Chad Valley 132 11 (GT1A) | Chad Valley 132/11kVDUMMY | Primary | 11 | 52.4738 | -1.953 | Leading the Way | Headroom (MW) | N/A | 33.1512 | 33.1168 | 33.0679 | 33.0034 | 32.9288 | 32.8388 | 32.6729 | 32.5408 | 32.3609 | 32.132 | 31.8928 | 31.6101 | 31.2963 | 30.931 | 30.537 | 30.1501 | 28.635 | 25.4569 | 21.8262
Kitwell 132kV | Chad Valley 132 11 (GT1A) | Chad Valley 132/11kVDUMMY | Primary | 11 | 52.4738 | -1.953 | Steady Progression | Headroom (MW) | N/A | 27.6017 | 27.5844 | 27.5671 | 27.5435 | 27.5256 | 27.5075 | 27.4738 | 27.4421 | 27.406 | 27.3594 | 27.3018 | 27.2504 | 27.1869 | 27.1352 | 27.0773 | 27.0253 | 26.61 | 26.0482 | 25.3721
Kitwell 132kV | Chad Valley 132 11 (GT1A) | Chad Valley 132/11kVDUMMY | Primary | 11 | 52.4738 | -1.953 | System Transformation | Headroom (MW) | N/A | 32.2156 | 32.1803 | 32.1305 | 32.0657 | 31.9925 | 31.9047 | 31.7409 | 31.5912 | 31.4009 | 31.2026 | 31.0154 | 30.8218 | 30.6345 | 30.4302 | 30.2295 | 30.0336 | 29.092 | 28.1232 | 27.0375
Kitwell 132kV | Chad Valley 132 11 (GT1A) | Chad Valley 132/11kVDUMMY | Primary | 11 | 52.4738 | -1.953 | WPD Best View | Headroom (MW) | N/A | 31.7201 | 31.6857 | 31.6366 | 31.5716 | 31.5 | 31.4106 | 31.2464 | 31.1041 | 30.9159 | 30.6959 | 30.4894 | 30.2559 | 30.0122 | 29.7352 | 29.4446 | 29.159 | 27.9387 | 26.6652 | 25.3295
Kitwell 132kV | Halesowen 132 11 (GT1) | Halesowen 132/11kVDUMMY | Primary | 11 | 52.4538 | -2.0461 | Consumer Transformation | Headroom (MW) | N/A | 40.3429 | 40.2624 | 40.1544 | 40.0202 | 39.8537 | 39.6133 | 39.2359 | 38.8661 | 38.5136 | 38.1584 | 37.7324 | 37.329 | 36.9075 | 36.5022 | 36.0983 | 35.6831 | 33.5727 | 30.4491 | 25.9081
Kitwell 132kV | Halesowen 132 11 (GT1) | Halesowen 132/11kVDUMMY | Primary | 11 | 52.4538 | -2.0461 | Leading the Way | Headroom (MW) | N/A | 40.0969 | 40.0508 | 40.0024 | 39.9532 | 39.8505 | 39.7422 | 39.5112 | 39.3156 | 39.1109 | 38.9057 | 38.6471 | 38.4116 | 38.1324 | 37.8323 | 37.4988 | 35.733 | 34.3966 | 28.6173 | 26.0415
Kitwell 132kV | Halesowen 132 11 (GT1) | Halesowen 132/11kVDUMMY | Primary | 11 | 52.4538 | -2.0461 | Steady Progression | Headroom (MW) | N/A | 33.3848 | 33.3674 | 33.345 | 27.3434 | 27.3172 | 27.2964 | 27.2701 | 27.2239 | 27.188 | 27.1441 | 25.4744 | 23.9799 | 23.9183 | 23.868 | 23.8108 | 23.7534 | 23.3897 | 22.8842 | 22.2586
Kitwell 132kV | Halesowen 132 11 (GT1) | Halesowen 132/11kVDUMMY | Primary | 11 | 52.4538 | -2.0461 | System Transformation | Headroom (MW) | N/A | 38.9667 | 38.9246 | 38.8782 | 38.8277 | 38.7471 | 38.6655 | 38.4945 | 38.3415 | 38.1653 | 37.9929 | 37.8059 | 37.6357 | 37.4494 | 37.2721 | 37.0876 | 36.9151 | 36.0643 | 34.1239 | 32.0813
Kitwell 132kV | Halesowen 132 11 (GT1) | Halesowen 132/11kVDUMMY | Primary | 11 | 52.4538 | -2.0461 | WPD Best View | Headroom (MW) | N/A | 38.353 | 38.2909 | 38.2052 | 38.109 | 37.9837 | 37.8116 | 37.5349 | 37.2659 | 37.0139 | 36.7508 | 36.4403 | 36.1455 | 35.8341 | 35.53 | 35.217 | 34.9026 | 33.2948 | 30.6838 | 28.1117
Kitwell 132kV | Hall Green 132 11 (GT1A) | Hall Green 132/11kV | Primary | 11 | 52.4407 | -1.8424 | Consumer Transformation | Headroom (MW) | N/A | 50.451 | 50.4055 | 50.1728 | 50.0609 | 49.9524 | 49.8559 | 49.5503 | 49.4635 | 49.2672 | 49.1944 | 48.9853 | 48.6569 | 48.3382 | 48.0131 | 47.9654 | 47.9189 | 46.64 | 44.3778 | 41.6549
Kitwell 132kV | Hall Green 132 11 (GT1A) | Hall Green 132/11kV | Primary | 11 | 52.4407 | -1.8424 | Leading the Way | Headroom (MW) | N/A | 50.4566 | 50.3461 | 50.1193 | 49.9363 | 49.8333 | 49.7435 | 48.7913 | 48.7137 | 48.3704 | 48.3138 | 47.9282 | 47.6088 | 47.3174 | 46.9377 | 46.9023 | 46.8627 | 44.9205 | 43.4252 | 41.8822
Kitwell 132kV | Hall Green 132 11 (GT1A) | Hall Green 132/11kV | Primary | 11 | 52.4407 | -1.8424 | Steady Progression | Headroom (MW) | N/A | 50.4465 | 50.3997 | 50.1604 | 50.0431 | 49.9283 | 49.8214 | 49.5492 | 49.4446 | 49.2814 | 49.1831 | 49.0008 | 48.7802 | 48.5619 | 48.3304 | 48.2345 | 48.1423 | 46.9746 | 46.3422 | 45.391
Kitwell 132kV | Hall Green 132 11 (GT1A) | Hall Green 132/11kV | Primary | 11 | 52.4407 | -1.8424 | System Transformation | Headroom (MW) | N/A | 50.4505 | 50.4089 | 50.1745 | 50.0607 | 49.9487 | 49.847 | 49.6211 | 49.5247 | 49.3661 | 49.2776 | 49.1091 | 48.8947 | 48.6741 | 48.4718 | 48.3936 | 48.3218 | 48.0381 | 47.6391 | 47.1645
Kitwell 132kV | Hall Green 132 11 (GT1A) | Hall Green 132/11kV | Primary | 11 | 52.4407 | -1.8424 | WPD Best View | Headroom (MW) | N/A | 50.4566 | 50.4212 | 50.194 | 50.0873 | 49.9844 | 49.8947 | 49.8089 | 49.7313 | 49.6629 | 49.6045 | 49.5329 | 49.4698 | 49.4167 | 49.3718 | 49.3311 | 49.2879 | 48.9636 | 47.4716 | 44.7814
Kitwell 132kV | Highters Heath 132 11 (GT1A) | Highters Heath 132/11kV | Primary | 11 | 52.4043 | -1.8697 | Consumer Transformation | Headroom (MW) | N/A | 40.2636 | 40.2105 | 40.1327 | 40.0453 | 39.9485 | 39.8027 | 39.5793 | 39.3695 | 39.1579 | 38.9341 | 38.6909 | 38.4303 | 38.1681 | 37.8925 | 37.6037 | 37.3013 | 35.6427 | 33.9999 | 31.3389
Kitwell 132kV | Highters Heath 132 11 (GT1A) | Highters Heath 132/11kV | Primary | 11 | 52.4043 | -1.8697 | Leading the Way | Headroom (MW) | N/A | 40.0122 | 39.9958 | 39.9636 | 39.927 | 39.8843 | 39.8488 | 39.7778 | 39.7199 | 39.6604 | 39.5664 | 39.434 | 39.2403 | 39.0034 | 38.7352 | 38.4268 | 38.1109 | 35.87 | 34.496 | 31.9618
Kitwell 132kV | Highters Heath 132 11 (GT1A) | Highters Heath 132/11kV | Primary | 11 | 52.4043 | -1.8697 | Steady Progression | Headroom (MW) | N/A | 33.3131 | 33.3039 | 33.2941 | 33.2797 | 33.2723 | 33.2587 | 33.2425 | 33.2296 | 33.1961 | 33.1774 | 33.1479 | 33.1127 | 33.0841 | 33.0442 | 33.0229 | 32.9898 | 32.6761 | 32.1937 | 31.5912
Kitwell 132kV | Highters Heath 132 11 (GT1A) | Highters Heath 132/11kV | Primary | 11 | 52.4043 | -1.8697 | System Transformation | Headroom (MW) | N/A | 38.8835 | 38.866 | 38.8344 | 38.7925 | 38.7395 | 38.6936 | 38.6016 | 38.4968 | 38.3842 | 38.2649 | 38.149 | 38.0264 | 37.9041 | 37.7848 | 37.6541 | 37.5179 | 36.8626 | 36.0994 | 34.1288
Kitwell 132kV | Highters Heath 132 11 (GT1A) | Highters Heath 132/11kV | Primary | 11 | 52.4043 | -1.8697 | WPD Best View | Headroom (MW) | N/A | 38.2839 | 38.2642 | 38.2216 | 38.1773 | 38.1256 | 38.0743 | 37.9671 | 37.8764 | 37.7841 | 37.6528 | 37.5142 | 37.3302 | 37.129 | 36.8951 | 36.6446 | 36.388 | 35.3086 | 34.0969 | 31.7889
Kitwell 132kV | Longbridge 132 11 (GT1) | Longbridge 132/11kVDUMMY | Primary | 11 | 52.3967 | -1.974 | Consumer Transformation | Headroom (MW) | N/A | 31.6004 | 31.5225 | 31.4135 | 31.2714 | 31.1131 | 30.8715 | 30.5297 | 30.1681 | 29.7962 | 29.3937 | 28.9991 | 28.5824 | 28.1574 | 27.7391 | 27.3311 | 26.9101 | 24.8802 | 21.9374 | 19.154
Kitwell 132kV | Longbridge 132 11 (GT1) | Longbridge 132/11kVDUMMY | Primary | 11 | 52.3967 | -1.974 | Leading the Way | Headroom (MW) | N/A | 31.409 | 31.3739 | 31.3273 | 31.2525 | 31.1792 | 31.0787 | 30.9234 | 30.7508 | 30.5413 | 30.2825 | 30.0716 | 29.8138 | 29.5448 | 29.2294 | 28.8925 | 27.116 | 24.7842 | 21.2263 | 18.6958
Kitwell 132kV | Longbridge 132 11 (GT1) | Longbridge 132/11kVDUMMY | Primary | 11 | 52.3967 | -1.974 | Steady Progression | Headroom (MW) | N/A | 26.1592 | 26.1392 | 26.1189 | 26.0979 | 26.0833 | 26.0623 | 26.031 | 25.9998 | 25.9631 | 25.91 | 25.8597 | 25.8088 | 25.7576 | 25.6999 | 25.6478 | 25.5887 | 25.2507 | 24.766 | 24.1561
Kitwell 132kV | Longbridge 132 11 (GT1) | Longbridge 132/11kVDUMMY | Primary | 11 | 52.3967 | -1.974 | System Transformation | Headroom (MW) | N/A | 30.5235 | 30.4907 | 30.4487 | 30.383 | 30.317 | 30.2279 | 30.0868 | 29.9282 | 29.7536 | 29.5654 | 29.3931 | 29.2053 | 29.0307 | 28.8411 | 28.6659 | 28.4832 | 27.7031 | 25.845 | 23.8638
Kitwell 132kV | Longbridge 132 11 (GT1) | Longbridge 132/11kVDUMMY | Primary | 11 | 52.3967 | -1.974 | WPD Best View | Headroom (MW) | N/A | 30.0539 | 30.0209 | 29.9777 | 29.9084 | 29.8408 | 29.745 | 29.5969 | 29.4434 | 29.262 | 29.0251 | 28.8316 | 28.5926 | 28.3431 | 28.052 | 27.7444 | 27.4405 | 26.3051 | 24.0119 | 21.6591
Kitwell 132kV | Rednal 132 11 (GT2) | Rednal 132/11kV | Primary | 11 | 52.397 | -1.9816 | Consumer Transformation | Headroom (MW) | N/A | 25.7891 | 25.7706 | 25.6403 | 25.5873 | 25.533 | 25.4727 | 25.0834 | 25.0326 | 24.8296 | 24.785 | 24.5912 | 24.1436 | 23.7021 | 23.2433 | 23.2141 | 23.1855 | 21.7068 | 19.9749 | 18.3076
Kitwell 132kV | Rednal 132 11 (GT2) | Rednal 132/11kV | Primary | 11 | 52.397 | -1.9816 | Leading the Way | Headroom (MW) | N/A | 24.7717 | 24.645 | 24.5229 | 24.3595 | 24.3136 | 24.2551 | 22.8304 | 22.7832 | 22.3092 | 22.2711 | 21.7426 | 21.4446 | 21.1578 | 20.8236 | 20.7995 | 20.7669 | 18.4509 | 17.0636 | 16.3815
Kitwell 132kV | Rednal 132 11 (GT2) | Rednal 132/11kV | Primary | 11 | 52.397 | -1.9816 | Steady Progression | Headroom (MW) | N/A | 25.783 | 25.7627 | 25.625 | 25.5653 | 25.5051 | 25.4398 | 25.089 | 25.0275 | 24.8633 | 24.804 | 24.6126 | 24.3414 | 24.071 | 23.777 | 23.7194 | 23.664 | 22.145 | 21.3999 | 20.4224
Kitwell 132kV | Rednal 132 11 (GT2) | Rednal 132/11kV | Primary | 11 | 52.397 | -1.9816 | System Transformation | Headroom (MW) | N/A | 25.7888 | 25.7747 | 25.6434 | 25.5891 | 25.5326 | 25.469 | 25.1892 | 25.1324 | 24.9588 | 24.9044 | 24.7249 | 24.4567 | 24.1703 | 23.9083 | 23.8604 | 23.8164 | 23.3501 | 22.8769 | 22.3615
Kitwell 132kV | Rednal 132 11 (GT2) | Rednal 132/11kV | Primary | 11 | 52.397 | -1.9816 | WPD Best View | Headroom (MW) | N/A | 25.7968 | 25.79 | 25.6672 | 25.6202 | 25.573 | 25.512 | 25.4548 | 25.4025 | 25.3531 | 25.305 | 25.2482 | 25.1937 | 25.1428 | 25.0961 | 25.0526 | 25.011 | 24.8162 | 22.8727 | 21.6197
Kitwell 132kV | Selly Oak 132 11 (GT1) | Selly Oak 132/11kV | Primary | 11 | 52.4442 | -1.9367 | Consumer Transformation | Headroom (MW) | N/A | 13.6165 | 13.6752 | 13.6019 | 13.6067 | 13.6144 | 13.605 | 13.5101 | 13.5135 | 13.5004 | 13.5131 | 13.445 | 17.4103 | 17.2779 | 17.1384 | 17.1126 | 17.084 | 16.6931 | 15.5524 | 14.241
Kitwell 132kV | Selly Oak 132 11 (GT1) | Selly Oak 132/11kV | Primary | 11 | 52.4442 | -1.9367 | Leading the Way | Headroom (MW) | N/A | 13.6513 | 13.7353 | 13.6986 | 13.7219 | 13.768 | 13.7739 | 13.4292 | 13.4541 | 13.3716 | 13.4081 | 13.246 | 17.2174 | 17.0726 | 16.9064 | 16.8561 | 16.8013 | 15.7236 | 15.0531 | 14.3678
Kitwell 132kV | Selly Oak 132 11 (GT1) | Selly Oak 132/11kV | Primary | 11 | 52.4442 | -1.9367 | Steady Progression | Headroom (MW) | N/A | 13.221 | 13.2056 | 13.1949 | 13.183 | 13.1646 | 13.159 | 13.1445 | 13.1288 | 13.1121 | 13.0942 | 13.0739 | 13.053 | 13.0323 | 12.963 | 12.9109 | 12.8581 | 16.6706 | 16.4267 | 15.9151
Kitwell 132kV | Selly Oak 132 11 (GT1) | Selly Oak 132/11kV | Primary | 11 | 52.4442 | -1.9367 | System Transformation | Headroom (MW) | N/A | 13.6163 | 13.6766 | 13.6025 | 13.6064 | 13.6125 | 13.6005 | 13.5404 | 13.539 | 13.5429 | 13.5478 | 13.5032 | 17.5141 | 17.4203 | 17.3295 | 17.2888 | 17.2479 | 17.0145 | 16.6578 | 16.2703
Kitwell 132kV | Selly Oak 132 11 (GT1) | Selly Oak 132/11kV | Primary | 11 | 52.4442 | -1.9367 | WPD Best View | Headroom (MW) | N/A | 13.6513 | 13.7461 | 13.7093 | 13.7449 | 13.7911 | 13.7969 | 13.8119 | 13.8369 | 13.8686 | 13.9051 | 13.8714 | 17.9292 | 17.8857 | 17.8401 | 17.7898 | 17.735 | 17.3928 | 16.8513 | 15.4254
Lea Marston 132kV | Boughton Road 132 11 (GT1A) | Boughton Road | Primary | 11 | 52.4643 | -1.8207 | Consumer Transformation | Headroom (MW) | N/A | 46.974 | 46.962 | 46.8215 | 46.7645 | 46.7102 | 46.6487 | 45.9752 | 45.9225 | 45.5794 | 45.5363 | 45.1985 | 44.3824 | 43.5727 | 42.7251 | 41.676 | 41.653 | 38.9715 | 35.7035 | 31.8114
Lea Marston 132kV | Boughton Road 132 11 (GT1A) | Boughton Road | Primary | 11 | 52.4643 | -1.8207 | Leading the Way | Headroom (MW) | N/A | 45.9603 | 45.7661 | 45.6378 | 45.3932 | 45.3517 | 45.2944 | 42.862 | 41.791 | 40.9918 | 39.9359 | 39.0455 | 38.6468 | 38.2751 | 37.8211 | 37.8066 | 37.7881 | 34.0313 | 31.9207 | 29.7697
Lea Marston 132kV | Boughton Road 132 11 (GT1A) | Boughton Road | Primary | 11 | 52.4643 | -1.8207 | Steady Progression | Headroom (MW) | N/A | 46.9651 | 46.9479 | 46.797 | 46.732 | 46.6697 | 46.6012 | 46.01 | 45.9441 | 45.6932 | 45.6306 | 45.3273 | 44.8658 | 44.405 | 43.9019 | 43.8385 | 43.7778 | 41.2597 | 40.1347 | 38.6798
Lea Marston 132kV | Boughton Road 132 11 (GT1A) | Boughton Road | Primary | 11 | 52.4643 | -1.8207 | System Transformation | Headroom (MW) | N/A | 46.9738 | 46.9654 | 46.8239 | 46.7654 | 46.7086 | 46.6432 | 46.1754 | 46.1153 | 45.834 | 45.7784 | 45.4875 | 45.0297 | 44.5362 | 44.0875 | 44.0392 | 43.9962 | 43.3296 | 42.6479 | 41.919
Lea Marston 132kV | Boughton Road 132 11 (GT1A) | Boughton Road | Primary | 11 | 52.4643 | -1.8207 | WPD Best View | Headroom (MW) | N/A | 46.9856 | 46.9893 | 46.8609 | 46.8144 | 46.773 | 46.7158 | 46.6639 | 46.618 | 46.5781 | 46.5451 | 46.4994 | 46.4605 | 46.4299 | 46.406 | 46.3851 | 46.3622 | 46.1512 | 43.9896 | 41.4364
Lea Marston 132kV | Chelmsley Wood 132 11 (GT1) | CHELMSLEY WOOD | Primary | 11 | 52.4796 | -1.7366 | Consumer Transformation | Headroom (MW) | N/A | 25.069 | 25.0369 | 24.9187 | 24.8573 | 24.8002 | 24.7455 | 24.5584 | 24.3785 | 24.3027 | 24.1558 | 24.0193 | 23.9205 | 23.8387 | 23.7574 | 23.6492 | 23.5845 | 22.4965 | 20.768 | 18.9433
Lea Marston 132kV | Chelmsley Wood 132 11 (GT1) | CHELMSLEY WOOD | Primary | 11 | 52.4796 | -1.7366 | Leading the Way | Headroom (MW) | N/A | 25.0697 | 25.0247 | 24.9079 | 24.832 | 24.7757 | 24.7216 | 24.5393 | 24.4924 | 24.4804 | 24.4495 | 24.3805 | 24.2661 | 24.1435 | 24.0024 | 23.9971 | 24.0615 | 23.6509 | 23.1042 | 20.7094
Lea Marston 132kV | Chelmsley Wood 132 11 (GT1) | CHELMSLEY WOOD | Primary | 11 | 52.4796 | -1.7366 | Steady Progression | Headroom (MW) | N/A | 25.0682 | 25.0386 | 24.9184 | 24.8557 | 24.7957 | 24.7371 | 24.6701 | 24.6136 | 24.5803 | 24.5275 | 24.4695 | 24.4187 | 24.3694 | 24.3202 | 24.2747 | 24.2629 | 24.0865 | 23.9093 | 23.5004
Lea Marston 132kV | Chelmsley Wood 132 11 (GT1) | CHELMSLEY WOOD | Primary | 11 | 52.4796 | -1.7366 | System Transformation | Headroom (MW) | N/A | 25.0687 | 25.0391 | 24.9199 | 24.8572 | 24.7977 | 24.7396 | 24.6771 | 24.6219 | 24.5555 | 24.4372 | 24.3337 | 24.2551 | 24.1933 | 24.161 | 24.1486 | 24.19 | 24.2866 | 23.924 | 23.0065
Lea Marston 132kV | Chelmsley Wood 132 11 (GT1) | CHELMSLEY WOOD | Primary | 11 | 52.4796 | -1.7366 | WPD Best View | Headroom (MW) | N/A | 25.069 | 25.0401 | 24.9218 | 24.8605 | 24.8032 | 24.7484 | 24.5496 | 24.3684 | 24.2937 | 24.1578 | 24.0273 | 23.9341 | 23.8583 | 23.7829 | 23.6782 | 23.6032 | 22.4741 | 20.6921 | 18.8042
Lea Marston 132kV | Copt Heath 132 11 (GT1A) | Copt Heath 132/11kV | Primary | 11 | 52.4067 | -1.749 | Consumer Transformation | Headroom (MW) | N/A | 45.3639 | 45.3276 | 45.1869 | 45.1171 | 45.0514 | 44.9891 | 44.8939 | 44.8392 | 44.7584 | 44.6062 | 44.4362 | 44.2723 | 44.1596 | 44.1048 | 44.0298 | 43.9642 | 43.3422 | 39.6078 | 35.6936
Lea Marston 132kV | Copt Heath 132 11 (GT1A) | Copt Heath 132/11kV | Primary | 11 | 52.4067 | -1.749 | Leading the Way | Headroom (MW) | N/A | 45.3644 | 45.3126 | 45.1717 | 45.0843 | 45.0191 | 44.957 | 44.7435 | 44.6902 | 44.6042 | 44.5758 | 44.4885 | 44.3067 | 44.0961 | 43.8587 | 43.6753 | 43.7612 | 39.8972 | 36.383 | 32.4495
Lea Marston 132kV | Copt Heath 132 11 (GT1A) | Copt Heath 132/11kV | Primary | 11 | 52.4067 | -1.749 | Steady Progression | Headroom (MW) | N/A | 45.3631 | 45.3295 | 45.1871 | 45.1148 | 45.045 | 44.9765 | 44.8978 | 44.8317 | 44.7623 | 44.7034 | 44.6393 | 44.5853 | 44.5322 | 44.4761 | 44.4266 | 44.3808 | 44.177 | 43.9382 | 43.4616
Lea Marston 132kV | Copt Heath 132 11 (GT1A) | Copt Heath 132/11kV | Primary | 11 | 52.4067 | -1.749 | System Transformation | Headroom (MW) | N/A | 45.3634 | 45.3302 | 45.1877 | 45.1157 | 45.0466 | 44.9788 | 44.9055 | 44.8409 | 44.7824 | 44.6676 | 44.5628 | 44.4863 | 44.4312 | 44.4104 | 44.4288 | 44.4792 | 44.3969 | 42.2036 | 38.9345
Lea Marston 132kV | Copt Heath 132 11 (GT1A) | Copt Heath 132/11kV | Primary | 11 | 52.4067 | -1.749 | WPD Best View | Headroom (MW) | N/A | 45.3639 | 45.3315 | 45.1908 | 45.121 | 45.0554 | 44.9931 | 44.9344 | 44.8797 | 44.7718 | 44.6062 | 44.4362 | 44.2723 | 44.1596 | 44.1048 | 44.0298 | 43.9642 | 43.3422 | 39.6078 | 35.6936
Lea Marston 132kV | Elmdon 132 11 (GT1) | Elmdon 132/11kVDUMMY | Primary | 11 | 52.4519 | -1.7125 | Consumer Transformation | Headroom (MW) | N/A | 64.2313 | 64.1505 | 63.8225 | 63.6604 | 63.5029 | 63.352 | 63.1875 | 63.0971 | 62.946 | 62.8255 | 62.6616 | 62.5112 | 62.0758 | 61.6698 | 61.3583 | 61.0583 | 68.6994 | 65.987 | 61.952
Lea Marston 132kV | Elmdon 132 11 (GT1) | Elmdon 132/11kVDUMMY | Primary | 11 | 52.4519 | -1.7125 | Leading the Way | Headroom (MW) | N/A | 64.2319 | 64.1451 | 63.8175 | 63.6508 | 63.4957 | 63.3483 | 63.0254 | 62.9611 | 62.7924 | 62.6852 | 62.4443 | 70.9765 | 70.5518 | 70.071 | 69.9658 | 68.6343 | 66.2569 | 63.7202 | 60.9926
Lea Marston 132kV | Elmdon 132 11 (GT1) | Elmdon 132/11kVDUMMY | Primary | 11 | 52.4519 | -1.7125 | Steady Progression | Headroom (MW) | N/A | 57.226 | 57.2232 | 57.2145 | 57.2016 | 57.1867 | 53.5824 | 53.561 | 53.5272 | 53.4853 | 53.4383 | 52.7668 | 52.1489 | 52.0904 | 52.0222 | 51.9572 | 51.8886 | 51.6932 | 51.5517 | 51.3874
Lea Marston 132kV | Elmdon 132 11 (GT1) | Elmdon 132/11kVDUMMY | Primary | 11 | 52.4519 | -1.7125 | System Transformation | Headroom (MW) | N/A | 64.231 | 64.151 | 63.822 | 63.6586 | 63.499 | 63.3449 | 63.1926 | 63.0966 | 62.9641 | 62.8346 | 62.7084 | 71.4811 | 71.3673 | 71.2504 | 71.1294 | 71.0141 | 70.4946 | 69.5297 | 65.9936
Lea Marston 132kV | Elmdon 132 11 (GT1) | Elmdon 132/11kVDUMMY | Primary | 11 | 52.4519 | -1.7125 | WPD Best View | Headroom (MW) | N/A | 64.2313 | 64.1518 | 63.8239 | 63.6617 | 63.5042 | 63.3533 | 63.2084 | 63.1179 | 62.9926 | 62.8722 | 62.7564 | 62.5112 | 62.0758 | 61.6698 | 61.3583 | 61.0583 | 68.6994 | 65.987 | 61.952
Lea Marston 132kV | Hams Hall South 132 11 (GT3A1A) | Hams Hall South 132/11kVDUMMY | Primary | 11 | 52.5249 | -1.7182 | Consumer Transformation | Headroom (MW) | N/A | 42.4794 | 42.6451 | 42.6014 | 42.6641 | 42.5763 | 42.4811 | 42.3394 | 42.1568 | 41.9594 | 41.736 | 41.5208 | 41.3356 | 41.1751 | 41.0043 | 40.8444 | 40.6715 | 38.1601 | 33.754 | 28.0744
Lea Marston 132kV | Hams Hall South 132 11 (GT3A1A) | Hams Hall South 132/11kVDUMMY | Primary | 11 | 52.5249 | -1.7182 | Leading the Way | Headroom (MW) | N/A | 42.5015 | 42.7749 | 42.8411 | 43.0351 | 43.0266 | 43.0304 | 43.0327 | 42.9309 | 42.7937 | 42.6166 | 42.5227 | 42.4513 | 42.4201 | 42.3938 | 40.7348 | 39.0163 | 34.2728 | 29.9962 | 24.518
Lea Marston 132kV | Hams Hall South 132 11 (GT3A1A) | Hams Hall South 132/11kVDUMMY | Primary | 11 | 52.5249 | -1.7182 | Steady Progression | Headroom (MW) | N/A | 42.494 | 42.1481 | 40.0155 | 40.0539 | 40.022 | 40.0081 | 39.9997 | 39.9454 | 39.8859 | 39.8232 | 38.8291 | 37.9382 | 37.9013 | 37.8604 | 37.8278 | 37.8175 | 37.4652 | 37.1999 | 36.1984
Lea Marston 132kV | Hams Hall South 132 11 (GT3A1A) | Hams Hall South 132/11kVDUMMY | Primary | 11 | 52.5249 | -1.7182 | System Transformation | Headroom (MW) | N/A | 42.4917 | 42.6621 | 42.6187 | 42.7012 | 42.6389 | 42.5989 | 42.5348 | 42.416 | 42.288 | 42.1681 | 42.0454 | 41.9438 | 41.8586 | 41.7955 | 41.7626 | 41.741 | 40.5384 | 37.3923 | 32.5516
Lea Marston 132kV | Hams Hall South 132 11 (GT3A1A) | Hams Hall South 132/11kVDUMMY | Primary | 11 | 52.5249 | -1.7182 | WPD Best View | Headroom (MW) | N/A | 42.479 | 42.6421 | 42.5963 | 42.6586 | 42.573 | 42.4623 | 42.2959 | 42.064 | 41.8224 | 41.5311 | 41.3055 | 41.1285 | 40.9907 | 40.8625 | 40.7234 | 40.5598 | 36.6648 | 32.1221 | 27.5124
Lea Marston 132kV | Kitts Green 132 11 (GT1A) | Kitts Green 132/11kVDUMMY | Primary | 11 | 52.4838 | -1.7797 | Consumer Transformation | Headroom (MW) | N/A | 90.1101 | 90.0406 | 89.7785 | 89.6459 | 89.5168 | 89.3951 | 89.1827 | 89.071 | 88.8232 | 88.2234 | 87.6578 | 87.1334 | 86.6396 | 86.1209 | 85.5569 | 84.9547 | 81.0668 | 76.3 | 71.62
Lea Marston 132kV | Kitts Green 132 11 (GT1A) | Kitts Green 132/11kVDUMMY | Primary | 11 | 52.4838 | -1.7797 | Leading the Way | Headroom (MW) | N/A | 90.1115 | 90.0065 | 89.7456 | 89.5722 | 89.4441 | 89.3247 | 88.8468 | 88.7395 | 88.5452 | 88.4607 | 88.265 | 87.9297 | 87.561 | 87.1444 | 87.1151 | 87.0816 | 85.9689 | 84.689 | 82.1206
Lea Marston 132kV | Kitts Green 132 11 (GT1A) | Kitts Green 132/11kVDUMMY | Primary | 11 | 52.4838 | -1.7797 | Steady Progression | Headroom (MW) | N/A | 90.1088 | 90.0469 | 89.7822 | 89.6472 | 89.5141 | 89.386 | 89.2327 | 89.1084 | 88.9693 | 88.8509 | 88.7149 | 88.5987 | 88.4858 | 88.3678 | 88.2619 | 88.1606 | 87.6654 | 87.1169 | 86.0787
Lea Marston 132kV | Kitts Green 132 11 (GT1A) | Kitts Green 132/11kVDUMMY | Primary | 11 | 52.4838 | -1.7797 | System Transformation | Headroom (MW) | N/A | 90.1097 | 90.0487 | 89.7849 | 89.6502 | 89.5174 | 89.3904 | 89.2479 | 89.126 | 89.0073 | 88.8932 | 88.778 | 88.6676 | 88.5177 | 88.2363 | 88.0012 | 87.7754 | 86.9625 | 85.6123 | 83.4622
Lea Marston 132kV | Kitts Green 132 11 (GT1A) | Kitts Green 132/11kVDUMMY | Primary | 11 | 52.4838 | -1.7797 | WPD Best View | Headroom (MW) | N/A | 90.1111 | 90.0518 | 89.7905 | 89.6592 | 89.5311 | 89.4117 | 89.2969 | 89.1888 | 89.0891 | 89.0002 | 88.9163 | 88.8468 | 88.79 | 88.7437 | 88.7043 | 88.352 | 86.1273 | 82.8075 | 79.1634
Lea Marston 132kV | Shirley 132 11 (GT1) | Shirley 132/11kVDUMMY | Primary | 11 | 52.3951 | -1.8062 | Consumer Transformation | Headroom (MW) | N/A | 39.303 | 39.1602 | 38.9582 | 38.7418 | 38.5065 | 38.1741 | 37.6468 | 37.1302 | 36.5767 | 35.9662 | 35.301 | 34.5486 | 33.8043 | 33.0762 | 32.397 | 31.758 | 28.8142 | 22.9444 | 18.3793
Lea Marston 132kV | Shirley 132 11 (GT1) | Shirley 132/11kVDUMMY | Primary | 11 | 52.3951 | -1.8062 | Leading the Way | Headroom (MW) | N/A | 39.0696 | 38.9883 | 38.8612 | 38.7549 | 38.6572 | 38.5294 | 38.2844 | 38.0089 | 37.6017 | 37.1251 | 36.5704 | 35.9249 | 35.3091 | 34.7703 | 34.3847 | 31.1486 | 27.4033 | 21.7013 | 18.1443
Lea Marston 132kV | Shirley 132 11 (GT1) | Shirley 132/11kVDUMMY | Primary | 11 | 52.3951 | -1.8062 | Steady Progression | Headroom (MW) | N/A | 32.5446 | 32.5051 | 32.4696 | 32.427 | 32.4033 | 32.3723 | 32.3356 | 32.2824 | 32.2154 | 32.1458 | 32.0607 | 31.9623 | 31.8621 | 31.7592 | 31.6667 | 31.5799 | 31.1459 | 30.6728 | 30.1
Lea Marston 132kV | Shirley 132 11 (GT1) | Shirley 132/11kVDUMMY | Primary | 11 | 52.3951 | -1.8062 | System Transformation | Headroom (MW) | N/A | 37.9719 | 37.9081 | 37.807 | 37.717 | 37.6082 | 37.4916 | 37.2514 | 37.0204 | 36.7319 | 36.4464 | 36.1588 | 35.8537 | 35.5369 | 35.2255 | 34.9331 | 34.6434 | 33.4241 | 29.3225 | 26.2759
Lea Marston 132kV | Shirley 132 11 (GT1) | Shirley 132/11kVDUMMY | Primary | 11 | 52.3951 | -1.8062 | WPD Best View | Headroom (MW) | N/A | 37.3638 | 37.2453 | 37.0653 | 36.8593 | 36.6561 | 36.372 | 35.9148 | 35.4655 | 34.9561 | 34.4134 | 33.8186 | 33.1345 | 32.4672 | 31.8211 | 31.2328 | 30.6703 | 28.1871 | 23.9931 | 20.9877
Lea Marston 132kV | Solihull 132 11 (GT1) | Solihull 132/11kVDUMMY | Primary | 11 | 52.4146 | -1.7801 | Consumer Transformation | Headroom (MW) | Thermal | 9.2579 | 9.1985 | 8.965 | 8.8453 | 8.7314 | 8.6248 | 8.3255 | 8.2273 | 8.0261 | 7.9433 | 7.7365 | 7.2634 | 6.8238 | 6.4293 | 6.0206 | 6.046 | 3.838 | 1.1388 | -1.5468
Lea Marston 132kV | Solihull 132 11 (GT1) | Solihull 132/11kVDUMMY | Primary | 11 | 52.4146 | -1.7801 | Leading the Way | Headroom (MW) | N/A | 9.2595 | 9.136 | 8.9031 | 8.7163 | 8.6034 | 8.4991 | 7.605 | 7.511 | 7.1796 | 7.1075 | 6.7392 | 6.3938 | 6.0511 | 5.6171 | 5.5713 | 6.9573 | 5.1719 | 3.8045 | 2.453
Lea Marston 132kV | Solihull 132 11 (GT1) | Solihull 132/11kVDUMMY | Primary | 11 | 52.4146 | -1.7801 | Steady Progression | Headroom (MW) | N/A | 9.2564 | 9.2005 | 8.9655 | 8.8443 | 8.727 | 8.6144 | 8.3543 | 8.2454 | 8.085 | 7.984 | 7.8157 | 7.6144 | 7.4149 | 7.2001 | 7.1085 | 7.0204 | 6.0058 | 5.5308 | 4.7767
Lea Marston 132kV | Solihull 132 11 (GT1) | Solihull 132/11kVDUMMY | Primary | 11 | 52.4146 | -1.7801 | System Transformation | Headroom (MW) | N/A | 9.2576 | 9.202 | 8.9673 | 8.8461 | 8.7295 | 8.6189 | 8.3968 | 8.2912 | 8.1323 | 8.0372 | 7.8846 | 7.6916 | 7.4908 | 7.3007 | 7.2213 | 7.5569 | 7.234 | 6.8314 | 5.5245
Lea Marston 132kV | Solihull 132 11 (GT1) | Solihull 132/11kVDUMMY | Primary | 11 | 52.4146 | -1.7801 | WPD Best View | Headroom (MW) | Thermal | 9.2579 | 9.203 | 8.9694 | 8.8498 | 8.7357 | 8.6289 | 8.5261 | 8.4279 | 8.3387 | 8.2566 | 7.7912 | 7.317 | 6.8842 | 6.4958 | 6.0897 | 6.1073 | 3.8497 | 1.0956 | -1.6767
Lea Marston 132kV | Sutton Coldfield 132 11 (GT1A) | Sutton Coldfield 132/11kVDUMMY | Primary | 11 | 52.5622 | -1.8136 | Consumer Transformation | Headroom (MW) | N/A | 39.2205 | 39.1067 | 38.9481 | 38.7416 | 38.5103 | 38.1373 | 37.579 | 37.0284 | 36.5074 | 35.9294 | 35.3734 | 34.8157 | 34.2342 | 33.6178 | 32.9668 | 32.331 | 28.8984 | 25.8578 | 22.1661
Lea Marston 132kV | Sutton Coldfield 132 11 (GT1A) | Sutton Coldfield 132/11kVDUMMY | Primary | 11 | 52.5622 | -1.8136 | Leading the Way | Headroom (MW) | N/A | 39.0082 | 38.9657 | 38.9354 | 38.8873 | 38.8213 | 38.6799 | 38.4926 | 38.2608 | 37.9445 | 37.5686 | 37.2528 | 36.9034 | 36.5464 | 36.1749 | 35.7582 | 35.3425 | 35.7494 | 34.1769 | 31.68
Lea Marston 132kV | Sutton Coldfield 132 11 (GT1A) | Sutton Coldfield 132/11kVDUMMY | Primary | 11 | 52.5622 | -1.8136 | Steady Progression | Headroom (MW) | N/A | 32.4852 | 32.4558 | 32.429 | 32.4097 | 32.3835 | 32.3544 | 32.3188 | 32.2696 | 32.2142 | 32.1383 | 32.0603 | 31.9919 | 31.9189 | 31.8432 | 31.773 | 31.7093 | 31.2291 | 30.697 | 30.1076
Lea Marston 132kV | Sutton Coldfield 132 11 (GT1A) | Sutton Coldfield 132/11kVDUMMY | Primary | 11 | 52.5622 | -1.8136 | System Transformation | Headroom (MW) | N/A | 37.9052 | 37.8507 | 37.7867 | 37.6971 | 37.5916 | 37.4433 | 37.1929 | 36.9435 | 36.6335 | 36.3298 | 36.0495 | 35.7629 | 35.4849 | 35.2035 | 34.9007 | 34.6114 | 33.2003 | 32.1108 | 30.0988
Lea Marston 132kV | Sutton Coldfield 132 11 (GT1A) | Sutton Coldfield 132/11kVDUMMY | Primary | 11 | 52.5622 | -1.8136 | WPD Best View | Headroom (MW) | N/A | 37.3249 | 37.2844 | 37.2557 | 37.21 | 37.1471 | 37.0189 | 36.84 | 36.6184 | 36.3227 | 35.9577 | 35.6595 | 35.3386 | 35.0056 | 34.6603 | 34.2802 | 33.902 | 34.3463 | 32.9249 | 30.6001
Nechells 132kV | Bordesley 132 11 (GT1A) | Bordesley 132/11kVDUMMY | Primary | 11 | 52.4746 | -1.8794 | Consumer Transformation | Headroom (MW) | N/A | 40.1489 | 40.0967 | 40.0207 | 39.914 | 39.786 | 39.62 | 39.378 | 39.1245 | 38.8466 | 38.5212 | 38.2294 | 37.9195 | 37.6108 | 37.3017 | 36.9993 | 36.7032 | 35.3382 | 34.1719 | 33.1645
Nechells 132kV | Bordesley 132 11 (GT1A) | Bordesley 132/11kVDUMMY | Primary | 11 | 52.4746 | -1.8794 | Leading the Way | Headroom (MW) | N/A | 39.8943 | 39.857 | 39.7958 | 39.7101 | 39.6101 | 39.4894 | 39.3196 | 39.1047 | 38.8434 | 38.5421 | 38.3305 | 38.1424 | 37.9854 | 37.8261 | 37.6585 | 37.4859 | 36.6519 | 36.0717 | 35.632
Nechells 132kV | Bordesley 132 11 (GT1A) | Bordesley 132/11kVDUMMY | Primary | 11 | 52.4746 | -1.8794 | Steady Progression | Headroom (MW) | N/A | 33.2223 | 33.2068 | 33.1896 | 33.171 | 33.1512 | 33.1305 | 33.1023 | 33.0775 | 33.0436 | 33.0064 | 32.9661 | 32.9231 | 32.8831 | 32.8335 | 32.7859 | 32.7281 | 32.4913 | 32.2973 | 32.1169
Nechells 132kV | Bordesley 132 11 (GT1A) | Bordesley 132/11kVDUMMY | Primary | 11 | 52.4746 | -1.8794 | System Transformation | Headroom (MW) | N/A | 38.7717 | 38.7481 | 38.7121 | 38.6639 | 38.6105 | 38.5466 | 38.4577 | 38.3587 | 38.2512 | 38.1318 | 38.0211 | 37.9041 | 37.7885 | 37.6645 | 37.5397 | 37.414 | 36.8477 | 36.3979 | 36.0649
Nechells 132kV | Bordesley 132 11 (GT1A) | Bordesley 132/11kVDUMMY | Primary | 11 | 52.4746 | -1.8794 | WPD Best View | Headroom (MW) | N/A | 38.1727 | 38.1371 | 38.0785 | 37.9965 | 37.9008 | 37.7853 | 37.6229 | 37.4172 | 37.1672 | 36.8789 | 36.6764 | 36.4964 | 36.3463 | 36.1938 | 36.0334 | 35.8683 | 35.0703 | 34.5151 | 34.0944
Nechells 132kV | Castle Bromwich 132 11 (GT1A) | Castle Bromwich 132/11kVDUMMY | Primary | 11 | 52.5261 | -1.7816 | Consumer Transformation | Headroom (MW) | N/A | 26.7404 | 26.7066 | 26.5264 | 26.441 | 26.3579 | 26.2791 | 26.171 | 26.0989 | 25.9983 | 25.9347 | 25.8135 | 25.7136 | 25.6189 | 25.5252 | 25.4726 | 25.4209 | 24.2557 | 22.2349 | 20.1157
Nechells 132kV | Castle Bromwich 132 11 (GT1A) | Castle Bromwich 132/11kVDUMMY | Primary | 11 | 52.5261 | -1.7816 | Leading the Way | Headroom (MW) | N/A | 26.746 | 26.7075 | 26.533 | 26.4405 | 26.3635 | 26.2889 | 26.0397 | 25.9738 | 25.8765 | 25.8224 | 25.7103 | 25.542 | 25.3661 | 25.1777 | 25.1279 | 25.0768 | 24.5265 | 23.8564 | 23.1694
Nechells 132kV | Castle Bromwich 132 11 (GT1A) | Castle Bromwich 132/11kVDUMMY | Primary | 11 | 52.5261 | -1.7816 | Steady Progression | Headroom (MW) | N/A | 26.736 | 26.7 | 26.5142 | 26.4246 | 26.3371 | 26.2522 | 26.1594 | 26.0766 | 25.9906 | 25.9119 | 25.822 | 25.739 | 25.6571 | 25.5746 | 25.4962 | 25.42 | 25.0644 | 24.7097 | 24.1505
Nechells 132kV | Castle Bromwich 132 11 (GT1A) | Castle Bromwich 132/11kVDUMMY | Primary | 11 | 52.5261 | -1.7816 | System Transformation | Headroom (MW) | N/A | 26.7402 | 26.7085 | 26.5274 | 26.4409 | 26.3558 | 26.2742 | 26.1885 | 26.1112 | 26.0367 | 25.9644 | 25.8821 | 25.8023 | 25.7255 | 25.6518 | 25.5825 | 25.5171 | 25.2516 | 24.9049 | 24.5224
Nechells 132kV | Castle Bromwich 132 11 (GT1A) | Castle Bromwich 132/11kVDUMMY | Primary | 11 | 52.5261 | -1.7816 | WPD Best View | Headroom (MW) | N/A | 26.746 | 26.7204 | 26.546 | 26.4657 | 26.3889 | 26.3145 | 26.2435 | 26.1776 | 26.117 | 26.0619 | 25.9948 | 25.9313 | 25.873 | 25.8186 | 25.7662 | 25.7132 | 25.4432 | 25.0566 | 24.657
Nechells 132kV | Cheapside 132 11 (GT1A) | Cheapside 132/11kVDUMMY | Primary | 11 | 52.4727 | -1.8877 | Consumer Transformation | Headroom (MW) | Fault level | 12.941 | 12.8315 | 12.669 | 12.4546 | 12.2016 | 11.8591 | 11.3765 | 10.8657 | 10.3087 | 9.6699 | 9.051 | 8.4034 | 7.7383 | 7.0814 | 6.4244 | 5.7805 | 2.7416 | 0.3247 | -1.6445
Nechells 132kV | Cheapside 132 11 (GT1A) | Cheapside 132/11kVDUMMY | Primary | 11 | 52.4727 | -1.8877 | Leading the Way | Headroom (MW) | N/A | 12.8675 | 12.7863 | 12.6615 | 12.4926 | 12.2869 | 12.0535 | 11.7133 | 11.3011 | 10.7826 | 10.2086 | 9.7577 | 9.3438 | 8.9657 | 8.5958 | 8.2053 | 7.808 | 5.8471 | 4.6531 | 3.8632
Nechells 132kV | Cheapside 132 11 (GT1A) | Cheapside 132/11kVDUMMY | Primary | 11 | 52.4727 | -1.8877 | Steady Progression | Headroom (MW) | N/A | 10.7296 | 10.6954 | 10.6638 | 10.6233 | 10.5861 | 10.5428 | 10.4951 | 10.4415 | 10.3752 | 10.2956 | 10.2174 | 10.1331 | 10.0417 | 9.9421 | 9.8332 | 9.7141 | 9.1651 | 8.7606 | 8.4373
Nechells 132kV | Cheapside 132 11 (GT1A) | Cheapside 132/11kVDUMMY | Primary | 11 | 52.4727 | -1.8877 | System Transformation | Headroom (MW) | N/A | 12.5102 | 12.4571 | 12.3839 | 12.2917 | 12.1801 | 12.0555 | 11.8711 | 11.6808 | 11.4555 | 11.2213 | 10.9952 | 10.755 | 10.4941 | 10.2349 | 9.971 | 9.7016 | 8.4276 | 7.4975 | 6.9036
Nechells 132kV | Cheapside 132 11 (GT1A) | Cheapside 132/11kVDUMMY | Primary | 11 | 52.4727 | -1.8877 | WPD Best View | Headroom (MW) | N/A | 12.3123 | 12.2346 | 12.1151 | 11.9535 | 11.7567 | 11.5334 | 11.2078 | 10.8134 | 10.3173 | 9.7681 | 9.3366 | 8.9406 | 8.5788 | 8.2249 | 7.8513 | 7.4711 | 5.5947 | 4.4523 | 3.6965
Nechells 132kV | Chester Street 132 11 (GT1) | Chester Street 132/11kVDUMMY | Primary | 11 | 52.4963 | -1.8813 | Consumer Transformation | Headroom (MW) | N/A | 48.266 | 48.2169 | 47.9646 | 41.6522 | 41.4858 | 41.2093 | 40.8301 | 40.4632 | 40.1085 | 39.7317 | 39.354 | 38.9659 | 38.5976 | 37.7878 | 36.6902 | 36.6185 | 34.0546 | 31.1895 | 28.5053
Nechells 132kV | Chester Street 132 11 (GT1) | Chester Street 132/11kVDUMMY | Primary | 11 | 52.4963 | -1.8813 | Leading the Way | Headroom (MW) | N/A | 47.2512 | 47.0548 | 46.8921 | 40.4857 | 40.4224 | 40.3334 | 37.9882 | 36.8825 | 36.0836 | 34.9833 | 34.0954 | 33.7193 | 33.3761 | 32.9661 | 32.895 | 32.8232 | 29.1561 | 27.2395 | 25.3397
Nechells 132kV | Chester Street 132 11 (GT1) | Chester Street 132/11kVDUMMY | Primary | 11 | 52.4963 | -1.8813 | Steady Progression | Headroom (MW) | N/A | 42.2266 | 42.216 | 42.2059 | 34.7185 | 34.7092 | 34.6966 | 33.4308 | 33.4086 | 33.3834 | 33.3553 | 32.7921 | 32.2802 | 32.243 | 32.206 | 32.1695 | 32.136 | 31.9312 | 31.7239 | 31.487
Nechells 132kV | Chester Street 132 11 (GT1) | Chester Street 132/11kVDUMMY | Primary | 11 | 52.4963 | -1.8813 | System Transformation | Headroom (MW) | N/A | 48.2659 | 48.2466 | 48.0363 | 41.7696 | 41.6382 | 41.4765 | 41.1977 | 41.0826 | 40.8119 | 40.6657 | 40.4241 | 39.9541 | 39.4468 | 38.9795 | 38.8996 | 38.8215 | 37.94 | 37.1565 | 36.3763
Nechells 132kV | Chester Street 132 11 (GT1) | Chester Street 132/11kVDUMMY | Primary | 11 | 52.4963 | -1.8813 | WPD Best View | Headroom (MW) | N/A | 48.2765 | 48.2678 | 48.105 | 41.357 | 41.325 | 41.2554 | 41.1346 | 41.0103 | 40.8516 | 40.6995 | 40.53 | 40.3529 | 40.1979 | 40.0251 | 39.8452 | 39.6582 | 38.8996 | 37.9353 | 36.4947
Nechells 132kV | Erdington 132 11 (GT1A) | ERDINGTON 11kV S STN | Primary | 11 | 52.5131 | -1.8275 | Consumer Transformation | Headroom (MW) | N/A | 43.9962 | 43.9032 | 43.7703 | 43.6115 | 43.4366 | 43.1397 | 42.6921 | 42.2605 | 41.8325 | 41.3832 | 40.8955 | 40.3958 | 39.9076 | 39.4078 | 38.9037 | 38.3781 | 35.6519 | 32.859 | 30.2434
Nechells 132kV | Erdington 132 11 (GT1A) | ERDINGTON 11kV S STN | Primary | 11 | 52.5131 | -1.8275 | Leading the Way | Headroom (MW) | N/A | 43.7415 | 43.7039 | 43.663 | 43.619 | 43.5768 | 43.4902 | 43.3287 | 43.1824 | 43.0107 | 42.8649 | 42.6681 | 42.4563 | 42.2673 | 42.0648 | 41.8402 | 41.6069 | 40.7337 | 39.7686 | 38.7958
Nechells 132kV | Erdington 132 11 (GT1A) | ERDINGTON 11kV S STN | Primary | 11 | 52.5131 | -1.8275 | Steady Progression | Headroom (MW) | N/A | 36.4194 | 36.3973 | 36.3763 | 36.3562 | 36.337 | 36.3158 | 36.2887 | 36.2553 | 36.2097 | 36.1583 | 36.0915 | 36.0326 | 35.9694 | 35.9144 | 35.856 | 35.8045 | 35.5244 | 35.1934 | 34.7899
Nechells 132kV | Erdington 132 11 (GT1A) | ERDINGTON 11kV S STN | Primary | 11 | 52.5131 | -1.8275 | System Transformation | Headroom (MW) | N/A | 42.5059 | 42.4612 | 42.4062 | 42.3407 | 42.2576 | 42.1511 | 41.9613 | 41.7728 | 41.547 | 41.3164 | 41.0846 | 40.8566 | 40.6249 | 40.4007 | 40.1767 | 39.9375 | 38.8555 | 37.8898 | 37.1837
Nechells 132kV | Erdington 132 11 (GT1A) | ERDINGTON 11kV S STN | Primary | 11 | 52.5131 | -1.8275 | WPD Best View | Headroom (MW) | N/A | 41.854 | 41.818 | 41.7789 | 41.7367 | 41.6963 | 41.6135 | 41.4589 | 41.3189 | 41.1547 | 41.0152 | 40.8268 | 40.6242 | 40.4434 | 40.2496 | 40.0347 | 39.8142 | 38.983 | 38.066 | 37.1403
Nechells 132kV | Hockley 132 11 (GT1A) | Hockley 132/11kv | Primary | 11 | 52.489 | -1.901 | Consumer Transformation | Headroom (MW) | N/A | 50.9803 | 50.9935 | 51.1096 | 51.067 | 51.2935 | 51.3311 | 49.3006 | 49.3812 | 48.5995 | 47.6552 | 46.9121 | 44.2349 | 41.5504 | 38.7059 | 35.5816 | 34.4973 | 26.4037 | 17.6643 | 11.9286
Nechells 132kV | Hockley 132 11 (GT1A) | Hockley 132/11kv | Primary | 11 | 52.489 | -1.901 | Leading the Way | Headroom (MW) | Thermal | 47.0138 | 46.8062 | 46.0402 | 45.702 | 45.0548 | 44.0842 | 35.762 | 33.8241 | 31.2601 | 28.288 | 25.2418 | 24.274 | 23.4533 | 22.4099 | 22.2744 | 22.1306 | 9.7811 | 4.1261 | -1.4571
Nechells 132kV | Hockley 132 11 (GT1A) | Hockley 132/11kv | Primary | 11 | 52.489 | -1.901 | Steady Progression | Headroom (MW) | N/A | 50.8792 | 50.7875 | 50.7912 | 50.9364 | 51.1007 | 51.1222 | 49.2305 | 48.2409 | 47.6047 | 46.6164 | 45.7472 | 44.2457 | 42.7269 | 41.0574 | 38.9482 | 37.8577 | 29.077 | 25.8142 | 22.2619
Nechells 132kV | Hockley 132 11 (GT1A) | Hockley 132/11kv | Primary | 11 | 52.489 | -1.901 | System Transformation | Headroom (MW) | N/A | 50.9802 | 51.3122 | 51.4283 | 51.6488 | 51.875 | 51.9118 | 50.4879 | 49.5415 | 48.7951 | 47.8477 | 46.9859 | 45.4801 | 43.8185 | 42.2865 | 40.1803 | 39.0901 | 36.2263 | 33.4283 | 30.6431
Nechells 132kV | Hockley 132 11 (GT1A) | Hockley 132/11kv | Primary | 11 | 52.489 | -1.901 | WPD Best View | Headroom (MW) | N/A | 52.1403 | 52.6052 | 52.8645 | 53.204 | 53.5821 | 53.6369 | 53.7344 | 53.8471 | 53.9612 | 54.0651 | 53.9973 | 53.9011 | 53.7925 | 53.6705 | 53.5349 | 53.222 | 51.2867 | 49.2635 | 47.2834
Nechells 132kV | Nechells West 132 11 (GT1B1) | Nechells West 132/25/11kVDUMMY | Primary | 11 | 52.5064 | -1.8579 | Consumer Transformation | Headroom (MW) | N/A | 74.403 | 74.3253 | 73.8266 | 73.4667 | 73.1023 | 72.6137 | 71.9325 | 71.2702 | 70.6324 | 69.9591 | 72.8071 | 72.067 | 71.3506 | 70.6463 | 69.9576 | 69.2225 | 65.246 | 60.6722 | 58.2449
Nechells 132kV | Nechells West 132 11 (GT1B1) | Nechells West 132/25/11kVDUMMY | Primary | 11 | 52.5064 | -1.8579 | Leading the Way | Headroom (MW) | N/A | 74.4081 | 74.3251 | 74.0133 | 73.8403 | 73.6918 | 73.5479 | 73.0383 | 72.9638 | 72.738 | 72.5474 | 75.8396 | 75.5475 | 75.3098 | 79.1186 | 78.8767 | 78.5825 | 79.8928 | 86.0015 | 83.7361
Nechells 132kV | Nechells West 132 11 (GT1B1) | Nechells West 132/25/11kVDUMMY | Primary | 11 | 52.5064 | -1.8579 | Steady Progression | Headroom (MW) | N/A | 74.3992 | 74.3285 | 66.8293 | 66.6685 | 66.4965 | 66.349 | 64.1214 | 61.9061 | 59.671 | 57.4309 | 55.4451 | 53.6351 | 52.4013 | 51.1805 | 50.0766 | 48.8845 | 44.6023 | 39.989 | 32.7061
Nechells 132kV | Nechells West 132 11 (GT1B1) | Nechells West 132/25/11kVDUMMY | Primary | 11 | 52.5064 | -1.8579 | System Transformation | Headroom (MW) | N/A | 74.4029 | 74.3361 | 73.9907 | 73.7336 | 73.4625 | 73.2071 | 72.8289 | 72.4585 | 72.0513 | 71.6525 | 74.8038 | 74.3901 | 73.9904 | 73.625 | 73.2744 | 72.9349 | 71.4829 | 69.7346 | 70.0389
Nechells 132kV | Nechells West 132 11 (GT1B1) | Nechells West 132/25/11kVDUMMY | Primary | 11 | 52.5064 | -1.8579 | WPD Best View | Headroom (MW) | N/A | 74.4081 | 74.3468 | 74.0349 | 73.8823 | 73.7229 | 73.5479 | 73.2658 | 73.023 | 72.7573 | 72.5474 | 75.8396 | 75.5475 | 75.3098 | 79.1632 | 78.8767 | 78.5825 | 79.8928 | 86.0015 | 83.7361
Nechells 132kV | Sparkbrook 132 11 (GT1A1) | Sparkbrook 132/11kVDUMMY | Primary | 11 | 52.4611 | -1.859 | Consumer Transformation | Headroom (MW) | N/A | 34.1716 | 34.0187 | 33.8057 | 33.5393 | 33.2552 | 32.7728 | 32.0592 | 31.3584 | 30.6739 | 29.9433 | 29.1476 | 28.3285 | 27.5129 | 26.6882 | 25.8553 | 24.9894 | 20.5013 | 16.0788 | 12.0025
Nechells 132kV | Sparkbrook 132 11 (GT1A1) | Sparkbrook 132/11kVDUMMY | Primary | 11 | 52.4611 | -1.859 | Leading the Way | Headroom (MW) | N/A | 33.9945 | 33.9379 | 33.8636 | 33.7787 | 33.6987 | 33.5625 | 33.2942 | 33.0484 | 32.7623 | 32.5207 | 32.1717 | 31.8039 | 31.4675 | 31.1007 | 30.699 | 30.3109 | 28.7366 | 27.2469 | 25.8779
Nechells 132kV | Sparkbrook 132 11 (GT1A1) | Sparkbrook 132/11kVDUMMY | Primary | 11 | 52.4611 | -1.859 | Steady Progression | Headroom (MW) | N/A | 28.3124 | 28.2806 | 28.2442 | 28.2091 | 28.181 | 28.1452 | 28.0958 | 28.0387 | 27.968 | 27.8783 | 27.7751 | 27.674 | 27.5749 | 27.4784 | 27.385 | 27.292 | 26.7952 | 26.29 | 25.7303
Nechells 132kV | Sparkbrook 132 11 (GT1A1) | Sparkbrook 132/11kVDUMMY | Primary | 11 | 52.4611 | -1.859 | System Transformation | Headroom (MW) | N/A | 33.0332 | 32.9673 | 32.8748 | 32.7621 | 32.6295 | 32.4634 | 32.1546 | 31.8477 | 31.4821 | 31.1198 | 30.7348 | 30.3612 | 29.9914 | 29.6209 | 29.2425 | 28.8575 | 27.0576 | 25.5461 | 24.4832
Nechells 132kV | Sparkbrook 132 11 (GT1A1) | Sparkbrook 132/11kVDUMMY | Primary | 11 | 52.4611 | -1.859 | WPD Best View | Headroom (MW) | N/A | 32.5275 | 32.4734 | 32.4023 | 32.321 | 32.2445 | 32.1141 | 31.8575 | 31.6223 | 31.3485 | 31.1173 | 30.7834 | 30.4314 | 30.1096 | 29.7586 | 29.3743 | 29.0029 | 27.4966 | 26.0711 | 24.7612
Nechells 132kV | Summer Lane 132 11 (GT1A) | Summer Lane 132/11kVDUMMY | Primary | 11 | 52.4872 | -1.8988 | Consumer Transformation | Headroom (MW) | N/A | 46.2726 | 46.2187 | 46.1412 | 46.0347 | 45.9119 | 45.8071 | 45.6568 | 45.4973 | 45.3417 | 45.1647 | 44.959 | 44.7403 | 44.5075 | 44.2706 | 44.0235 | 43.774 | 42.5069 | 41.4261 | 40.497
Nechells 132kV | Summer Lane 132 11 (GT1A) | Summer Lane 132/11kVDUMMY | Primary | 11 | 52.4872 | -1.8988 | Leading the Way | Headroom (MW) | N/A | 45.8786 | 45.8329 | 45.7675 | 45.676 | 45.5599 | 45.5093 | 45.4264 | 45.3342 | 45.2398 | 45.142 | 45.0053 | 44.8563 | 44.6955 | 44.5215 | 44.339 | 47.3009 | 46.3867 | 45.738 | 45.2859
Nechells 132kV | Summer Lane 132 11 (GT1A) | Summer Lane 132/11kVDUMMY | Primary | 11 | 52.4872 | -1.8988 | Steady Progression | Headroom (MW) | N/A | 36.31 | 36.2958 | 36.2796 | 36.2618 | 36.2424 | 36.2321 | 36.2145 | 36.2016 | 36.1787 | 36.1608 | 36.1354 | 36.1077 | 36.0783 | 36.0465 | 36.0116 | 35.9739 | 35.7311 | 35.5415 | 35.3871
Nechells 132kV | Summer Lane 132 11 (GT1A) | Summer Lane 132/11kVDUMMY | Primary | 11 | 52.4872 | -1.8988 | System Transformation | Headroom (MW) | N/A | 44.1916 | 44.163 | 44.1287 | 44.0835 | 44.0269 | 43.9897 | 43.9288 | 43.8618 | 43.793 | 43.7172 | 43.635 | 43.549 | 43.4585 | 43.3622 | 43.26 | 43.1544 | 42.6164 | 42.1964 | 41.9017
Nechells 132kV | Summer Lane 132 11 (GT1A) | Summer Lane 132/11kVDUMMY | Primary | 11 | 52.4872 | -1.8988 | WPD Best View | Headroom (MW) | N/A | 43.2972 | 43.2541 | 43.1924 | 43.1061 | 42.9965 | 42.9487 | 42.8706 | 42.7835 | 42.6944 | 42.6022 | 42.4731 | 42.3325 | 42.1807 | 42.0165 | 41.8443 | 44.6396 | 43.7768 | 43.2144 | 42.8407
Ocker Hill 132kV | Black Lake 132 11 (GT1B) | Black Lake 132/11kVDUMMY | Primary | 11 | 52.5306 | -2.0062 | Consumer Transformation | Headroom (MW) | N/A | 52.6614 | 52.5645 | 52.1634 | 51.9621 | 51.7862 | 51.532 | 50.2044 | 48.9979 | 47.6236 | 46.422 | 45.0567 | 43.2937 | 41.5549 | 39.7964 | 38.6209 | 37.4471 | 30.2527 | 23.7274 | 15.5979
Ocker Hill 132kV | Black Lake 132 11 (GT1B) | Black Lake 132/11kVDUMMY | Primary | 11 | 52.5306 | -2.0062 | Leading the Way | Headroom (MW) | N/A | 52.664 | 52.5456 | 52.1494 | 51.9205 | 51.7564 | 51.6093 | 49.7051 | 48.5067 | 47.0627 | 45.8685 | 44.3766 | 42.3866 | 40.3736 | 38.2863 | 36.0936 | 33.8999 | 26.0885 | 37.6873 | 34.7588
Ocker Hill 132kV | Black Lake 132 11 (GT1B) | Black Lake 132/11kVDUMMY | Primary | 11 | 52.5306 | -2.0062 | Steady Progression | Headroom (MW) | N/A | 52.6595 | 52.5658 | 52.1603 | 51.9552 | 51.7689 | 51.5933 | 50.2786 | 49.064 | 47.8369 | 46.627 | 45.5467 | 43.2446 | 40.6867 | 38.1175 | 36.4746 | 35.2817 | 26.186 | 17.7331 | 10.7522
Ocker Hill 132kV | Black Lake 132 11 (GT1B) | Black Lake 132/11kVDUMMY | Primary | 11 | 52.5306 | -2.0062 | System Transformation | Headroom (MW) | N/A | 52.6612 | 52.5704 | 52.1687 | 51.9668 | 51.7896 | 51.6259 | 51.3714 | 51.1863 | 50.8852 | 50.421 | 49.9464 | 49.0757 | 47.6025 | 46.1182 | 44.9279 | 43.7423 | 38.0189 | 31.9773 | 29.7886
Ocker Hill 132kV | Black Lake 132 11 (GT1B) | Black Lake 132/11kVDUMMY | Primary | 11 | 52.5306 | -2.0062 | WPD Best View | Headroom (MW) | N/A | 52.6612 | 52.5704 | 52.1687 | 51.9668 | 51.7896 | 51.6259 | 51.4488 | 51.2637 | 50.8852 | 50.421 | 49.9464 | 49.4952 | 49.0911 | 48.6827 | 48.2946 | 47.9184 | 48.1615 | 46.4275 | 48.6083
Ocker Hill 132kV | Ocker Hill 132 11 (GT1) | Ocker Hill B 132/33/11kVDUMMY | Primary | 11 | 52.5412 | -2.0372 | Consumer Transformation | Headroom (MW) | N/A | 31.7365 | 31.6501 | 31.5253 | 31.352 | 31.1474 | 30.8955 | 30.4863 | 30.0657 | 29.6174 | 29.1579 | 28.6813 | 28.208 | 27.7253 | 27.2149 | 26.7041 | 26.1657 | 23.2765 | 20.3041 | 17.4998
Ocker Hill 132kV | Ocker Hill 132 11 (GT1) | Ocker Hill B 132/33/11kVDUMMY | Primary | 11 | 52.5412 | -2.0372 | Leading the Way | Headroom (MW) | N/A | 31.554 | 31.5158 | 31.4704 | 31.3813 | 31.2123 | 31.0506 | 30.867 | 30.628 | 30.3624 | 30.1094 | 29.8221 | 29.5635 | 29.2687 | 28.9577 | 28.6012 | 28.2521 | 26.877 | 25.3328 | 23.7374
Ocker Hill 132kV | Ocker Hill 132 11 (GT1) | Ocker Hill B 132/33/11kVDUMMY | Primary | 11 | 52.5412 | -2.0372 | Steady Progression | Headroom (MW) | N/A | 26.2738 | 25.0572 | 23.8424 | 23.8128 | 23.7861 | 23.7615 | 23.7375 | 23.6931 | 23.6421 | 23.5897 | 23.5312 | 23.4795 | 23.4152 | 23.3513 | 23.3 | 23.23 | 22.8427 | 22.3091 | 21.6543
Ocker Hill 132kV | Ocker Hill 132 11 (GT1) | Ocker Hill B 132/33/11kVDUMMY | Primary | 11 | 52.5412 | -2.0372 | System Transformation | Headroom (MW) | N/A | 30.664 | 30.625 | 30.5733 | 30.4943 | 30.4039 | 30.3172 | 30.1524 | 29.9659 | 29.7682 | 29.563 | 29.3421 | 29.1396 | 28.9206 | 28.7089 | 28.4798 | 28.2539 | 27.0892 | 26.0045 | 24.9602
Ocker Hill 132kV | Ocker Hill 132 11 (GT1) | Ocker Hill B 132/33/11kVDUMMY | Primary | 11 | 52.5412 | -2.0372 | WPD Best View | Headroom (MW) | N/A | 30.1897 | 30.139 | 30.0812 | 29.9942 | 29.9033 | 29.802 | 29.6106 | 29.4104 | 29.1861 | 28.9604 | 28.7287 | 28.4983 | 28.263 | 28.0003 | 27.744 | 27.475 | 26.0169 | 24.5753 | 23.1962
Oldbury 132kV | Birchfield Lane 132 11 (GT1) | Birchfield Lane 132/11kVDUMMY | Primary | 11 | 52.4929 | -2.0221 | Consumer Transformation | Headroom (MW) | N/A | 43.3945 | 43.2148 | 42.9625 | 42.6431 | 42.3106 | 41.799 | 41.0315 | 40.2485 | 39.4613 | 38.5966 | 37.7062 | 36.7746 | 35.8495 | 34.9172 | 33.9675 | 32.9965 | 28.1062 | 23.4492 | 19.2274
Oldbury 132kV | Birchfield Lane 132 11 (GT1) | Birchfield Lane 132/11kVDUMMY | Primary | 11 | 52.4929 | -2.0221 | Leading the Way | Headroom (MW) | N/A | 43.1601 | 42.7577 | 42.6432 | 42.5057 | 42.3809 | 42.2536 | 41.959 | 41.6269 | 41.2124 | 40.7901 | 40.361 | 39.9155 | 39.4783 | 39.0765 | 38.6437 | 38.2107 | 38.4542 | 36.6755 | 34.9026
Oldbury 132kV | Birchfield Lane 132 11 (GT1) | Birchfield Lane 132/11kVDUMMY | Primary | 11 | 52.4929 | -2.0221 | Steady Progression | Headroom (MW) | N/A | 35.9417 | 35.9001 | 35.3549 | 35.3074 | 35.2753 | 35.2386 | 35.1798 | 35.1144 | 35.026 | 34.9227 | 34.8077 | 34.6928 | 34.5782 | 34.4642 | 34.3504 | 34.2342 | 33.6062 | 32.9993 | 32.2766
Oldbury 132kV | Birchfield Lane 132 11 (GT1) | Birchfield Lane 132/11kVDUMMY | Primary | 11 | 52.4929 | -2.0221 | System Transformation | Headroom (MW) | N/A | 41.9428 | 41.8592 | 41.7496 | 41.6155 | 41.4635 | 41.2821 | 40.9581 | 40.6192 | 40.2162 | 39.8016 | 39.3952 | 38.982 | 38.5761 | 38.1589 | 37.7473 | 37.3186 | 35.3498 | 33.7175 | 32.5096
Oldbury 132kV | Birchfield Lane 132 11 (GT1) | Birchfield Lane 132/11kVDUMMY | Primary | 11 | 52.4929 | -2.0221 | WPD Best View | Headroom (MW) | N/A | 41.2917 | 41.1903 | 41.0576 | 40.8969 | 40.7251 | 40.503 | 40.1239 | 39.7312 | 39.2772 | 38.7993 | 38.3249 | 37.8279 | 37.3256 | 36.82 | 36.3095 | 35.7803 | 33.3173 | 31.1699 | 29.455
Oldbury 132kV | Oldbury 132 11 (GT1) | Oldbury B 11kV | Primary | 11 | 52.4987 | -2.0223 | Consumer Transformation | Headroom (MW) | N/A | 23.7794 | 23.7143 | 23.5308 | 15.1979 | 15.0847 | 14.9177 | 14.6834 | 14.4472 | 14.232 | 14.0001 | 13.7632 | 13.5444 | 13.3348 | 13.1257 | 12.9221 | 12.6996 | 11.2642 | 9.357 | 7.3889
Oldbury 132kV | Oldbury 132 11 (GT1) | Oldbury B 11kV | Primary | 11 | 52.4987 | -2.0223 | Leading the Way | Headroom (MW) | N/A | 23.7982 | 23.6834 | 23.5473 | 15.2781 | 15.2358 | 15.1853 | 15.1038 | 15.0195 | 14.95 | 14.8876 | 14.835 | 14.7823 | 14.7454 | 14.7134 | 14.6669 | 14.6016 | 13.9445 | 12.7942 | 11.421
Oldbury 132kV | Oldbury 132 11 (GT1) | Oldbury B 11kV | Primary | 11 | 52.4987 | -2.0223 | Steady Progression | Headroom (MW) | N/A | 23.7881 | 23.7553 | 23.6288 | 15.3661 | 15.3054 | 15.2526 | 15.2032 | 15.1469 | 15.0858 | 15.0174 | 14.9512 | 14.8864 | 14.8379 | 14.798 | 14.768 | 14.7493 | 14.7649 | 14.8187 | 14.3331
Oldbury 132kV | Oldbury 132 11 (GT1) | Oldbury B 11kV | Primary | 11 | 52.4987 | -2.0223 | System Transformation | Headroom (MW) | N/A | 23.7889 | 23.749 | 23.5947 | 15.3052 | 15.2179 | 15.1139 | 14.963 | 14.8188 | 14.6656 | 14.5208 | 14.3715 | 14.2461 | 14.1361 | 14.0473 | 13.977 | 13.9124 | 13.7027 | 13.1221 | 12.2674
Oldbury 132kV | Oldbury 132 11 (GT1) | Oldbury B 11kV | Primary | 11 | 52.4987 | -2.0223 | WPD Best View | Headroom (MW) | N/A | 23.7902 | 23.7538 | 23.606 | 15.3187 | 15.245 | 15.1568 | 15.0297 | 14.9062 | 14.7764 | 14.6544 | 14.5287 | 14.4313 | 14.3488 | 14.2801 | 14.2213 | 14.162 | 13.8017 | 13.0461 | 12.1078
Oldbury 132kV | Tividale 132 11 (GT1A) | Tividale 132/11kVDUMMY | Primary | 11 | 52.52 | -2.0541 | Consumer Transformation | Headroom (MW) | Fault level | 5.0232 | 4.9383 | 4.8248 | 4.6625 | 4.435 | 4.1033 | 3.6578 | 3.2345 | 2.8074 | 2.3381 | 1.8399 | 1.3371 | 0.83979 | 0.35581 | -0.11915 | -0.60821 | -2.9521 | -5.1561 | -4.2855
Oldbury 132kV | Tividale 132 11 (GT1A) | Tividale 132/11kVDUMMY | Primary | 11 | 52.52 | -2.0541 | Leading the Way | Headroom (MW) | N/A | 5.0178 | 4.9714 | 4.9146 | 4.8215 | 4.6647 | 4.4729 | 4.1751 | 3.9092 | 3.5994 | 3.2863 | 2.9777 | 2.7362 | 2.4966 | 2.2845 | 2.0614 | 1.8349 | 0.73886 | 2.6755 | 1.7476
Oldbury 132kV | Tividale 132 11 (GT1A) | Tividale 132/11kVDUMMY | Primary | 11 | 52.52 | -2.0541 | Steady Progression | Headroom (MW) | N/A | 4.1819 | 4.1577 | 4.1391 | 4.1173 | 4.0805 | 4.0471 | 4.006 | 3.9646 | 3.9122 | 3.8553 | 3.7877 | 3.7213 | 3.6585 | 3.594 | 3.5217 | 3.453 | 3.1244 | 2.7998 | 2.4121
Oldbury 132kV | Tividale 132 11 (GT1A) | Tividale 132/11kVDUMMY | Primary | 11 | 52.52 | -2.0541 | System Transformation | Headroom (MW) | N/A | 4.8764 | 4.8328 | 4.7812 | 4.7086 | 4.6098 | 4.4913 | 4.3066 | 4.1343 | 3.9308 | 3.7267 | 3.5167 | 3.3156 | 3.1044 | 2.8978 | 2.6901 | 2.4775 | 1.5231 | 0.71202 | 2.8806
Oldbury 132kV | Tividale 132 11 (GT1A) | Tividale 132/11kVDUMMY | Primary | 11 | 52.52 | -2.0541 | WPD Best View | Headroom (MW) | Fault level | 4.7916 | 4.7436 | 4.6784 | 4.5912 | 4.4795 | 4.3257 | 4.1084 | 3.888 | 3.6461 | 3.3997 | 3.147 | 2.8923 | 2.634 | 2.3695 | 2.1103 | 1.845 | 0.56837 | -0.58203 | 1.2014
Penn 132kV | Coseley 132 11 (GT2) | Coseley 132/11kV | Primary | 11 | 52.5519 | -2.0917 | Consumer Transformation | Headroom (MW) | N/A | 46.1275 | 46.0786 | 45.842 | 45.7511 | 45.6464 | 45.5391 | 45.3727 | 45.3008 | 45.1563 | 45.0659 | 44.9198 | 44.7833 | 44.6513 | 44.5394 | 44.4943 | 44.4519 | 43.9524 | 43.1466 | 41.6122
Penn 132kV | Coseley 132 11 (GT2) | Coseley 132/11kV | Primary | 11 | 52.5519 | -2.0917 | Leading the Way | Headroom (MW) | N/A | 46.1353 | 46.0605 | 45.8281 | 45.7092 | 45.6089 | 45.5034 | 44.8887 | 44.83 | 44.6025 | 44.5187 | 44.2553 | 43.93 | 43.563 | 43.1766 | 43.1481 | 43.1144 | 42.0629 | 40.8414 | 39.5842
Penn 132kV | Coseley 132 11 (GT2) | Coseley 132/11kV | Primary | 11 | 52.5519 | -2.0917 | Steady Progression | Headroom (MW) | Fault level | 42.7078 | 42.6928 | 42.6813 | 42.6595 | 42.6424 | 42.6186 | 32.637 | 22.6543 | 13.9132 | 5.1722 | -2.8782 | -10.1508 | -15.1567 | -20.1651 | -24.4261 | -29.4384 | -46.6898 | -65.7732 | -71.2569
Penn 132kV | Coseley 132 11 (GT2) | Coseley 132/11kV | Primary | 11 | 52.5519 | -2.0917 | System Transformation | Headroom (MW) | N/A | 46.1269 | 46.0842 | 45.8456 | 45.7526 | 45.6441 | 45.5307 | 45.4015 | 45.3187 | 45.2083 | 45.1004 | 44.9952 | 44.9046 | 44.8121 | 44.7418 | 44.6636 | 44.5937 | 44.3545 | 43.981 | 43.5027
Penn 132kV | Coseley 132 11 (GT2) | Coseley 132/11kV | Primary | 11 | 52.5519 | -2.0917 | WPD Best View | Headroom (MW) | N/A | 46.1274 | 46.0856 | 45.8487 | 45.7576 | 45.6523 | 45.5441 | 45.4345 | 45.3613 | 45.2636 | 45.1717 | 45.0859 | 45.021 | 44.9585 | 44.9202 | 44.8727 | 44.8281 | 44.5767 | 44.1458 | 42.649
Penn 132kV | Dudley 132 11 (GT1) | Dudley 132/11kVDUMMY | Primary | 11 | 52.5069 | -2.0997 | Consumer Transformation | Headroom (MW) | N/A | 44.6635 | 44.5923 | 44.4145 | 44.2768 | 44.1457 | 44.0153 | 43.7129 | 43.6033 | 43.3687 | 43.2619 | 43.0369 | 42.6783 | 42.3319 | 41.9977 | 41.9315 | 41.8914 | 40.5589 | 46.5066 | 44.4755
Penn 132kV | Dudley 132 11 (GT1) | Dudley 132/11kVDUMMY | Primary | 11 | 52.5069 | -2.0997 | Leading the Way | Headroom (MW) | N/A | 44.6682 | 44.5053 | 44.373 | 44.1383 | 44.0122 | 43.8895 | 42.7969 | 42.7048 | 42.2603 | 42.1597 | 41.6856 | 41.2482 | 48.428 | 47.9433 | 47.8872 | 47.8604 | 45.6986 | 43.9078 | 42.0871
Penn 132kV | Dudley 132 11 (GT1) | Dudley 132/11kVDUMMY | Primary | 11 | 52.5069 | -2.0997 | Steady Progression | Headroom (MW) | N/A | 44.6593 | 44.593 | 44.3787 | 44.2347 | 44.0949 | 43.9608 | 43.6657 | 43.5372 | 43.3322 | 43.2028 | 42.9858 | 42.7317 | 42.4807 | 42.2243 | 42.1086 | 42.0102 | 40.661 | 39.9004 | 38.7303
Penn 132kV | Dudley 132 11 (GT1) | Dudley 132/11kVDUMMY | Primary | 11 | 52.5069 | -2.0997 | System Transformation | Headroom (MW) | N/A | 44.6629 | 44.5991 | 44.4196 | 44.2796 | 44.1447 | 44.0084 | 43.7937 | 43.6737 | 43.4754 | 43.3518 | 43.1549 | 42.9093 | 50.2437 | 50.0279 | 49.9296 | 49.8627 | 49.4679 | 48.9787 | 48.392
Penn 132kV | Dudley 132 11 (GT1) | Dudley 132/11kVDUMMY | Primary | 11 | 52.5069 | -2.0997 | WPD Best View | Headroom (MW) | N/A | 44.6633 | 44.6004 | 44.4222 | 44.284 | 44.152 | 44.0204 | 43.9542 | 43.8426 | 43.7285 | 43.6188 | 43.5122 | 43.4178 | 43.3328 | 43.2737 | 43.2024 | 43.1578 | 42.7518 | 49.8035 | 49.0745
Penn 132kV | Hinksford 132 33 | Hinksford 132 33 | Bulk Supply Point | 33 | 52.506 | -2.1938 | Consumer Transformation | Headroom (MW) | N/A | 9.3816 | 9.3877 | 9.2766 | 9.0962 | 8.9566 | 8.8312 | 8.6548 | 8.4992 | 8.3397 | 8.1875 | 8.0176 | 7.8975 | 7.7499 | 7.4756 | 7.2926 | 7.1021 | 5.8917 | 3.8892 | 0.38557
Penn 132kV | Hinksford 132 33 | Hinksford 132 33 | Bulk Supply Point | 33 | 52.506 | -2.1938 | Leading the Way | Headroom (MW) | Thermal | 9.3827 | 9.3958 | 9.2727 | 9.0981 | 8.9324 | 8.7922 | 8.5711 | 8.3529 | 8.1756 | 8.0001 | 7.7093 | 7.2616 | 6.7864 | 6.2676 | 6.1001 | 5.755 | 3.2757 | -0.37098 | 0.043985
Penn 132kV | Hinksford 132 33 | Hinksford 132 33 | Bulk Supply Point | 33 | 52.506 | -2.1938 | Steady Progression | Headroom (MW) | N/A | 9.3628 | 9.351 | 9.2077 | 9.0211 | 8.8384 | 8.6622 | 8.4922 | 8.3275 | 8.1534 | 7.9937 | 7.8075 | 7.6549 | 7.5108 | 7.3928 | 7.2797 | 7.1992 | 6.4472 | 6.1837 | 5.553
Penn 132kV | Hinksford 132 33 | Hinksford 132 33 | Bulk Supply Point | 33 | 52.506 | -2.1938 | System Transformation | Headroom (MW) | N/A | 9.3663 | 9.3539 | 9.2101 | 9.0035 | 8.8076 | 8.617 | 8.4102 | 8.2179 | 8.0213 | 7.8591 | 7.6745 | 7.5288 | 7.4395 | 7.3688 | 7.3496 | 7.2944 | 6.3562 | 5.9456 | 3.5885
Penn 132kV | Hinksford 132 33 | Hinksford 132 33 | Bulk Supply Point | 33 | 52.506 | -2.1938 | WPD Best View | Headroom (MW) | Thermal | 9.3799 | 9.3754 | 9.2518 | 9.0615 | 8.8958 | 8.7407 | 8.539 | 8.3365 | 8.1516 | 7.9655 | 7.7265 | 7.5544 | 7.4679 | 7.4057 | 7.3503 | 5.6615 | 3.6676 | 1.2077 | -1.7377
Penn 132kV | Hinksford 132 33 | Hinksford 132/33/11kVDUMMY | Primary | 11 | 52.506 | -2.1938 | Consumer Transformation | Headroom (MW) | N/A | 20.8816 | 20.8877 | 20.7766 | 20.5962 | 20.4566 | 20.3312 | 20.1548 | 19.9992 | 19.8397 | 19.6875 | 19.5176 | 19.3975 | 19.2499 | 18.9756 | 18.7926 | 18.6021 | 17.3917 | 15.3892 | 11.8856
Penn 132kV | Hinksford 132 33 | Hinksford 132/33/11kVDUMMY | Primary | 11 | 52.506 | -2.1938 | Leading the Way | Headroom (MW) | N/A | 20.8827 | 20.8958 | 20.7727 | 20.5981 | 20.4324 | 20.2922 | 20.0711 | 19.8529 | 19.6756 | 19.5001 | 19.2093 | 18.7616 | 18.2864 | 17.7676 | 17.6001 | 17.255 | 14.7757 | 11.129 | 11.544
Penn 132kV | Hinksford 132 33 | Hinksford 132/33/11kVDUMMY | Primary | 11 | 52.506 | -2.1938 | Steady Progression | Headroom (MW) | N/A | 20.8628 | 20.851 | 20.7077 | 20.5211 | 20.3384 | 20.1622 | 19.9922 | 19.8275 | 19.6534 | 19.4937 | 19.3075 | 19.1549 | 19.0108 | 18.8928 | 18.7797 | 18.6992 | 17.9472 | 17.6837 | 17.053
Penn 132kV | Hinksford 132 33 | Hinksford 132/33/11kVDUMMY | Primary | 11 | 52.506 | -2.1938 | System Transformation | Headroom (MW) | N/A | 20.8663 | 20.8539 | 20.7101 | 20.5035 | 20.3076 | 20.117 | 19.9102 | 19.7179 | 19.5213 | 19.3591 | 19.1745 | 19.0288 | 18.9395 | 18.8688 | 18.8496 | 18.7944 | 17.8562 | 17.4456 | 15.0885
Penn 132kV | Hinksford 132 33 | Hinksford 132/33/11kVDUMMY | Primary | 11 | 52.506 | -2.1938 | WPD Best View | Headroom (MW) | N/A | 20.8799 | 20.8754 | 20.7518 | 20.5615 | 20.3958 | 20.2407 | 20.039 | 19.8365 | 19.6516 | 19.4655 | 19.2265 | 19.0544 | 18.9679 | 18.9057 | 18.8503 | 17.1615 | 15.1676 | 12.7077 | 9.7623
Penn 132kV | Lye 132 11 (GT1) | Lye 11kV DUMMY | Primary | 11 | 52.4594 | -2.1224 | Consumer Transformation | Headroom (MW) | N/A | 46.6311 | 46.5606 | 46.2635 | 46.1215 | 45.9851 | 45.7275 | 45.3168 | 45.0489 | 44.7153 | 44.4697 | 44.1486 | 43.7926 | 43.456 | 43.1266 | 42.944 | 42.7599 | 42.1812 | 41.2076 | 39.3295
Penn 132kV | Lye 132 11 (GT1) | Lye 11kV DUMMY | Primary | 11 | 52.4594 | -2.1224 | Leading the Way | Headroom (MW) | N/A | 46.6362 | 46.5195 | 46.226 | 46.0284 | 45.7723 | 45.5187 | 44.5369 | 44.2705 | 43.7888 | 43.5525 | 43.0803 | 42.5095 | 41.9013 | 41.2491 | 41.0963 | 39.9024 | 37.9977 | 36.4932 | 34.9135
Penn 132kV | Lye 132 11 (GT1) | Lye 11kV DUMMY | Primary | 11 | 52.4594 | -2.1224 | Steady Progression | Headroom (MW) | N/A | 46.6261 | 46.5618 | 46.2578 | 46.1079 | 45.9608 | 45.8147 | 45.5756 | 45.4306 | 45.2667 | 45.1278 | 44.9698 | 44.7908 | 44.6163 | 44.4327 | 44.3131 | 44.2002 | 43.6753 | 43.0955 | 41.9233
Penn 132kV | Lye 132 11 (GT1) | Lye 11kV DUMMY | Primary | 11 | 52.4594 | -2.1224 | System Transformation | Headroom (MW) | N/A | 46.6302 | 46.5696 | 46.2693 | 46.1233 | 45.9803 | 45.8376 | 45.6298 | 45.3549 | 45.0834 | 44.8161 | 44.687 | 44.5181 | 44.3532 | 44.2051 | 44.1144 | 44.0364 | 43.7794 | 43.3557 | 42.773
Penn 132kV | Lye 132 11 (GT1) | Lye 11kV DUMMY | Primary | 11 | 52.4594 | -2.1224 | WPD Best View | Headroom (MW) | N/A | 46.6307 | 46.5711 | 46.2723 | 46.1283 | 45.9887 | 45.8512 | 45.7138 | 45.5808 | 45.4557 | 45.3378 | 45.227 | 45.1266 | 45.0382 | 44.9629 | 44.8985 | 44.8401 | 44.5434 | 44.0865 | 42.9915
Penn 132kV | Wolverhampton West 132 33 | Wolverhampton West 132 33 | Bulk Supply Point | 33 | 52.5738 | -2.1856 | Consumer Transformation | Headroom (MW) | N/A | 70.6556 | 70.6066 | 70.3622 | 69.9284 | 69.3641 | 68.7943 | 68.1359 | 67.5191 | 66.8128 | 66.2251 | 65.5603 | 64.9248 | 64.5145 | 63.895 | 63.3523 | 62.7872 | 58.3259 | 55.5999 | 51.0249
Penn 132kV | Wolverhampton West 132 33 | Wolverhampton West 132 33 | Bulk Supply Point | 33 | 52.5738 | -2.1856 | Leading the Way | Headroom (MW) | N/A | 70.6566 | 70.5763 | 70.3276 | 69.8456 | 69.2715 | 68.6989 | 67.7265 | 67.1012 | 66.3694 | 65.7943 | 65.0835 | 64.1905 | 63.476 | 62.4886 | 61.9581 | 61.424 | 53.7593 | 49.3995 | 43.1326
Penn 132kV | Wolverhampton West 132 33 | Wolverhampton West 132 33 | Bulk Supply Point | 33 | 52.5738 | -2.1856 | Steady Progression | Headroom (MW) | N/A | 70.6451 | 70.5956 | 70.3403 | 69.9288 | 69.5165 | 69.0933 | 68.6284 | 68.1947 | 67.7369 | 67.3008 | 66.8322 | 66.376 | 65.9197 | 65.4652 | 65.0213 | 64.5712 | 62.5721 | 61.216 | 59.313
Penn 132kV | Wolverhampton West 132 33 | Wolverhampton West 132 33 | Bulk Supply Point | 33 | 52.5738 | -2.1856 | System Transformation | Headroom (MW) | N/A | 70.6468 | 70.598 | 70.336 | 69.9245 | 69.4976 | 69.0581 | 68.4489 | 67.8531 | 67.2559 | 66.6639 | 66.0343 | 65.3952 | 64.9803 | 64.3506 | 63.7479 | 63.2712 | 61.2994 | 59.8166 | 57.6999
Penn 132kV | Wolverhampton West 132 33 | Wolverhampton West 132 33 | Bulk Supply Point | 33 | 52.5738 | -2.1856 | WPD Best View | Headroom (MW) | N/A | 70.6508 | 70.6089 | 70.3581 | 69.9435 | 69.3799 | 68.8156 | 68.2269 | 67.6344 | 67.0479 | 66.4731 | 65.8772 | 65.2772 | 64.9139 | 64.3363 | 63.7774 | 63.1827 | 59.2087 | 54.194 | 49.472
Penn 132kV | Wolverhampton West 132 33 | PATTINGHAM 33 11kV S STN | Primary | 11 | 52.5899 | -2.2589 | Consumer Transformation | Headroom (MW) | Thermal | 2.1974 | 2.2132 | 2.22 | 2.0552 | 1.7605 | 1.4608 | 1.1348 | 0.79517 | 0.41766 | 0.089196 | -0.25505 | -0.59997 | -0.93796 | -1.2855 | -1.6087 | -1.9472 | -4.9436 | -6.1211 | -7.4103
Penn 132kV | Wolverhampton West 132 33 | PATTINGHAM 33 11kV S STN | Primary | 11 | 52.5899 | -2.2589 | Leading the Way | Headroom (MW) | Thermal | 2.1957 | 2.2161 | 2.2182 | 2.0467 | 1.7444 | 1.4437 | 1.1048 | 0.75788 | 0.40212 | 0.075173 | -0.25945 | -0.61153 | -0.9492 | -1.296 | -1.6247 | -1.9456 | -3.6451 | -5.7541 | -9.3886
Penn 132kV | Wolverhampton West 132 33 | PATTINGHAM 33 11kV S STN | Primary | 11 | 52.5899 | -2.2589 | Steady Progression | Headroom (MW) | Thermal | 2.1897 | 2.1986 | 2.1977 | 2.0506 | 1.9034 | 1.7453 | 1.5761 | 1.4088 | 1.2358 | 1.0649 | 0.88336 | 0.69957 | 0.51452 | 0.33261 | 0.15102 | -0.035789 | -0.92451 | -1.7809 | -2.7273
Penn 132kV | Wolverhampton West 132 33 | PATTINGHAM 33 11kV S STN | Primary | 11 | 52.5899 | -2.2589 | System Transformation | Headroom (MW) | Thermal | 2.1893 | 2.1979 | 2.1894 | 2.0461 | 1.8899 | 1.7226 | 1.4056 | 1.0857 | 0.76257 | 0.44057 | 0.092726 | -0.26381 | -0.61078 | -0.96899 | -1.3141 | -1.5221 | -2.3718 | -3.3066 | -4.282
Penn 132kV | Wolverhampton West 132 33 | PATTINGHAM 33 11kV S STN | Primary | 11 | 52.5899 | -2.2589 | WPD Best View | Headroom (MW) | Thermal | 2.1926 | 2.2071 | 2.207 | 2.0571 | 1.7594 | 1.4606 | 1.1399 | 0.8085 | 0.47751 | 0.14978 | -0.19101 | -0.54178 | -0.87476 | -1.2205 | -1.5595 | -1.9097 | -3.4454 | -5.3692 | -6.5534
Penn 132kV | Wolverhampton West 132 33 | Wolverhampton West 132/33/11kVDUMMY | Primary | 11 | 52.5738 | -2.1856 | Consumer Transformation | Headroom (MW) | N/A | 18.1766 | 18.1603 | 18.1336 | 17.892 | 17.645 | 17.3959 | 17.0769 | 16.7239 | 16.3332 | 15.9365 | 15.5154 | 15.0808 | 14.9316 | 14.446 | 13.9416 | 13.4071 | 10.8276 | 7.4836 | 4.0362
Penn 132kV | Wolverhampton West 132 33 | Wolverhampton West 132/33/11kVDUMMY | Primary | 11 | 52.5738 | -2.1856 | Leading the Way | Headroom (MW) | Fault level | 18.0558 | 18.0446 | 18.0226 | 17.78 | 17.517 | 17.2705 | 16.9527 | 16.5613 | 16.121 | 15.6327 | 15.0826 | 14.4932 | 14.1508 | 13.4932 | 12.8018 | 10.6732 | 6.9133 | 3.2447 | -0.52955
Penn 132kV | Wolverhampton West 132 33 | Wolverhampton West 132/33/11kVDUMMY | Primary | 11 | 52.5738 | -2.1856 | Steady Progression | Headroom (MW) | N/A | 15.0341 | 15.0307 | 15.0273 | 14.8603 | 14.686 | 14.5181 | 14.335 | 14.1434 | 13.9437 | 13.7495 | 13.5382 | 13.3252 | 13.1063 | 12.8788 | 12.6505 | 12.4054 | 11.258 | 10.8051 | 10.2179
Penn 132kV | Wolverhampton West 132 33 | Wolverhampton West 132/33/11kVDUMMY | Primary | 11 | 52.5738 | -2.1856 | System Transformation | Headroom (MW) | N/A | 17.5485 | 17.5431 | 17.5301 | 17.3229 | 17.0979 | 16.886 | 16.6306 | 16.3611 | 16.0849 | 15.7986 | 15.4911 | 15.1798 | 15.1425 | 14.8125 | 14.4737 | 14.0916 | 12.3142 | 10.3337 | 8.4152
Penn 132kV | Wolverhampton West 132 33 | Wolverhampton West 132/33/11kVDUMMY | Primary | 11 | 52.5738 | -2.1856 | WPD Best View | Headroom (MW) | N/A | 17.2786 | 17.2631 | 17.2424 | 17.0139 | 16.7735 | 16.539 | 16.2331 | 15.8776 | 15.4891 | 15.0495 | 14.5905 | 14.1298 | 13.9489 | 13.4611 | 12.951 | 11.0272 | 7.5703 | 5.109 | 2.7786
Penn 132kV | Woodside 132 11 (GT1A) | Woodside 132/11kVDUMMY | Primary | 11 | 52.4897 | -2.1174 | Consumer Transformation | Headroom (MW) | N/A | 51.1455 | 51.1163 | 50.9189 | 50.8213 | 50.7296 | 50.629 | 50.4355 | 50.3428 | 50.2166 | 50.1258 | 49.9832 | 49.7822 | 49.5859 | 49.3816 | 49.3056 | 49.2298 | 48.5702 | 47.3089 | 45.5179
Penn 132kV | Woodside 132 11 (GT1A) | Woodside 132/11kVDUMMY | Primary | 11 | 52.4897 | -2.1174 | Leading the Way | Headroom (MW) | N/A | 51.1672 | 51.1361 | 50.9622 | 50.8564 | 50.7793 | 50.6843 | 50.0634 | 49.9775 | 49.7155 | 49.6268 | 49.3207 | 48.941 | 48.5343 | 48.0926 | 48.0182 | 47.942 | 46.5727 | 45.4277 | 44.303
Penn 132kV | Woodside 132 11 (GT1A) | Woodside 132/11kVDUMMY | Primary | 11 | 52.4897 | -2.1174 | Steady Progression | Headroom (MW) | N/A | 51.1288 | 51.0924 | 50.875 | 50.7688 | 50.667 | 25.953 | 25.7795 | 25.6746 | 25.5642 | 25.4593 | 25.3493 | 25.201 | 25.0523 | 24.8964 | 24.7947 | 24.6957 | 24.1996 | 23.6833 | 22.887
Penn 132kV | Woodside 132 11 (GT1A) | Woodside 132/11kVDUMMY | Primary | 11 | 52.4897 | -2.1174 | System Transformation | Headroom (MW) | N/A | 51.1452 | 51.1183 | 50.9199 | 50.8209 | 50.7271 | 50.6232 | 50.4743 | 50.3756 | 50.2813 | 50.1806 | 50.0844 | 49.9416 | 49.7959 | 49.6525 | 49.5569 | 49.4647 | 49.0543 | 48.5815 | 48.0626
Penn 132kV | Woodside 132 11 (GT1A) | Woodside 132/11kVDUMMY | Primary | 11 | 52.4897 | -2.1174 | WPD Best View | Headroom (MW) | N/A | 51.1454 | 51.1189 | 50.9212 | 50.8232 | 50.7308 | 50.6292 | 50.5348 | 50.4405 | 50.3522 | 50.2594 | 50.173 | 50.0594 | 49.8818 | 49.7598 | 49.6376 | 49.5431 | 48.9374 | 47.6222 | 45.8824
Port Ham 132kV | Castle Meads 132 33 | Castle Meads 132 33 | Bulk Supply Point | 33 | 51.868 | -2.2572 | Consumer Transformation | Headroom (MW) | N/A | 66.1739 | 66.1042 | 65.6289 | 65.3602 | 60.011 | 59.6386 | 58.767 | 55.4177 | 54.5224 | 53.6314 | 52.4845 | 51.5265 | 50.5814 | 49.7465 | 49.0457 | 48.4272 | 42.8212 | 28.7764 | 14.0432
Port Ham 132kV | Castle Meads 132 33 | Castle Meads 132 33 | Bulk Supply Point | 33 | 51.868 | -2.2572 | Leading the Way | Headroom (MW) | N/A | 66.2351 | 66.1328 | 65.8401 | 65.734 | 65.6921 | 61.3587 | 59.7297 | 59.2922 | 58.3054 | 57.6553 | 56.5951 | 55.5132 | 54.3751 | 53.2496 | 52.9583 | 51.2202 | 38.1108 | 56.1502 | 44.7223
Port Ham 132kV | Castle Meads 132 33 | Castle Meads 132 33 | Bulk Supply Point | 33 | 51.868 | -2.2572 | Steady Progression | Headroom (MW) | N/A | 66.1748 | 66.0312 | 65.5651 | 65.393 | 65.2762 | 65.0939 | 64.7509 | 64.5634 | 64.3429 | 61.5522 | 60.4918 | 59.5575 | 59.3187 | 59.0975 | 58.9967 | 58.958 | 55.6225 | 54.4014 | 51.681
Port Ham 132kV | Castle Meads 132 33 | Castle Meads 132 33 | Bulk Supply Point | 33 | 51.868 | -2.2572 | System Transformation | Headroom (MW) | N/A | 66.1775 | 66.1736 | 65.7381 | 65.5662 | 65.3878 | 65.1257 | 64.5982 | 61.5651 | 60.9578 | 60.3657 | 59.6887 | 59.1777 | 58.6795 | 58.3602 | 58.1473 | 58.2347 | 58.8022 | 51.7077 | 42.2429
Port Ham 132kV | Castle Meads 132 33 | Castle Meads 132 33 | Bulk Supply Point | 33 | 51.868 | -2.2572 | WPD Best View | Headroom (MW) | N/A | 66.1748 | 66.0312 | 65.5651 | 65.393 | 65.2762 | 65.0939 | 64.8963 | 64.7088 | 64.5153 | 61.7246 | 60.7377 | 59.8848 | 59.7274 | 59.6208 | 59.5467 | 59.508 | 59.5178 | 59.2402 | 58.3607
Port Ham 132kV | Castle Meads 132 33 | BROCKWORTH 33 11kV S STN | Primary | 11 | 51.8451 | -2.167 | Consumer Transformation | Headroom (MW) | N/A | 19.1644 | 19.1422 | 19.0222 | 18.9103 | 18.8477 | 18.7265 | 18.5412 | 18.3524 | 18.156 | 17.9515 | 17.7627 | 17.657 | 17.5242 | 17.4071 | 17.3104 | 17.1985 | 16.4496 | 14.9849 | 12.1396
Port Ham 132kV | Castle Meads 132 33 | BROCKWORTH 33 11kV S STN | Primary | 11 | 51.8451 | -2.167 | Leading the Way | Headroom (MW) | N/A | 19.1819 | 19.1739 | 19.0986 | 19.0492 | 19.0194 | 18.9909 | 18.7519 | 18.7307 | 18.6276 | 18.573 | 18.4983 | 18.3125 | 18.0477 | 17.7513 | 17.7713 | 17.7877 | 15.834 | 18.1668 | 17.3283
Port Ham 132kV | Castle Meads 132 33 | BROCKWORTH 33 11kV S STN | Primary | 11 | 51.8451 | -2.167 | Steady Progression | Headroom (MW) | N/A | 19.1667 | 19.045 | 18.9458 | 18.8909 | 18.8798 | 18.8524 | 18.8201 | 18.7839 | 18.7394 | 18.705 | 17.878 | 17.1843 | 17.172 | 17.1625 | 17.1324 | 17.1052 | 16.6793 | 16.5522 | 16.078
Port Ham 132kV | Castle Meads 132 33 | BROCKWORTH 33 11kV S STN | Primary | 11 | 51.8451 | -2.167 | System Transformation | Headroom (MW) | N/A | 19.1621 | 19.1545 | 19.0465 | 18.9813 | 18.9251 | 18.8667 | 18.7481 | 18.6301 | 18.5087 | 18.4174 | 18.3235 | 18.3272 | 18.2877 | 18.2807 | 18.2891 | 18.3382 | 18.8787 | 18.6485 | 16.6162
Port Ham 132kV | Castle Meads 132 33 | BROCKWORTH 33 11kV S STN | Primary | 11 | 51.8451 | -2.167 | WPD Best View | Headroom (MW) | N/A | 19.1667 | 19.045 | 18.9458 | 18.8909 | 18.8798 | 18.8524 | 18.8201 | 18.7839 | 18.7394 | 18.705 | 17.878 | 17.1843 | 17.172 | 17.1737 | 17.1704 | 17.1431 | 17.1638 | 17.1919 | 17.0738
Port Ham 132kV | Castle Meads 132 33 | COMMERCIAL RD 33 11kV S STN | Primary | 11 | 51.8645 | -2.2501 | Consumer Transformation | Headroom (MW) | N/A | 30.9031 | 30.8769 | 30.6764 | 30.6254 | 30.5712 | 30.4709 | 30.2037 | 29.8451 | 29.4497 | 29.017 | 28.4114 | 27.8695 | 27.3652 | 26.8753 | 26.4033 | 26.0755 | 23.7581 | 17.8889 | 12.9959
Port Ham 132kV | Castle Meads 132 33 | COMMERCIAL RD 33 11kV S STN | Primary | 11 | 51.8645 | -2.2501 | Leading the Way | Headroom (MW) | N/A | 30.9151 | 30.8706 | 30.6774 | 30.6109 | 30.5752 | 30.4752 | 29.5391 | 29.4832 | 29.192 | 29.1263 | 28.6615 | 28.2698 | 27.8396 | 27.3938 | 27.2218 | 27.1483 | 23.1857 | 21.7696 | 18.4134
Port Ham 132kV | Castle Meads 132 33 | COMMERCIAL RD 33 11kV S STN | Primary | 11 | 51.8645 | -2.2501 | Steady Progression | Headroom (MW) | N/A | 30.8937 | 30.865 | 30.6562 | 30.5868 | 30.5145 | 30.4081 | 30.189 | 30.1036 | 29.9986 | 29.9026 | 29.7475 | 29.5817 | 29.4109 | 29.228 | 29.1471 | 29.1195 | 27.6261 | 27.052 | 26.1455
Port Ham 132kV | Castle Meads 132 33 | COMMERCIAL RD 33 11kV S STN | Primary | 11 | 51.8645 | -2.2501 | System Transformation | Headroom (MW) | N/A | 30.9026 | 30.8825 | 30.6803 | 30.6271 | 30.569 | 30.4629 | 30.2775 | 30.2015 | 30.0735 | 29.9339 | 29.6444 | 29.4258 | 29.2285 | 29.0859 | 28.985 | 29.1148 | 29.1653 | 25.8439 | 22.9733
Port Ham 132kV | Castle Meads 132 33 | COMMERCIAL RD 33 11kV S STN | Primary | 11 | 51.8645 | -2.2501 | WPD Best View | Headroom (MW) | N/A | 30.8937 | 30.865 | 30.6562 | 30.5868 | 30.5145 | 30.4081 | 30.3153 | 30.2299 | 30.1385 | 30.0425 | 29.9471 | 29.8627 | 29.7734 | 29.6865 | 29.6056 | 29.578 | 29.3159 | 29.1156 | 28.772
Port Ham 132kV | Castle Meads 132 33 | ROTOL 33 11kV S STN | Primary | 11 | 51.8975 | -2.1785 | Consumer Transformation | Headroom (MW) | N/A | 23.2721 | 23.3337 | 23.3887 | 23.4233 | 18.3046 | 18.3206 | 18.2533 | 18.3025 | 18.2672 | 18.2905 | 18.2275 | 18.1731 | 18.1092 | 18.0522 | 18.0935 | 18.1145 | 17.2133 | 14.2138 | 11.0885
Port Ham 132kV | Castle Meads 132 33 | ROTOL 33 11kV S STN | Primary | 11 | 51.8975 | -2.1785 | Leading the Way | Headroom (MW) | N/A | 23.2771 | 23.3477 | 23.4592 | 23.4897 | 23.5177 | 21.8706 | 21.5729 | 21.2634 | 20.8753 | 20.3865 | 20.0764 | 19.8281 | 19.6531 | 19.5277 | 19.3689 | 17.6788 | 13.3933 | 12.9121 | 10.1867
Port Ham 132kV | Castle Meads 132 33 | ROTOL 33 11kV S STN | Primary | 11 | 51.8975 | -2.1785 | Steady Progression | Headroom (MW) | N/A | 23.268 | 23.3101 | 23.3211 | 23.3321 | 23.3273 | 23.3301 | 23.2994 | 23.312 | 23.3096 | 23.3072 | 23.3165 | 23.319 | 23.3136 | 23.3123 | 23.3201 | 23.3165 | 22.7428 | 22.5323 | 21.8882
Port Ham 132kV | Castle Meads 132 33 | ROTOL 33 11kV S STN | Primary | 11 | 51.8975 | -2.1785 | System Transformation | Headroom (MW) | N/A | 23.2718 | 23.3385 | 23.3926 | 23.426 | 23.4318 | 23.4448 | 23.4363 | 23.362 | 23.2301 | 23.0718 | 22.9713 | 22.8344 | 22.6972 | 22.5953 | 22.4982 | 22.4295 | 22.3395 | 20.6214 | 18.4972
Port Ham 132kV | Castle Meads 132 33 | ROTOL 33 11kV S STN | Primary | 11 | 51.8975 | -2.1785 | WPD Best View | Headroom (MW) | N/A | 23.268 | 23.3101 | 23.3211 | 23.3321 | 23.3273 | 23.3301 | 23.3185 | 23.3311 | 23.342 | 23.3396 | 23.3627 | 23.3652 | 23.3598 | 23.3659 | 23.3737 | 23.3701 | 23.3485 | 23.3561 | 23.1834
Port Ham 132kV | Castle Meads 132 33 | TUFFLEY 33 11kV S STN | Primary | 11 | 51.8372 | -2.2621 | Consumer Transformation | Headroom (MW) | N/A | 19.8827 | 19.7998 | 19.5897 | 19.4495 | 19.3358 | 19.1689 | 18.817 | 15.9659 | 15.6978 | 15.4208 | 15.1313 | 14.8752 | 14.6311 | 14.4602 | 14.2867 | 14.0869 | 12.4485 | 8.7371 | 4.8674
Port Ham 132kV | Castle Meads 132 33 | TUFFLEY 33 11kV S STN | Primary | 11 | 51.8372 | -2.2621 | Leading the Way | Headroom (MW) | N/A | 19.9093 | 19.7889 | 19.6531 | 19.6325 | 19.6281 | 17.0704 | 16.9141 | 16.8631 | 16.6587 | 16.6178 | 16.4071 | 16.1511 | 15.8829 | 15.625 | 15.6446 | 15.6536 | 12.746 | 9.844 | 5.3362
Port Ham 132kV | Castle Meads 132 33 | TUFFLEY 33 11kV S STN | Primary | 11 | 51.8372 | -2.2621 | Steady Progression | Headroom (MW) | N/A | 19.8947 | 19.8595 | 19.6903 | 19.6314 | 19.6028 | 19.5516 | 19.4907 | 19.4121 | 19.3437 | 16.6857 | 16.5982 | 16.5208 | 16.4704 | 16.4429 | 16.4453 | 16.4651 | 15.6226 | 15.3132 | 14.6176
Port Ham 132kV | Castle Meads 132 33 | TUFFLEY 33 11kV S STN | Primary | 11 | 51.8372 | -2.2621 | System Transformation | Headroom (MW) | N/A | 19.8894 | 19.8464 | 19.667 | 19.58 | 19.5101 | 19.3995 | 19.1845 | 16.4198 | 16.1938 | 15.991 | 15.7978 | 15.6386 | 15.5143 | 15.4466 | 15.4233 | 15.4005 | 15.4669 | 13.6422 | 11.2044
Port Ham 132kV | Castle Meads 132 33 | TUFFLEY 33 11kV S STN | Primary | 11 | 51.8372 | -2.2621 | WPD Best View | Headroom (MW) | N/A | 19.8947 | 19.8595 | 19.6903 | 19.6314 | 19.6028 | 19.5516 | 19.4907 | 19.4121 | 19.3437 | 16.6857 | 16.5982 | 16.5208 | 16.4704 | 16.4429 | 16.4453 | 16.4651 | 16.7378 | 16.6249 | 16.3798
Port Ham 132kV | Cheltenham 132 11 (GT3) | Cheltenham 132/66/11kVDUMMY | Primary | 11 | 51.9096 | -2.1206 | Consumer Transformation | Headroom (MW) | N/A | 41.8068 | 41.7558 | 41.6233 | 41.6143 | 41.5869 | 41.5797 | 41.4155 | 41.344 | 40.9449 | 40.3925 | 39.8137 | 39.2837 | 38.7607 | 38.2663 | 37.792 | 37.4074 | 35.1872 | 31.0316 | 26.6716
Port Ham 132kV | Cheltenham 132 11 (GT3) | Cheltenham 132/66/11kVDUMMY | Primary | 11 | 51.9096 | -2.1206 | Leading the Way | Headroom (MW) | N/A | 41.8075 | 41.7258 | 41.6262 | 41.6139 | 41.6156 | 41.6453 | 41.0665 | 41.0038 | 40.8238 | 40.7752 | 40.5538 | 40.235 | 39.8745 | 39.4908 | 39.5997 | 39.6295 | 38.0976 | 35.9815 | 32.5394
Port Ham 132kV | Cheltenham 132 11 (GT3) | Cheltenham 132/66/11kVDUMMY | Primary | 11 | 51.9096 | -2.1206 | Steady Progression | Headroom (MW) | N/A | 41.8059 | 41.7599 | 41.089 | 41.0506 | 40.9995 | 40.9669 | 40.8515 | 40.767 | 40.6855 | 40.6083 | 40.5242 | 40.4796 | 40.4409 | 40.4151 | 40.4091 | 40.433 | 39.9212 | 39.6418 | 38.9533
Port Ham 132kV | Cheltenham 132 11 (GT3) | Cheltenham 132/66/11kVDUMMY | Primary | 11 | 51.9096 | -2.1206 | System Transformation | Headroom (MW) | N/A | 41.8065 | 41.7634 | 41.6299 | 41.6195 | 41.5896 | 41.5788 | 41.4753 | 41.3969 | 41.3482 | 41.285 | 41.2334 | 41.1361 | 40.9347 | 40.7802 | 40.6592 | 40.6219 | 40.5622 | 38.5709 | 36.003
Port Ham 132kV | Cheltenham 132 11 (GT3) | Cheltenham 132/66/11kVDUMMY | Primary | 11 | 51.9096 | -2.1206 | WPD Best View | Headroom (MW) | N/A | 41.8059 | 41.7599 | 41.089 | 41.0506 | 40.9995 | 40.9669 | 40.8771 | 40.7925 | 40.7278 | 40.6506 | 40.583 | 40.5384 | 40.4997 | 40.4822 | 40.4761 | 40.5 | 40.5539 | 40.5103 | 40.3412
Port Ham 132kV | Cheltenham 132 66 | Cheltenham 132 66 | Bulk Supply Point | 66 | 51.9096 | -2.1206 | Consumer Transformation | Headroom (MW) | N/A | 28.2751 | 28.1874 | 27.7986 | 27.6814 | 27.5047 | 27.263 | 26.836 | 26.542 | 26.1968 | 25.5336 | 24.7122 | 23.9697 | 23.2646 | 22.6283 | 22.0553 | 21.8628 | 18.2223 | 9.4873 | 0.46386
Port Ham 132kV | Cheltenham 132 66 | Cheltenham 132 66 | Bulk Supply Point | 66 | 51.9096 | -2.1206 | Leading the Way | Headroom (MW) | N/A | 28.3041 | 28.2419 | 27.9167 | 27.9024 | 27.8031 | 27.6788 | 27.0702 | 26.9628 | 26.709 | 26.5734 | 26.2625 | 25.9467 | 25.6594 | 25.392 | 23.8272 | 22.6443 | 17.8256 | 12.6209 | 7.5218
Port Ham 132kV | Cheltenham 132 66 | Cheltenham 132 66 | Bulk Supply Point | 66 | 51.9096 | -2.1206 | Steady Progression | Headroom (MW) | N/A | 28.2805 | 28.2103 | 27.8442 | 27.7524 | 27.6388 | 27.5011 | 27.3158 | 27.1907 | 27.0527 | 26.9304 | 26.7746 | 26.6194 | 26.4746 | 26.3578 | 26.3147 | 26.3127 | 26.2087 | 26.5271 | 25.3329
Port Ham 132kV | Cheltenham 132 66 | Cheltenham 132 66 | Bulk Supply Point | 66 | 51.9096 | -2.1206 | System Transformation | Headroom (MW) | N/A | 28.2733 | 28.2048 | 27.821 | 27.7293 | 27.5674 | 27.3672 | 27.0631 | 26.8428 | 26.6031 | 26.3804 | 26.1778 | 25.961 | 25.7751 | 25.654 | 25.5658 | 25.9046 | 26.1163 | 21.2419 | 15.1408
Port Ham 132kV | Cheltenham 132 66 | Cheltenham 132 66 | Bulk Supply Point | 66 | 51.9096 | -2.1206 | WPD Best View | Headroom (MW) | N/A | 28.2805 | 28.2103 | 27.8442 | 27.7524 | 27.6388 | 27.5011 | 27.3814 | 27.2563 | 27.1286 | 27.0063 | 26.8608 | 26.7443 | 26.6383 | 26.5692 | 26.526 | 26.5241 | 27.0268 | 27.502 | 26.6675
Port Ham 132kV | Cheltenham 132 66 | ALDERTON 66 11kV S STN | Primary | 11 | 51.9913 | -1.9982 | Consumer Transformation | Headroom (MW) | N/A | 7.9014 | 7.8957 | 7.7954 | 7.7935 | 7.761 | 7.7283 | 7.6741 | 7.6463 | 7.6281 | 7.6175 | 7.5986 | 7.6312 | 7.6854 | 7.7522 | 7.8253 | 7.9048 | 7.7103 | 5.5485 | 1.9454
Port Ham 132kV | Cheltenham 132 66 | ALDERTON 66 11kV S STN | Primary | 11 | 51.9913 | -1.9982 | Leading the Way | Headroom (MW) | N/A | 7.9079 | 7.9183 | 7.842 | 7.8986 | 7.8865 | 7.9003 | 7.9063 | 7.9694 | 8.0534 | 8.1568 | 8.2782 | 8.4168 | 8.5843 | 8.7642 | 8.9258 | 7.4557 | 5.0132 | 2.945 | 0.5195
Port Ham 132kV | Cheltenham 132 66 | ALDERTON 66 11kV S STN | Primary | 11 | 51.9913 | -1.9982 | Steady Progression | Headroom (MW) | N/A | 7.9072 | 7.8869 | 7.7817 | 7.7651 | 7.7311 | 7.7067 | 7.6775 | 7.6495 | 7.6268 | 7.6101 | 7.5787 | 7.5668 | 7.564 | 7.589 | 7.6263 | 7.7002 | 8.1994 | 8.6168 | 8.3482
Port Ham 132kV | Cheltenham 132 66 | ALDERTON 66 11kV S STN | Primary | 11 | 51.9913 | -1.9982 | System Transformation | Headroom (MW) | N/A | 7.8975 | 7.8857 | 7.7706 | 7.7614 | 7.7 | 7.6491 | 7.5634 | 7.5108 | 7.4408 | 7.3937 | 7.3602 | 7.3421 | 7.3496 | 7.3977 | 7.4789 | 7.5964 | 8.1838 | 6.8734 | 3.8191
Port Ham 132kV | Cheltenham 132 66 | ALDERTON 66 11kV S STN | Primary | 11 | 51.9913 | -1.9982 | WPD Best View | Headroom (MW) | N/A | 7.9072 | 7.8869 | 7.7817 | 7.7651 | 7.7311 | 7.7067 | 7.6775 | 7.6495 | 7.6268 | 7.6101 | 7.5787 | 7.5668 | 7.564 | 7.589 | 7.6263 | 7.7002 | 8.1994 | 8.6168 | 8.3482
Port Ham 132kV | Cheltenham 132 66 | BISHOPS CLEEVE 66 11kV S STN | Primary | 11 | 51.9472 | -2.0789 | Consumer Transformation | Headroom (MW) | Thermal | 4.2204 | 4.1829 | 4.072 | 4.025 | 3.9659 | 3.839 | 3.6348 | 3.4381 | 3.2305 | 2.9757 | 2.672 | 2.3624 | 2.0552 | 1.783 | 1.5379 | 1.2972 | 0.29045 | -3.2942 | -5.7133
Port Ham 132kV | Cheltenham 132 66 | BISHOPS CLEEVE 66 11kV S STN | Primary | 11 | 51.9472 | -2.0789 | Leading the Way | Headroom (MW) | Thermal | 4.2387 | 4.23 | 4.1562 | 4.1694 | 4.1654 | 4.1081 | 3.9925 | 3.887 | 3.747 | 3.5617 | 3.3446 | 3.1442 | 2.9701 | 2.838 | 1.1255 | 1.045 | 0.07031 | -1.869 | -2.5057
Port Ham 132kV | Cheltenham 132 66 | BISHOPS CLEEVE 66 11kV S STN | Primary | 11 | 51.9472 | -2.0789 | Steady Progression | Headroom (MW) | N/A | 4.2234 | 4.2149 | 4.135 | 4.1361 | 4.1455 | 4.1194 | 4.1029 | 4.0869 | 4.061 | 4.0337 | 3.9966 | 3.9662 | 3.9355 | 3.9118 | 3.8971 | 3.8855 | 4.1462 | 4.4233 | 4.1715
Port Ham 132kV | Cheltenham 132 66 | BISHOPS CLEEVE 66 11kV S STN | Primary | 11 | 51.9472 | -2.0789 | System Transformation | Headroom (MW) | Thermal | 4.2228 | 4.2061 | 4.1164 | 4.1038 | 4.0914 | 4.0283 | 3.9254 | 3.8353 | 3.7412 | 3.6405 | 3.5425 | 3.4497 | 3.363 | 3.2928 | 3.2372 | 3.1964 | 3.2471 | 0.60155 | -1.1287
Port Ham 132kV | Cheltenham 132 66 | BISHOPS CLEEVE 66 11kV S STN | Primary | 11 | 51.9472 | -2.0789 | WPD Best View | Headroom (MW) | N/A | 4.2234 | 4.2149 | 4.135 | 4.1361 | 4.1455 | 4.1194 | 4.1029 | 4.0869 | 4.061 | 4.0337 | 3.9966 | 3.9662 | 3.9355 | 3.9118 | 3.8971 | 3.8855 | 4.1462 | 4.4233 | 4.1715
Port Ham 132kV | Eastern Avenue 132 11 (GT1A) | Eastern Avenue 132/11kVDUMMY | Primary | 11 | 51.8548 | -2.2256 | Consumer Transformation | Headroom (MW) | N/A | 46.855 | 46.8013 | 46.577 | 46.4647 | 46.3517 | 46.2412 | 45.9841 | 45.8964 | 45.7064 | 45.6118 | 45.2608 | 44.8484 | 44.4787 | 44.1328 | 43.7748 | 43.4726 | 41.0767 | 37.8231 | 34.4718
Port Ham 132kV | Eastern Avenue 132 11 (GT1A) | Eastern Avenue 132/11kVDUMMY | Primary | 11 | 51.8548 | -2.2256 | Leading the Way | Headroom (MW) | N/A | 46.874 | 46.7837 | 46.5683 | 46.4104 | 46.302 | 46.1916 | 45.4448 | 45.3643 | 45.0884 | 44.9991 | 44.7204 | 44.382 | 44.0213 | 43.6422 | 43.6121 | 43.6791 | 41.0677 | 39.7889 | 38.4693
Port Ham 132kV | Eastern Avenue 132 11 (GT1A) | Eastern Avenue 132/11kVDUMMY | Primary | 11 | 51.8548 | -2.2256 | Steady Progression | Headroom (MW) | N/A | 42.3855 | 42.3583 | 42.324 | 42.2962 | 42.2715 | 42.2472 | 42.2177 | 42.1757 | 42.127 | 42.0715 | 42.0085 | 41.9416 | 41.8826 | 41.8192 | 41.765 | 41.7105 | 41.3938 | 41.0182 | 40.5333
Port Ham 132kV | Eastern Avenue 132 11 (GT1A) | Eastern Avenue 132/11kVDUMMY | Primary | 11 | 51.8548 | -2.2256 | System Transformation | Headroom (MW) | N/A | 46.8546 | 46.8102 | 46.5845 | 46.4703 | 46.354 | 46.2386 | 46.1038 | 46.0069 | 45.8946 | 45.7846 | 45.6794 | 45.583 | 45.4509 | 45.3737 | 45.2955 | 45.2969 | 45.0634 | 44.2 | 42.697
Port Ham 132kV | Eastern Avenue 132 11 (GT1A) | Eastern Avenue 132/11kVDUMMY | Primary | 11 | 51.8548 | -2.2256 | WPD Best View | Headroom (MW) | N/A | 46.8405 | 46.7921 | 46.5586 | 46.4433 | 46.3263 | 46.2117 | 46.0975 | 45.9944 | 45.882 | 45.7719 | 45.6635 | 45.5602 | 45.4578 | 45.3642 | 45.2685 | 45.2198 | 44.8729 | 44.6004 | 44.2224
Port Ham 132kV | Hereford (Walham) 132 66 | Hereford (Walham) 132 66 | Bulk Supply Point | 66 | 52.0548 | -2.62 | Consumer Transformation | Headroom (MW) | Thermal | 25.752 | 25.3557 | 24.4257 | 23.2171 | 21.9271 | 20.1396 | 17.5725 | 14.9213 | 12.2506 | 9.4567 | 6.5286 | 3.564 | 0.70501 | -2.0568 | -4.8039 | -7.5931 | -27.4006 | -44.4194 | -58.6956
Port Ham 132kV | Hereford (Walham) 132 66 | Hereford (Walham) 132 66 | Bulk Supply Point | 66 | 52.0548 | -2.62 | Leading the Way | Headroom (MW) | Thermal | 25.8768 | 25.6649 | 25.1158 | 24.4885 | 23.7501 | 22.7664 | 21.3499 | 19.8717 | 18.1467 | 16.5731 | 14.9759 | 13.5477 | 12.2913 | 11.1474 | 8.358 | 7.107 | -7.2052 | -17.1401 | -25.0644
Port Ham 132kV | Hereford (Walham) 132 66 | Hereford (Walham) 132 66 | Bulk Supply Point | 66 | 52.0548 | -2.62 | Steady Progression | Headroom (MW) | N/A | 25.8732 | 25.6984 | 25.1654 | 24.6969 | 24.2547 | 23.8102 | 23.2907 | 22.7811 | 22.2191 | 21.6168 | 20.9105 | 20.2243 | 19.5612 | 18.959 | 18.3597 | 17.7719 | 15.5957 | 14.3713 | 11.2636
Port Ham 132kV | Hereford (Walham) 132 66 | Hereford (Walham) 132 66 | Bulk Supply Point | 66 | 52.0548 | -2.62 | System Transformation | Headroom (MW) | Thermal | 25.8468 | 25.6131 | 24.9918 | 24.3629 | 23.5423 | 22.6379 | 21.3386 | 20.0185 | 18.501 | 16.925 | 15.4567 | 14.0024 | 12.6315 | 11.3437 | 10.0855 | 8.8238 | 2.3129 | -6.7444 | -12.7449
Port Ham 132kV | Hereford (Walham) 132 66 | Hereford (Walham) 132 66 | Bulk Supply Point | 66 | 52.0548 | -2.62 | WPD Best View | Headroom (MW) | Thermal | 54.4604 | 54.066 | 53.1341 | 51.9255 | 50.6355 | 48.848 | 46.2809 | 43.6297 | 40.959 | 38.1651 | 35.237 | 32.2724 | 29.4134 | 26.6516 | 23.9045 | 21.1153 | 1.3078 | -15.711 | -29.9872
Port Ham 132kV | Hereford (Walham) 132 66 | HEREFORD NORTH 66 11kV S STN | Primary | 11 | 52.0744 | -2.7146 | Consumer Transformation | Headroom (MW) | N/A | 39.83 | 39.6422 | 39.2554 | 38.6999 | 38.1118 | 37.3482 | 36.3831 | 35.357 | 34.3112 | 33.2249 | 32.0974 | 30.9797 | 29.8578 | 28.8056 | 27.7858 | 26.7628 | 21.5512 | 15.3923 | 10.3903
Port Ham 132kV | Hereford (Walham) 132 66 | HEREFORD NORTH 66 11kV S STN | Primary | 11 | 52.0744 | -2.7146 | Leading the Way | Headroom (MW) | N/A | 39.8935 | 39.8017 | 39.5635 | 39.1803 | 38.7507 | 38.3044 | 37.7288 | 37.0854 | 36.3312 | 35.6606 | 34.9937 | 34.4389 | 33.8981 | 33.4294 | 32.9826 | 32.4972 | 29.7103 | 25.6238 | 23.0777
Port Ham 132kV | Hereford (Walham) 132 66 | HEREFORD NORTH 66 11kV S STN | Primary | 11 | 52.0744 | -2.7146 | Steady Progression | Headroom (MW) | N/A | 39.8806 | 39.8108 | 39.5844 | 39.2968 | 39.017 | 38.7394 | 38.4653 | 38.1491 | 37.8053 | 37.4502 | 37.0702 | 36.6956 | 36.3258 | 35.9858 | 35.6488 | 35.3211 | 33.9426 | 33.336 | 32.6296
Port Ham 132kV | Hereford (Walham) 132 66 | HEREFORD NORTH 66 11kV S STN | Primary | 11 | 52.0744 | -2.7146 | System Transformation | Headroom (MW) | N/A | 39.8749 | 39.7735 | 39.5077 | 39.1351 | 38.7215 | 38.2883 | 37.7305 | 37.1384 | 36.4733 | 35.8076 | 35.1502 | 34.5024 | 33.8644 | 33.2727 | 32.7161 | 32.1438 | 29.6732 | 27.326 | 25.1669
Port Ham 132kV | Hereford (Walham) 132 66 | HEREFORD NORTH 66 11kV S STN | Primary | 11 | 52.0744 | -2.7146 | WPD Best View | Headroom (MW) | N/A | 39.83 | 39.6422 | 39.2554 | 38.6999 | 38.1118 | 37.3482 | 36.3831 | 35.357 | 34.3112 | 33.2249 | 32.0974 | 30.9797 | 29.8578 | 28.8056 | 27.7858 | 26.7628 | 21.5512 | 15.3923 | 10.3903
Port Ham 132kV | Hereford (Walham) 132 66 | HEREFORD SOUTH 66 11kV S STN | Primary | 11 | 52.0293 | -2.7064 | Consumer Transformation | Headroom (MW) | Thermal | 8.8851 | 8.7023 | 8.3449 | 7.9755 | 7.5753 | 6.9873 | 6.0141 | 5.0254 | 4.0308 | 3.014 | 1.9158 | 0.77442 | -0.27033 | -1.3036 | -2.3565 | -3.442 | -14.497 | -21.6745 | -27.4591
Port Ham 132kV | Hereford (Walham) 132 66 | HEREFORD SOUTH 66 11kV S STN | Primary | 11 | 52.0293 | -2.7064 | Leading the Way | Headroom (MW) | Thermal | 8.9446 | 8.8542 | 8.6634 | 8.4876 | 8.2821 | 7.9393 | 7.4119 | 6.8853 | 6.2842 | 5.7513 | 5.1559 | 4.5672 | 4.1212 | 3.7044 | 1.6236 | 1.1419 | -8.8094 | -13.0234 | -16.9826
Port Ham 132kV | Hereford (Walham) 132 66 | HEREFORD SOUTH 66 11kV S STN | Primary | 11 | 52.0293 | -2.7064 | Steady Progression | Headroom (MW) | N/A | 8.9569 | 8.8775 | 8.6941 | 8.5747 | 8.4722 | 8.3643 | 8.2506 | 8.1147 | 7.957 | 7.8145 | 7.6353 | 7.4642 | 7.3095 | 7.1716 | 7.0288 | 6.8819 | 6.4695 | 6.1698 | 4.3703
Port Ham 132kV | Hereford (Walham) 132 66 | HEREFORD SOUTH 66 11kV S STN | Primary | 11 | 52.0293 | -2.7064 | System Transformation | Headroom (MW) | Thermal | 8.935 | 8.8265 | 8.5932 | 8.3973 | 8.1594 | 7.9012 | 7.4773 | 7.0641 | 6.5757 | 6.0186 | 5.5626 | 5.0973 | 4.6922 | 4.3063 | 3.9051 | 3.5059 | 0.70985 | -4.697 | -7.32
Port Ham 132kV | Hereford (Walham) 132 66 | HEREFORD SOUTH 66 11kV S STN | Primary | 11 | 52.0293 | -2.7064 | WPD Best View | Headroom (MW) | Thermal | 8.8851 | 8.7023 | 8.3449 | 7.9755 | 7.5753 | 6.9873 | 6.0141 | 5.0254 | 4.0308 | 3.014 | 1.9158 | 0.77442 | -0.27033 | -1.3036 | -2.3565 | -3.442 | -14.497 | -21.6745 | -27.4591
Port Ham 132kV | Hereford (Walham) 132 66 | Hereford Central 66/11kv | Primary | 11 | 52.0596 | -2.7161 | Consumer Transformation | Headroom (MW) | N/A | 24.7453 | 24.7197 | 24.5339 | 24.2501 | 23.9484 | 23.5125 | 22.8837 | 22.2472 | 21.6169 | 20.9262 | 20.2237 | 19.5183 | 18.826 | 18.1496 | 17.4752 | 16.7945 | 13.2536 | 9.5712 | 6.0816
Port Ham 132kV | Hereford (Walham) 132 66 | Hereford Central 66/11kv | Primary | 11 | 52.0596 | -2.7161 | Leading the Way | Headroom (MW) | N/A | 24.7471 | 24.7174 | 24.5972 | 24.5289 | 24.4257 | 24.2311 | 23.9176 | 23.6094 | 23.2398 | 22.8696 | 22.5348 | 22.25 | 21.9804 | 21.7219 | 21.4602 | 21.1762 | 19.6023 | 17.9678 | 16.5489
Port Ham 132kV | Hereford (Walham) 132 66 | Hereford Central 66/11kv | Primary | 11 | 52.0596 | -2.7161 | Steady Progression | Headroom (MW) | N/A | 24.7442 | 24.7186 | 24.5953 | 24.5338 | 24.4738 | 24.4149 | 24.2832 | 24.2257 | 24.1651 | 24.0605 | 23.9134 | 23.7729 | 23.6343 | 23.5099 | 23.3904 | 23.2773 | 22.892 | 22.5739 | 21.9721
Port Ham 132kV | Hereford (Walham) 132 66 | Hereford Central 66/11kv | Primary | 11 | 52.0596 | -2.7161 | System Transformation | Headroom (MW) | N/A | 24.7453 | 24.7215 | 24.5994 | 24.5389 | 24.3698 | 24.1568 | 23.8392 | 23.5244 | 23.1605 | 22.8072 | 22.4524 | 22.1111 | 21.7833 | 21.473 | 21.1727 | 20.8825 | 19.6383 | 18.335 | 17.1167
Port Ham 132kV | Hereford (Walham) 132 66 | Hereford Central 66/11kv | Primary | 11 | 52.0596 | -2.7161 | WPD Best View | Headroom (MW) | N/A | 24.7453 | 24.7216 | 24.5339 | 24.2501 | 23.9484 | 23.5125 | 22.8837 | 22.2472 | 21.6169 | 20.9262 | 20.2237 | 19.5183 | 18.826 | 18.1496 | 17.4752 | 16.7945 | 13.2536 | 9.5712 | 6.0816
Port Ham 132kV | Lydney 132 33 | Lydney 132 33 | Bulk Supply Point | 33 | 51.7368 | -2.5372 | Consumer Transformation | Headroom (MW) | N/A | 50.8859 | 50.7752 | 50.2501 | 49.9657 | 49.9141 | 49.6587 | 49.2165 | 48.8532 | 48.529 | 47.3831 | 47.3439 | 46.5819 | 45.9249 | 44.3494 | 43.4594 | 41.6166 | 33.7946 | 21.8867 | 5.4046
Port Ham 132kV | Lydney 132 33 | Lydney 132 33 | Bulk Supply Point | 33 | 51.7368 | -2.5372 | Leading the Way | Headroom (MW) | N/A | 50.9519 | 50.7881 | 50.3841 | 50.322 | 50.5352 | 50.6193 | 49.7289 | 49.94 | 50.1967 | 50.7977 | 51.6845 | 52.2754 | 52.0958 | 50.9192 | 48.9841 | 46.9617 | 29.1447 | 18.8923 | 12.4032
Port Ham 132kV | Lydney 132 33 | Lydney 132 33 | Bulk Supply Point | 33 | 51.7368 | -2.5372 | Steady Progression | Headroom (MW) | N/A | 50.8844 | 50.8415 | 50.3928 | 50.2485 | 50.2798 | 50.2452 | 50.2586 | 50.2577 | 50.2034 | 50.2218 | 50.323 | 50.1759 | 49.65 | 49.1798 | 48.433 | 47.7539 | 44.616 | 44.7633 | 43.6574
Port Ham 132kV | Lydney 132 33 | Lydney 132 33 | Bulk Supply Point | 33 | 51.7368 | -2.5372 | System Transformation | Headroom (MW) | N/A | 50.8859 | 50.823 | 50.3169 | 50.107 | 50.0464 | 49.8454 | 49.5763 | 49.3038 | 48.959 | 48.8063 | 48.9069 | 48.8158 | 48.3942 | 48.0617 | 47.4463 | 46.9674 | 44.3383 | 38.2783 | 27.8925
Port Ham 132kV | Lydney 132 33 | Lydney 132 33 | Bulk Supply Point | 33 | 51.7368 | -2.5372 | WPD Best View | Headroom (MW) | N/A | 50.8906 | 50.8535 | 50.4265 | 50.3086 | 50.3789 | 50.3848 | 50.418 | 50.4581 | 50.4533 | 50.5234 | 50.7028 | 51.006 | 51.3505 | 51.7506 | 52.144 | 52.5529 | 54.6525 | 55.0313 | 54.2431
Port Ham 132kV | Lydney 132 33 | BILSON 33 11kV S STN | Primary | 11 | 51.8225 | -2.51 | Consumer Transformation | Headroom (MW) | N/A | 11.9266 | 11.8825 | 11.7706 | 11.6705 | 11.5707 | 11.5043 | 11.315 | 11.1567 | 10.9963 | 10.9485 | 10.9088 | 10.8821 | 10.8792 | 10.8877 | 10.9151 | 10.927 | 10.5276 | 9.4961 | 6.9051
Port Ham 132kV | Lydney 132 33 | BILSON 33 11kV S STN | Primary | 11 | 51.8225 | -2.51 | Leading the Way | Headroom (MW) | N/A | 11.945 | 11.7405 | 11.6596 | 11.6173 | 11.5682 | 11.6173 | 11.5461 | 11.5438 | 11.5294 | 11.7119 | 11.9218 | 12.1529 | 12.4027 | 12.6534 | 12.8994 | 13.1113 | 12.2263 | 11.4822 | 10.3848
Port Ham 132kV | Lydney 132 33 | BILSON 33 11kV S STN | Primary | 11 | 51.8225 | -2.51 | Steady Progression | Headroom (MW) | N/A | 11.9391 | 11.917 | 11.8469 | 11.8116 | 11.7819 | 11.7998 | 11.7704 | 11.7495 | 11.7102 | 11.7467 | 11.7875 | 11.8449 | 11.9122 | 11.9873 | 12.0931 | 12.2072 | 12.7849 | 13.1927 | 13.1446
Port Ham 132kV | Lydney 132 33 | BILSON 33 11kV S STN | Primary | 11 | 51.8225 | -2.51 | System Transformation | Headroom (MW) | N/A | 11.9378 | 11.9131 | 11.8211 | 11.7642 | 11.6975 | 11.6848 | 11.5625 | 11.4695 | 11.3426 | 11.3629 | 11.3921 | 11.4465 | 11.5124 | 11.5992 | 11.7285 | 11.8686 | 12.4479 | 12.4873 | 10.7637
Port Ham 132kV | Lydney 132 33 | BILSON 33 11kV S STN | Primary | 11 | 51.8225 | -2.51 | WPD Best View | Headroom (MW) | N/A | 11.9405 | 11.9212 | 11.855 | 11.8249 | 11.8021 | 11.8299 | 11.8117 | 11.804 | 11.7797 | 11.8325 | 11.8903 | 11.9682 | 12.0584 | 12.1565 | 12.2845 | 12.4149 | 12.9779 | 13.3908 | 13.3628
Port Ham 132kV | Lydney 132 33 | BIXHEAD 33 11kV S STN | Primary | 11 | 51.7958 | -2.5919 | Consumer Transformation | Headroom (MW) | N/A | 4.5913 | 4.5676 | 4.4664 | 4.4026 | 4.3383 | 4.2573 | 4.1413 | 4.0402 | 3.9402 | 3.8415 | 3.741 | 3.6571 | 3.5961 | 3.5418 | 3.5057 | 3.4403 | 2.8465 | 1.7373 | 0.52594
Port Ham 132kV | Lydney 132 33 | BIXHEAD 33 11kV S STN | Primary | 11 | 51.7958 | -2.5919 | Leading the Way | Headroom (MW) | N/A | 4.5979 | 4.5941 | 4.5249 | 4.4949 | 4.4614 | 4.4453 | 4.4179 | 4.418 | 4.4443 | 4.4814 | 4.524 | 4.5959 | 4.6794 | 4.765 | 4.8604 | 4.9047 | 4.748 | 4.0071 | 8.5511
Port Ham 132kV | Lydney 132 33 | BIXHEAD 33 11kV S STN | Primary | 11 | 51.7958 | -2.5919 | Steady Progression | Headroom (MW) | N/A | 4.6006 | 4.5838 | 4.5058 | 4.4782 | 4.4504 | 4.4287 | 4.4059 | 4.3846 | 4.3579 | 4.3286 | 4.2937 | 4.2783 | 4.2608 | 4.2581 | 4.2875 | 4.3066 | 4.6353 | 4.955 | 4.7077
Port Ham 132kV | Lydney 132 33 | BIXHEAD 33 11kV S STN | Primary | 11 | 51.7958 | -2.5919 | System Transformation | Headroom (MW) | N/A | 4.5904 | 4.5707 | 4.4853 | 4.445 | 4.388 | 4.3282 | 4.2449 | 4.1642 | 4.08 | 3.9974 | 3.9204 | 3.8743 | 3.8398 | 3.8313 | 3.8526 | 3.8771 | 4.1152 | 3.9468 | 3.3979
Port Ham 132kV | Lydney 132 33 | BIXHEAD 33 11kV S STN | Primary | 11 | 51.7958 | -2.5919 | WPD Best View | Headroom (MW) | N/A | 4.6021 | 4.588 | 4.5139 | 4.4915 | 4.4706 | 4.4588 | 4.4472 | 4.4391 | 4.4273 | 4.4144 | 4.3965 | 4.4017 | 4.407 | 4.4274 | 4.4789 | 4.5143 | 4.8283 | 4.9967 | 4.6774
Port Ham 132kV | Lydney 132 33 | ELTON 33 11kV S STN | Primary | 11 | 51.8211 | -2.4428 | Consumer Transformation | Headroom (MW) | Thermal | 3.8269 | 3.8201 | 3.7868 | 3.7675 | 3.7591 | 3.7526 | 3.7255 | 3.7048 | 3.697 | 3.6905 | 3.6865 | 3.6966 | 3.7388 | 3.767 | 3.7992 | 3.8291 | 2.5037 | -0.43933 | -4.7284
Port Ham 132kV | Lydney 132 33 | ELTON 33 11kV S STN | Primary | 11 | 51.8211 | -2.4428 | Leading the Way | Headroom (MW) | Thermal | 3.8291 | 3.8384 | 3.8131 | 3.8112 | 3.8274 | 3.8454 | 3.8577 | 3.889 | 3.9426 | 4.0052 | 4.0797 | 4.1647 | 4.2798 | 4.3779 | 2.8432 | 1.2874 | -3.551 | -7.6265 | -11.9045
Port Ham 132kV | Lydney 132 33 | ELTON 33 11kV S STN | Primary | 11 | 51.8211 | -2.4428 | Steady Progression | Headroom (MW) | N/A | 3.8246 | 3.8217 | 3.7958 | 3.7782 | 3.7718 | 3.7743 | 3.7752 | 3.7714 | 3.7721 | 3.7686 | 3.7582 | 3.7688 | 3.7853 | 3.8049 | 3.8329 | 3.8773 | 4.1923 | 3.2715 | 3.1761
Port Ham 132kV | Lydney 132 33 | ELTON 33 11kV S STN | Primary | 11 | 51.8211 | -2.4428 | System Transformation | Headroom (MW) | Thermal | 3.8239 | 3.8241 | 3.7845 | 3.7616 | 3.7471 | 3.7293 | 3.6936 | 3.665 | 3.6394 | 3.614 | 3.6019 | 3.6002 | 3.6262 | 3.6576 | 3.6944 | 3.7502 | 2.8803 | 0.44041 | -3.5212
Port Ham 132kV | Lydney 132 33 | ELTON 33 11kV S STN | Primary | 11 | 51.8211 | -2.4428 | WPD Best View | Headroom (MW) | N/A | 3.8246 | 3.8217 | 3.7958 | 3.7782 | 3.7718 | 3.7743 | 3.7752 | 3.7714 | 3.7721 | 3.7686 | 3.7582 | 3.7688 | 3.7853 | 3.8049 | 3.8329 | 3.8773 | 4.1923 | 3.2715 | 3.1761
Port Ham 132kV | Lydney 132 33 | Lydney 33/11kVDUMMY | Primary | 11 | 51.7368 | -2.5366 | Consumer Transformation | Headroom (MW) | N/A | 5.4999 | 5.4815 | 5.4295 | 5.3839 | 5.4548 | 5.4215 | 5.3016 | 5.1832 | 5.0777 | 4.9939 | 4.9581 | 4.9389 | 4.9177 | 4.9227 | 4.8894 | 4.9775 | 4.7303 | 2.8896 | 2.0448
Port Ham 132kV | Lydney 132 33 | Lydney 33/11kVDUMMY | Primary | 11 | 51.7368 | -2.5366 | Leading the Way | Headroom (MW) | N/A | 5.5101 | 5.5094 | 5.4735 | 5.4489 | 5.5827 | 5.6028 | 5.5246 | 5.4383 | 5.3827 | 5.3812 | 5.4771 | 5.61 | 5.5816 | 5.5451 | 5.5769 | 5.7587 | 4.5861 | 3.2637 | 1.3124
Port Ham 132kV | Lydney 132 33 | Lydney 33/11kVDUMMY | Primary | 11 | 51.7368 | -2.5366 | Steady Progression | Headroom (MW) | N/A | 5.4998 | 5.5018 | 5.4621 | 5.4524 | 5.535 | 5.5588 | 5.5576 | 5.5563 | 5.5476 | 5.5496 | 5.5762 | 5.615 | 5.6555 | 5.7053 | 5.7271 | 5.8343 | 5.6072 | 5.6582 | 5.5591
Port Ham 132kV | Lydney 132 33 | Lydney 33/11kVDUMMY | Primary | 11 | 51.7368 | -2.5366 | System Transformation | Headroom (MW) | N/A | 5.5021 | 5.4969 | 5.4616 | 5.4359 | 5.5234 | 5.5406 | 5.4909 | 5.4371 | 5.3901 | 5.3535 | 5.38 | 5.4169 | 5.4611 | 5.5178 | 5.5438 | 5.7047 | 6.0435 | 4.8368 | 4.4479
Port Ham 132kV | Lydney 132 33 | Lydney 33/11kVDUMMY | Primary | 11 | 51.7368 | -2.5366 | WPD Best View | Headroom (MW) | N/A | 5.4998 | 5.5018 | 5.4621 | 5.4524 | 5.535 | 5.5588 | 5.5576 | 5.5563 | 5.5476 | 5.5496 | 5.5762 | 5.615 | 5.6555 | 5.7053 | 5.7271 | 5.8343 | 6.0649 | 6.1871 | 6.2499
Port Ham 132kV | Lydney 132 33 | MEAD LA 33 11kV S STN | Primary | 11 | 51.7143 | -2.5377 | Consumer Transformation | Headroom (MW) | N/A | 19.222 | 19.1959 | 19.06 | 19.0561 | 19.1158 | 19.0595 | 19.0563 | 19.0046 | 18.9817 | 19.0027 | 19.0809 | 19.1771 | 19.2231 | 19.2332 | 19.26 | 19.2822 | 19.2314 | 18.6473 | 16.6715
Port Ham 132kV | Lydney 132 33 | MEAD LA 33 11kV S STN | Primary | 11 | 51.7143 | -2.5377 | Leading the Way | Headroom (MW) | N/A | 19.224 | 19.2054 | 19.0822 | 19.1114 | 19.2234 | 19.1844 | 19.2397 | 19.2354 | 19.2468 | 19.3587 | 19.5391 | 19.739 | 19.8641 | 19.9477 | 20.0069 | 20.0434 | 18.7992 | 18.1837 | 17.3387
Port Ham 132kV | Lydney 132 33 | MEAD LA 33 11kV S STN | Primary | 11 | 51.7143 | -2.5377 | Steady Progression | Headroom (MW) | N/A | 19.2193 | 19.1931 | 19.0647 | 19.0409 | 19.0731 | 19.0228 | 19.0092 | 18.9786 | 18.9437 | 18.9385 | 18.975 | 19.0117 | 19.0209 | 19.0198 | 19.0272 | 19.0435 | 19.2799 | 19.531 | 19.3402
Port Ham 132kV | Lydney 132 33 | MEAD LA 33 11kV S STN | Primary | 11 | 51.7143 | -2.5377 | System Transformation | Headroom (MW) | N/A | 19.219 | 19.1922 | 19.0539 | 19.0447 | 19.0968 | 19.0308 | 19.0221 | 18.9683 | 18.9158 | 18.9259 | 18.9981 | 19.0812 | 19.106 | 19.1197 | 19.15 | 19.2039 | 19.55 | 19.4188 | 17.7228
Port Ham 132kV | Lydney 132 33 | MEAD LA 33 11kV S STN | Primary | 11 | 51.7143 | -2.5377 | WPD Best View | Headroom (MW) | N/A | 19.2192 | 19.1931 | 19.0644 | 19.041 | 19.0733 | 19.0231 | 19.0099 | 18.9805 | 18.9481 | 18.946 | 18.9871 | 19.0303 | 19.0473 | 19.0561 | 19.0754 | 19.1035 | 19.3817 | 19.5612 | 19.3188
Port Ham 132kV | Lydney 132 33 | MITCHELDEAN 33 11kV S STN | Primary | 11 | 51.8582 | -2.4988 | Consumer Transformation | Headroom (MW) | N/A | 9.3036 | 9.285 | 9.2417 | 9.2116 | 9.1822 | 9.1558 | 9.1018 | 9.0633 | 9.0329 | 8.9976 | 9.0081 | 9.0402 | 9.077 | 8.196 | 8.2093 | 8.2165 | 7.8993 | 5.9699 | 4.1677
Port Ham 132kV | Lydney 132 33 | MITCHELDEAN 33 11kV S STN | Primary | 11 | 51.8582 | -2.4988 | Leading the Way | Headroom (MW) | N/A | 9.3095 | 9.3028 | 9.2719 | 9.2559 | 9.2437 | 9.242 | 9.0597 | 9.0446 | 9.0068 | 8.9969 | 9.0389 | 9.0808 | 9.1179 | 9.1567 | 9.1864 | 9.2077 | 7.0534 | 5.868 | 5.1538
Port Ham 132kV | Lydney 132 33 | MITCHELDEAN 33 11kV S STN | Primary | 11 | 51.8582 | -2.4988 | Steady Progression | Headroom (MW) | N/A | 9.302 | 9.2976 | 9.2526 | 9.241 | 9.2299 | 9.2137 | 9.2098 | 9.1934 | 9.1843 | 9.1694 | 9.1812 | 9.1986 | 9.2191 | 9.2415 | 9.2375 | 9.2356 | 8.8022 | 8.7974 | 8.6828
Port Ham 132kV | Lydney 132 33 | MITCHELDEAN 33 11kV S STN | Primary | 11 | 51.8582 | -2.4988 | System Transformation | Headroom (MW) | N/A | 9.3033 | 9.2905 | 9.2507 | 9.2265 | 9.1919 | 9.1662 | 9.1294 | 9.0908 | 9.0467 | 9.0188 | 9.0486 | 9.0883 | 9.1354 | 9.2031 | 9.2359 | 9.2781 | 9.3947 | 8.2593 | 7.9176
Port Ham 132kV | Lydney 132 33 | MITCHELDEAN 33 11kV S STN | Primary | 11 | 51.8582 | -2.4988 | WPD Best View | Headroom (MW) | N/A | 9.3035 | 9.3019 | 9.2608 | 9.2543 | 9.2501 | 9.2438 | 9.235 | 9.2176 | 9.2009 | 9.185 | 9.2023 | 9.2234 | 9.2485 | 9.2773 | 9.2788 | 9.2822 | 9.2825 | 9.2886 | 9.2529
Port Ham 132kV | Lydney 132 33 | PRINCESS ROYAL 33 11kV S STN | Primary | 11 | 51.7544 | -2.5617 | Consumer Transformation | Headroom (MW) | Thermal | 8.2898 | 8.3022 | 8.233 | 8.1828 | 8.1468 | 8.1007 | 8.1104 | 8.1511 | 8.1527 | 7.1643 | 7.0813 | 7.0343 | 7.0853 | 7.1375 | 7.2074 | 6.2568 | 5.5729 | 3.4538 | -0.063665
Port Ham 132kV | Lydney 132 33 | PRINCESS ROYAL 33 11kV S STN | Primary | 11 | 51.7544 | -2.5617 | Leading the Way | Headroom (MW) | N/A | 8.3105 | 8.352 | 8.3042 | 8.2875 | 8.2874 | 8.2832 | 8.4214 | 8.6105 | 8.7567 | 8.8373 | 8.8855 | 8.9584 | 8.9945 | 8.0871 | 8.2039 | 8.2253 | 6.7472 | 5.3163 | 3.3592
Port Ham 132kV | Lydney 132 33 | PRINCESS ROYAL 33 11kV S STN | Primary | 11 | 51.7544 | -2.5617 | Steady Progression | Headroom (MW) | N/A | 8.279 | 8.2989 | 8.2378 | 8.2178 | 8.1943 | 8.1832 | 8.2376 | 8.3005 | 8.3356 | 8.3337 | 8.318 | 8.328 | 8.3823 | 8.4554 | 8.5419 | 8.5829 | 8.7575 | 8.7222 | 8.4812
Port Ham 132kV | Lydney 132 33 | PRINCESS ROYAL 33 11kV S STN | Primary | 11 | 51.7544 | -2.5617 | System Transformation | Headroom (MW) | N/A | 8.2902 | 8.3093 | 8.2435 | 8.2042 | 8.1639 | 8.1185 | 8.1627 | 8.2145 | 8.2146 | 8.1679 | 8.1273 | 8.1168 | 8.2026 | 8.3008 | 8.4201 | 8.4671 | 8.6913 | 7.6169 | 5.9216
Port Ham 132kV | Lydney 132 33 | PRINCESS ROYAL 33 11kV S STN | Primary | 11 | 51.7544 | -2.5617 | WPD Best View | Headroom (MW) | N/A | 8.279 | 8.2989 | 8.2378 | 8.2178 | 8.1943 | 8.1832 | 8.2376 | 8.3005 | 8.3356 | 8.3337 | 8.318 | 8.328 | 8.3823 | 8.4554 | 8.5419 | 8.5829 | 8.8886 | 9.2218 | 9.0863
Port Ham 132kV | Lydney 132 33 | STOWFIELD 33 11kV S STN | Primary | 11 | 51.8545 | -2.5989 | Consumer Transformation | Headroom (MW) | Thermal | 3.059 | 3.0735 | 3.0953 | 3.1238 | 3.1796 | 3.2401 | 3.2977 | 3.3825 | 3.4835 | 3.5772 | 3.7122 | 2.9887 | 2.2409 | 1.4967 | 0.50641 | -0.47954 | -4.6841 | -5.0347 | -5.2853
Port Ham 132kV | Lydney 132 33 | STOWFIELD 33 11kV S STN | Primary | 11 | 51.8545 | -2.5989 | Leading the Way | Headroom (MW) | Thermal | 3.059 | 3.0787 | 3.0878 | 3.128 | 3.1742 | 3.2319 | 2.4949 | 2.5935 | 2.7204 | 2.8581 | 3.0514 | 2.8068 | 2.0089 | 1.2194 | 0.24007 | -0.74375 | -6.6315 | -6.7692 | -6.9594
Port Ham 132kV | Lydney 132 33 | STOWFIELD 33 11kV S STN | Primary | 11 | 51.8545 | -2.5989 | Steady Progression | Headroom (MW) | Thermal | 3.0532 | 3.0608 | 3.0602 | 3.0615 | 3.0765 | 3.097 | 3.1259 | 3.1565 | 3.1851 | 3.2198 | 3.2662 | 2.9639 | 2.2469 | 1.5405 | 0.51875 | -0.50041 | -4.6102 | -4.5316 | -4.6012
Port Ham 132kV | Lydney 132 33 | STOWFIELD 33 11kV S STN | Primary | 11 | 51.8545 | -2.5989 | System Transformation | Headroom (MW) | Thermal | 3.0524 | 3.0594 | 3.0495 | 3.058 | 3.0709 | 3.0801 | 3.1033 | 3.1275 | 3.1628 | 3.1989 | 3.2716 | 3.0247 | 2.3438 | 1.6653 | 0.65402 | -0.34918 | -3.9514 | -3.8948 | -3.9247
Port Ham 132kV | Lydney 132 33 | STOWFIELD 33 11kV S STN | Primary | 11 | 51.8545 | -2.5989 | WPD Best View | Headroom (MW) | N/A | 3.055 | 3.06 | 3.0698 | 3.0816 | 3.1147 | 3.1458 | 3.1768 | 3.2219 | 3.2752 | 3.3267 | 3.4073 | 3.5037 | 3.5992 | 3.7007 | 3.7576 | 3.7766 | 3.8695 | 3.9467 | 3.9519
Port Ham 132kV | Montpellier 132 11 (GT1A) | Montpellier 132/11kVDUMMY | Primary | 11 | 51.8927 | -2.0844 | Consumer Transformation | Headroom (MW) | N/A | 49.1647 | 49.104 | 48.8742 | 48.7614 | 48.7103 | 48.6885 | 47.9971 | 47.311 | 46.6662 | 46.0123 | 45.3185 | 44.6765 | 44.0893 | 43.512 | 42.9574 | 42.3704 | 38.5182 | 33.643 | 28.7721
Port Ham 132kV | Montpellier 132 11 (GT1A) | Montpellier 132/11kVDUMMY | Primary | 11 | 51.8927 | -2.0844 | Leading the Way | Headroom (MW) | N/A | 49.1656 | 49.0613 | 48.8329 | 48.6694 | 48.6409 | 48.6506 | 47.9106 | 47.8195 | 47.5707 | 47.5143 | 47.2802 | 46.9568 | 46.6165 | 46.2458 | 46.2568 | 46.254 | 44.1415 | 42.8267 | 41.4568
Port Ham 132kV | Montpellier 132 11 (GT1A) | Montpellier 132/11kVDUMMY | Primary | 11 | 51.8927 | -2.0844 | Steady Progression | Headroom (MW) | N/A | 49.1636 | 49.1114 | 48.8782 | 48.7614 | 48.6885 | 48.6362 | 48.4525 | 48.3461 | 48.2241 | 48.1253 | 48.0055 | 47.9088 | 47.8154 | 47.7155 | 47.6344 | 47.5552 | 46.305 | 45.8161 | 44.8067
Port Ham 132kV | Montpellier 132 11 (GT1A) | Montpellier 132/11kVDUMMY | Primary | 11 | 51.8927 | -2.0844 | System Transformation | Headroom (MW) | N/A | 49.1642 | 49.1138 | 48.8818 | 48.7662 | 48.7101 | 48.6809 | 48.5491 | 48.3866 | 47.8946 | 47.4326 | 46.9844 | 46.6103 | 46.2767 | 46.0093 | 45.8061 | 45.6444 | 45.1424 | 43.816 | 41.8798
Port Ham 132kV | Montpellier 132 11 (GT1A) | Montpellier 132/11kVDUMMY | Primary | 11 | 51.8927 | -2.0844 | WPD Best View | Headroom (MW) | N/A | 49.1636 | 49.1114 | 48.8782 | 48.7614 | 48.6885 | 48.6362 | 48.5263 | 48.4199 | 48.3198 | 48.221 | 48.1227 | 48.026 | 47.9326 | 47.8431 | 47.762 | 47.6828 | 47.3753 | 47.1718 | 46.8109
Port Ham 132kV | Tewkesbury 132 11 (GT1) | Tewkesbury Grid 132/11kVDUMMY | Primary | 11 | 51.9861 | -2.1629 | Consumer Transformation | Headroom (MW) | Thermal | 8.2354 | 8.1368 | -0.41993 | -0.26251 | -0.27768 | -0.35999 | -0.46676 | -0.49892 | -0.57802 | -0.61745 | -0.72368 | -0.85303 | -0.97319 | -1.0706 | 2.2906 | 2.2655 | 1.3013 | -0.18779 | -1.6654
Port Ham 132kV | Tewkesbury 132 11 (GT1) | Tewkesbury Grid 132/11kVDUMMY | Primary | 11 | 51.9861 | -2.1629 | Leading the Way | Headroom (MW) | N/A | 8.2674 | 8.2318 | 8.4922 | 8.9651 | 8.992 | 8.9444 | 8.8614 | 8.8954 | 8.927 | 8.9304 | 8.9198 | 8.9401 | 8.8494 | 8.6807 | 12.0343 | 10.7689 | 8.8552 | 4.9278 | 1.9131
Port Ham 132kV | Tewkesbury 132 11 (GT1) | Tewkesbury Grid 132/11kVDUMMY | Primary | 11 | 51.9861 | -2.1629 | Steady Progression | Headroom (MW) | N/A | 8.2508 | 8.202 | 8.2575 | 8.4454 | 8.4183 | 8.369 | 8.3428 | 8.2998 | 8.2571 | 8.1917 | 8.1261 | 8.0747 | 8.0305 | 8.0254 | 8.0291 | 8.0391 | 7.9512 | 7.681 | 7.0569
Port Ham 132kV | Tewkesbury 132 11 (GT1) | Tewkesbury Grid 132/11kVDUMMY | Primary | 11 | 51.9861 | -2.1629 | System Transformation | Headroom (MW) | N/A | 8.247 | 8.1913 | 8.2913 | 8.5585 | 8.4956 | 8.3459 | 8.158 | 8.0201 | 7.8476 | 7.6718 | 7.4872 | 7.3301 | 7.1969 | 7.1413 | 10.4567 | 10.4145 | 10.2871 | 8.3587 | 6.0093
Port Ham 132kV | Tewkesbury 132 11 (GT1) | Tewkesbury Grid 132/11kVDUMMY | Primary | 11 | 51.9861 | -2.1629 | WPD Best View | Headroom (MW) | N/A | 8.2508 | 8.202 | 8.2575 | 8.4454 | 8.4183 | 8.369 | 8.3428 | 8.2998 | 8.2571 | 8.1917 | 8.1261 | 8.0747 | 8.0305 | 8.0254 | 8.0291 | 8.0391 | 8.2489 | 8.5339 | 7.9433
Port ham 132kV | Cheltenham 132 66 | Marle Hill 132/66/11kVDUMMY | Primary | 11 | 51.9105 | -2.0825 | Consumer Transformation | Headroom (MW) | N/A | 30.9033 | 30.8588 | 30.6812 | 30.6129 | 30.5278 | 30.4457 | 30.2771 | 30.2076 | 30.0882 | 29.6904 | 29.1916 | 28.7261 | 28.274 | 27.843 | 27.4422 | 27.4109 | 24.9716 | 21.983 | 18.9818
Port ham 132kV | Cheltenham 132 66 | Marle Hill 132/66/11kVDUMMY | Primary | 11 | 51.9105 | -2.0825 | Leading the Way | Headroom (MW) | N/A | 30.9076 | 30.8436 | 30.6685 | 30.5844 | 30.5013 | 30.4204 | 29.9213 | 29.8564 | 29.6587 | 29.6049 | 29.3897 | 29.1357 | 28.855 | 28.5398 | 28.526 | 28.8936 | 27.4921 | 26.2948 | 24.258
Port ham 132kV | Cheltenham 132 66 | Marle Hill 132/66/11kVDUMMY | Primary | 11 | 51.9105 | -2.0825 | Steady Progression | Headroom (MW) | N/A | 30.8999 | 30.8586 | 30.6775 | 30.6012 | 30.5122 | 30.425 | 30.2855 | 30.2044 | 30.1149 | 30.0366 | 29.9493 | 29.8364 | 29.7252 | 29.607 | 29.5413 | 29.477 | 28.613 | 28.237 | 27.5632
Port ham 132kV | Cheltenham 132 66 | Marle Hill 132/66/11kVDUMMY | Primary | 11 | 51.9105 | -2.0825 | System Transformation | Headroom (MW) | N/A | 30.903 | 30.8629 | 30.684 | 30.6141 | 30.5261 | 30.4397 | 30.3243 | 30.2467 | 30.1711 | 30.0963 | 30.0251 | 29.9191 | 29.8125 | 29.7135 | 29.5997 | 29.8618 | 29.4354 | 28.517 | 27.2004
Port ham 132kV | Cheltenham 132 66 | Marle Hill 132/66/11kVDUMMY | Primary | 11 | 51.9105 | -2.0825 | WPD Best View | Headroom (MW) | N/A | 30.8999 | 30.8586 | 30.6775 | 30.6012 | 30.5122 | 30.425 | 30.3511 | 30.27 | 30.1908 | 30.1125 | 30.0356 | 29.9614 | 29.8888 | 29.8184 | 29.7527 | 29.6883 | 29.4312 | 29.2119 | 28.8978
Rugeley 132kV | Burntwood 132 11 (GT1A) | Burntwood 132/11kVDUMMY | Primary | 11 | 52.6802 | -1.9479 | Consumer Transformation | Headroom (MW) | N/A | 93.3196 | 93.2698 | 92.9383 | 92.7946 | 92.634 | 92.4893 | 92.2439 | 92.1018 | 91.873 | 91.7437 | 91.1892 | 90.6523 | 90.1575 | 89.6666 | 89.1795 | 88.695 | 85.6248 | 80.4432 | 73.9233
Rugeley 132kV | Burntwood 132 11 (GT1A) | Burntwood 132/11kVDUMMY | Primary | 11 | 52.6802 | -1.9479 | Leading the Way | Headroom (MW) | N/A | 93.322 | 93.2431 | 92.9131 | 92.7282 | 92.5704 | 92.4292 | 91.6735 | 91.5317 | 91.2402 | 91.1185 | 90.8171 | 90.3932 | 89.9339 | 89.4363 | 89.3736 | 89.3156 | 87.9758 | 84.1098 | 80.8813
Rugeley 132kV | Burntwood 132 11 (GT1A) | Burntwood 132/11kVDUMMY | Primary | 11 | 52.6802 | -1.9479 | Steady Progression | Headroom (MW) | N/A | 93.3173 | 93.266 | 92.9316 | 92.7784 | 92.6143 | 92.4585 | 92.2691 | 92.1122 | 91.9373 | 91.7858 | 91.6145 | 91.4718 | 91.3278 | 91.1781 | 91.0419 | 90.9143 | 90.2846 | 89.5743 | 88.3619
Rugeley 132kV | Burntwood 132 11 (GT1A) | Burntwood 132/11kVDUMMY | Primary | 11 | 52.6802 | -1.9479 | System Transformation | Headroom (MW) | N/A | 93.3191 | 93.2792 | 92.9459 | 92.7998 | 92.6352 | 92.4845 | 92.3095 | 92.1561 | 92.0047 | 91.8568 | 91.7095 | 91.5757 | 91.4403 | 91.3128 | 91.1947 | 91.0736 | 90.5226 | 88.0034 | 83.4881
Rugeley 132kV | Burntwood 132 11 (GT1A) | Burntwood 132/11kVDUMMY | Primary | 11 | 52.6802 | -1.9479 | WPD Best View | Headroom (MW) | N/A | 93.3185 | 93.27 | 92.9376 | 92.7868 | 92.6254 | 92.4737 | 92.3226 | 92.1726 | 92.0263 | 91.8849 | 91.7449 | 91.6233 | 91.4971 | 91.3764 | 91.2597 | 91.1497 | 90.6139 | 90.1103 | 88.8354
Rugeley 132kV | Cannock 132 11 (GT1A) | Cannock 132/11kV | Primary | 11 | 52.6826 | -2.0186 | Consumer Transformation | Headroom (MW) | N/A | 51.9958 | 51.8962 | 51.4072 | 50.9646 | 50.5088 | 49.8991 | 49.054 | 48.2698 | 47.4635 | 46.5938 | 45.6873 | 44.806 | 43.9953 | 43.2108 | 42.5229 | 41.7649 | 37.2397 | 29.5775 | 22.9485
Rugeley 132kV | Cannock 132 11 (GT1A) | Cannock 132/11kV | Primary | 11 | 52.6826 | -2.0186 | Leading the Way | Headroom (MW) | N/A | 52.0008 | 51.8313 | 51.4728 | 51.2047 | 51.0389 | 50.8796 | 49.736 | 49.6567 | 49.234 | 49.1068 | 48.6348 | 47.9825 | 47.285 | 46.5422 | 45.5075 | 44.4278 | 41.9031 | 36.3212 | 39.9944
Rugeley 132kV | Cannock 132 11 (GT1A) | Cannock 132/11kV | Primary | 11 | 52.6826 | -2.0186 | Steady Progression | Headroom (MW) | N/A | 51.9917 | 51.9066 | 51.5383 | 51.3484 | 51.1649 | 49.925 | 49.6712 | 49.4832 | 49.242 | 48.9696 | 48.6792 | 48.4244 | 48.182 | 47.9754 | 47.8397 | 47.7067 | 47.3452 | 46.4749 | 44.9614
Rugeley 132kV | Cannock 132 11 (GT1A) | Cannock 132/11kV | Primary | 11 | 52.6826 | -2.0186 | System Transformation | Headroom (MW) | N/A | 51.9953 | 51.9126 | 51.5477 | 51.2329 | 50.8782 | 49.4715 | 48.9522 | 48.5054 | 47.9473 | 47.3972 | 46.8687 | 46.3878 | 45.954 | 45.5673 | 45.3109 | 45.0266 | 44.0215 | 39.8421 | 36.1796
Rugeley 132kV | Cannock 132 11 (GT1A) | Cannock 132/11kV | Primary | 11 | 52.6826 | -2.0186 | WPD Best View | Headroom (MW) | N/A | 52.0007 | 51.9218 | 51.563 | 51.3776 | 51.1902 | 50.9075 | 50.4705 | 50.1206 | 49.6301 | 49.1804 | 48.763 | 48.4067 | 48.1749 | 47.9457 | 47.7925 | 45.9057 | 41.5782 | 36.4059 | 40.3494
Rugeley 132kV | Lichfield 132 11 (GT1A) | Lichfield 132/11kVDUMMY | Primary | 11 | 52.6982 | -1.8174 | Consumer Transformation | Headroom (MW) | N/A | 42.1325 | 42.1163 | 40.8634 | 40.7173 | 40.5432 | 40.2695 | 39.8498 | 39.4342 | 39.0787 | 38.6814 | 38.2349 | 37.8494 | 40.0474 | 39.7384 | 39.4389 | 39.1442 | 35.8441 | 26.6046 | 19.5759
Rugeley 132kV | Lichfield 132 11 (GT1A) | Lichfield 132/11kVDUMMY | Primary | 11 | 52.6982 | -1.8174 | Leading the Way | Headroom (MW) | N/A | 42.1915 | 42.2469 | 41.1457 | 41.1623 | 41.1154 | 41.0589 | 40.9207 | 40.7927 | 40.7019 | 40.6488 | 40.6432 | 40.692 | 43.3707 | 42.2765 | 40.7406 | 36.7025 | 29.7654 | 20.2406 | 11.2714
Rugeley 132kV | Lichfield 132 11 (GT1A) | Lichfield 132/11kVDUMMY | Primary | 11 | 52.6982 | -1.8174 | Steady Progression | Headroom (MW) | N/A | 42.1417 | 42.1606 | 40.955 | 40.9157 | 40.8416 | 40.7581 | 40.6853 | 40.5847 | 40.4746 | 40.3509 | 40.2163 | 40.1119 | 40.0211 | 39.9585 | 39.9288 | 39.9214 | 40.3901 | 39.6601 | 38.7335
Rugeley 132kV | Lichfield 132 11 (GT1A) | Lichfield 132/11kVDUMMY | Primary | 11 | 52.6982 | -1.8174 | System Transformation | Headroom (MW) | N/A | 42.1514 | 42.1749 | 40.9838 | 40.934 | 40.795 | 40.62 | 40.3764 | 40.1259 | 39.8348 | 39.5562 | 39.2895 | 39.0729 | 41.4576 | 41.3361 | 41.2649 | 41.2398 | 40.188 | 33.3135 | 27.941
Rugeley 132kV | Lichfield 132 11 (GT1A) | Lichfield 132/11kVDUMMY | Primary | 11 | 52.6982 | -1.8174 | WPD Best View | Headroom (MW) | N/A | 42.1435 | 42.1722 | 40.9658 | 40.9352 | 40.8771 | 40.8064 | 40.7498 | 40.6729 | 40.5961 | 40.517 | 40.4289 | 40.3898 | 40.3751 | 40.3956 | 40.4456 | 40.4967 | 40.9335 | 38.4324 | 37.1151
Rugeley 132kV | Rugeley Town 132 11 (GT1) | RUGELEY TOWN 132 11kV S STN | Primary | 11 | 52.7543 | -1.935 | Consumer Transformation | Headroom (MW) | Thermal | 24.8116 | 24.7803 | 24.5957 | 24.4807 | 24.373 | 24.2259 | 23.9911 | 23.7942 | 21.0496 | 19.9375 | 19.7065 | 19.5463 | 18.3879 | 16.3991 | 14.3498 | 12.3023 | 0.33018 | -1.7729 | -5.8051
Rugeley 132kV | Rugeley Town 132 11 (GT1) | RUGELEY TOWN 132 11kV S STN | Primary | 11 | 52.7543 | -1.935 | Leading the Way | Headroom (MW) | Thermal | 24.8294 | 24.8542 | 24.7282 | 24.6672 | 24.6396 | 24.6104 | 21.9279 | 21.9145 | 21.8841 | 21.9049 | 21.9592 | 20.4437 | 18.1378 | 14.9114 | 12.8667 | 10.8299 | -0.8064 | -2.8877 | -4.0962
Rugeley 132kV | Rugeley Town 132 11 (GT1) | RUGELEY TOWN 132 11kV S STN | Primary | 11 | 52.7543 | -1.935 | Steady Progression | Headroom (MW) | N/A | 24.8213 | 24.8052 | 24.649 | 24.5943 | 24.5565 | 24.5093 | 24.4796 | 24.4418 | 24.4029 | 24.3639 | 21.7514 | 21.5457 | 19.7401 | 17.9282 | 15.8196 | 13.7157 | 4.3963 | 4.0423 | 3.2573
Rugeley 132kV | Rugeley Town 132 11 (GT1) | RUGELEY TOWN 132 11kV S STN | Primary | 11 | 52.7543 | -1.935 | System Transformation | Headroom (MW) | N/A | 24.81 | 24.7927 | 24.6288 | 24.5202 | 24.4495 | 24.3574 | 24.1788 | 24.0521 | 21.3297 | 21.1815 | 21.0632 | 20.991 | 19.9631 | 18.2335 | 16.144 | 14.0636 | 4.8445 | 3.7204 | 3.3733
Rugeley 132kV | Rugeley Town 132 11 (GT1) | RUGELEY TOWN 132 11kV S STN | Primary | 11 | 52.7543 | -1.935 | WPD Best View | Headroom (MW) | N/A | 24.8152 | 24.8216 | 24.6759 | 24.6224 | 24.5817 | 24.5371 | 21.8737 | 21.7958 | 21.7077 | 21.6318 | 21.5662 | 21.532 | 21.5792 | 21.6252 | 21.6801 | 21.726 | 20.8691 | 18.3109 | 15.8086
Willenhall 132kV | Bentley 132 11 (GT1A) | Bentley 132/11kVDUMMY | Primary | 11 | 52.5804 | -2.0181 | Consumer Transformation | Headroom (MW) | N/A | 52.6657 | 52.6387 | 52.392 | 52.2459 | 52.1114 | 51.9749 | 51.6588 | 50.8491 | 49.7166 | 48.5389 | 47.3762 | 46.1264 | 44.8827 | 43.7489 | 42.5475 | 41.2878 | 34.4684 | 27.0947 | 20.034
Willenhall 132kV | Bentley 132 11 (GT1A) | Bentley 132/11kVDUMMY | Primary | 11 | 52.5804 | -2.0181 | Leading the Way | Headroom (MW) | N/A | 52.6777 | 52.6412 | 52.4142 | 52.2341 | 52.1078 | 51.9734 | 51.1728 | 51.0441 | 50.6947 | 50.6359 | 50.3525 | 49.8504 | 49.2871 | 48.7578 | 47.6604 | 46.5779 | 44.2498 | 42.2391 | 40.2561
Willenhall 132kV | Bentley 132 11 (GT1A) | Bentley 132/11kVDUMMY | Primary | 11 | 52.5804 | -2.0181 | Steady Progression | Headroom (MW) | N/A | 52.6567 | 52.6228 | 52.3612 | 52.2144 | 52.0778 | 51.9395 | 51.7102 | 51.5734 | 51.4263 | 51.3196 | 51.2204 | 51.0407 | 50.8621 | 50.7158 | 50.6006 | 50.5004 | 49.3699 | 48.6604 | 47.4674
Willenhall 132kV | Bentley 132 11 (GT1A) | Bentley 132/11kVDUMMY | Primary | 11 | 52.5804 | -2.0181 | System Transformation | Headroom (MW) | N/A | 52.6656 | 52.6459 | 52.3988 | 52.2522 | 52.1164 | 51.9783 | 51.7746 | 51.6389 | 51.5122 | 51.4236 | 51.2356 | 50.5906 | 49.9711 | 49.4634 | 48.9177 | 48.3659 | 45.9002 | 43.234 | 40.6582
Willenhall 132kV | Bentley 132 11 (GT1A) | Bentley 132/11kVDUMMY | Primary | 11 | 52.5804 | -2.0181 | WPD Best View | Headroom (MW) | N/A | 52.6568 | 52.623 | 52.3614 | 52.2146 | 52.078 | 51.9397 | 51.8039 | 51.6672 | 51.5359 | 51.4295 | 51.3471 | 51.2229 | 51.1002 | 51.0248 | 50.9123 | 50.8154 | 50.3529 | 49.9418 | 48.8794
Willenhall 132kV | Willenhall 132 11 (GT1) | Willenhall 132/25/11kVDUMMY | Primary | 11 | 52.5768 | -2.0598 | Consumer Transformation | Headroom (MW) | Thermal | 45.7238 | 45.6644 | 44.3835 | 44.2561 | 42.1207 | 41.993 | 40.5156 | 39.3897 | 37.9475 | 36.8098 | 35.3342 | 33.4785 | 31.5964 | 29.6898 | 27.5514 | 25.418 | 15.0617 | 7.3639 | -2.3881
Willenhall 132kV | Willenhall 132 11 (GT1) | Willenhall 132/25/11kVDUMMY | Primary | 11 | 52.5768 | -2.0598 | Leading the Way | Headroom (MW) | N/A | 45.7401 | 45.6696 | 44.3922 | 44.2486 | 44.183 | 44.0546 | 42.2593 | 41.1446 | 39.6821 | 38.5528 | 37.0468 | 35.0805 | 33.0079 | 30.8901 | 28.7647 | 26.6372 | 15.1775 | 10.9387 | 3.366
Willenhall 132kV | Willenhall 132 11 (GT1) | Willenhall 132/25/11kVDUMMY | Primary | 11 | 52.5768 | -2.0598 | Steady Progression | Headroom (MW) | N/A | 39.5869 | 39.5489 | 38.2641 | 38.2286 | 38.193 | 38.1612 | 38.1053 | 38.0463 | 37.9699 | 37.8803 | 37.7775 | 37.0919 | 35.5029 | 33.8685 | 32.7337 | 31.6018 | 22.8514 | 16.0162 | 8.5154
Willenhall 132kV | Willenhall 132 11 (GT1) | Willenhall 132/25/11kVDUMMY | Primary | 11 | 52.5768 | -2.0598 | System Transformation | Headroom (MW) | N/A | 45.7237 | 45.6681 | 44.3868 | 44.2589 | 44.173 | 44.0439 | 43.4721 | 43.3683 | 42.8078 | 42.6888 | 42.1316 | 40.6357 | 39.0613 | 37.5296 | 36.4025 | 35.2831 | 27.1345 | 20.6698 | 13.9057
Willenhall 132kV | Willenhall 132 11 (GT1) | Willenhall 132/25/11kVDUMMY | Primary | 11 | 52.5768 | -2.0598 | WPD Best View | Headroom (MW) | N/A | 47.1853 | 47.0864 | 45.475 | 45.3332 | 45.1694 | 44.9267 | 44.554 | 44.1771 | 43.7979 | 43.3699 | 42.9276 | 42.4447 | 41.8086 | 41.1825 | 40.5684 | 39.9239 | 36.5729 | 33.0559 | 29.4289
Willenhall 132kV | Wolverhampton 132 33 | Wolverhampton 132 33 | Bulk Supply Point | 33 | 52.5814 | -2.1136 | Consumer Transformation | Headroom (MW) | Thermal | 1.7839 | -2.369 | -2.6417 | -2.7476 | -2.8613 | -2.9853 | -3.2585 | -3.3913 | -3.58 | -3.7059 | -3.9207 | -4.2156 | -4.8551 | -5.8927 | -6.9431 | -8.0105 | -13.3148 | -18.6577 | -23.673
Willenhall 132kV | Wolverhampton 132 33 | Wolverhampton 132 33 | Bulk Supply Point | 33 | 52.5814 | -2.1136 | Leading the Way | Headroom (MW) | Thermal | 1.7994 | -2.3552 | -2.6246 | -2.7316 | -2.8363 | -2.9556 | -3.6278 | -3.759 | -4.0732 | -4.198 | -4.5457 | -4.9065 | -5.3018 | -5.7384 | -5.8459 | -5.956 | -7.2441 | 7.6228 | 6.167
Willenhall 132kV | Wolverhampton 132 33 | Wolverhampton 132 33 | Bulk Supply Point | 33 | 52.5814 | -2.1136 | Steady Progression | Headroom (MW) | Thermal | 1.7726 | -2.3826 | -2.6576 | -2.7725 | -2.894 | -3.0226 | -3.2442 | -3.376 | -3.5115 | -3.6412 | -4.14 | -4.6576 | -4.8449 | -5.0396 | -5.1607 | -5.2806 | -6.4938 | -7.1543 | -8.0136
Willenhall 132kV | Wolverhampton 132 33 | Wolverhampton 132 33 | Bulk Supply Point | 33 | 52.5814 | -2.1136 | System Transformation | Headroom (MW) | Thermal | 1.784 | -2.367 | -2.6397 | -2.7452 | -2.859 | -2.983 | -3.1862 | -3.3199 | -3.4522 | -3.5805 | -3.7064 | -3.8932 | -4.0841 | -4.266 | -4.3827 | -4.4989 | -5.0546 | -6.2185 | -8.1137
Willenhall 132kV | Wolverhampton 132 33 | Wolverhampton 132 33 | Bulk Supply Point | 33 | 52.5814 | -2.1136 | WPD Best View | Headroom (MW) | Thermal | 7.2591 | 3.108 | 2.8352 | 2.7294 | 2.6156 | 1.9965 | 1.0885 | 0.18325 | -0.72189 | -1.7121 | -2.75 | -3.805 | -4.8551 | -5.8927 | -6.9431 | -8.0105 | -13.3148 | -18.6577 | -23.673
Willenhall 132kV | Wolverhampton 132 33 | Wolverhampton 132/33/11kV DUMMY | Primary | 11 | 52.5814 | -2.1136 | Consumer Transformation | Headroom (MW) | N/A | 33.9484 | 27.9781 | 27.7438 | 27.35 | 26.9308 | 26.3946 | 25.6504 | 24.9039 | 24.1492 | 23.3101 | 22.4266 | 21.5068 | 20.5845 | 19.6597 | 18.7237 | 17.778 | 13.2351 | 8.9515 | 5.0489
Willenhall 132kV | Wolverhampton 132 33 | Wolverhampton 132/33/11kV DUMMY | Primary | 11 | 52.5814 | -2.1136 | Leading the Way | Headroom (MW) | N/A | 33.7584 | 27.9032 | 27.7766 | 27.4906 | 27.1995 | 26.9618 | 26.6165 | 26.2603 | 25.8145 | 25.3744 | 24.9228 | 24.472 | 24.0264 | 23.5676 | 23.1101 | 22.6855 | 21.7625 | 20.2093 | 19.0957
Willenhall 132kV | Wolverhampton 132 33 | Wolverhampton 132/33/11kV DUMMY | Primary | 11 | 52.5814 | -2.1136 | Steady Progression | Headroom (MW) | N/A | 28.1253 | 23.2947 | 23.2483 | 23.181 | 23.1237 | 23.0737 | 23.0143 | 22.9426 | 22.8593 | 22.7606 | 22.2216 | 21.7211 | 21.6079 | 21.4854 | 21.3605 | 21.2314 | 20.6342 | 20.1296 | 19.6957
Willenhall 132kV | Wolverhampton 132 33 | Wolverhampton 132/33/11kV DUMMY | Primary | 11 | 52.5814 | -2.1136 | System Transformation | Headroom (MW) | N/A | 32.8132 | 27.1387 | 27.0339 | 26.8639 | 26.6825 | 26.4976 | 26.1944 | 25.8991 | 25.5389 | 25.1815 | 24.8064 | 24.4206 | 24.0379 | 23.6417 | 23.2481 | 22.8445 | 21.0321 | 19.5649 | 18.4892
Willenhall 132kV | Wolverhampton 132 33 | Wolverhampton 132/33/11kV DUMMY | Primary | 11 | 52.5814 | -2.1136 | WPD Best View | Headroom (MW) | N/A | 32.2713 | 26.5959 | 26.3731 | 25.9989 | 25.6004 | 25.0906 | 24.3832 | 23.6736 | 22.9562 | 22.1585 | 21.3187 | 20.4443 | 19.5676 | 18.6885 | 17.7987 | 16.8997 | 12.5812 | 8.5092 | 4.7994