## Introduction
Embedded Capacity Register |  | July 2020 DNO Version
Last Updated:
Introduction
Embedded Capacity Register: means, for each DNO/IDNO Party, a register of site-specific data items for sites which are connected to the DNO/IDNO Party's Distribution System (or which are the subject of an accepted connection offer to be connected to the Distribution System), and which: (a) have an import capacity of 1 MW or more and are subject to a DSR Contract; and/or (b) have an export capacity of 1 MW or more. The required register format and data items are described in Schedule 31 (Embedded Capacity Register). DSR Contract: means, for each DNO/IDNO Party, a contract for the provision of a commercial service whereby the amount or pattern of electricity imported from the Distribution System is altered in response to the DNO/IDNO Party's instructions.
Register Definitions
| Heading | Explanation
General Data
| MPAN | The core meter point administration number, a 13-digit reference used in MPAS to identify the relevant Metering Point
| Customer Name | The core meter point administration number used in MPAS to identify the relevant Metering Point
| Customer Site | Name of customer site/project name.
| Address Line 1 | Site location
| Address Line 2 | Site location
| Town/ City | Site location
| County | Site location
| Postcode | Site location
| Location (X-coordinate): Eastings (where data is held) | X coordinates for development site in British National Grid
| Location (y-coordinate): Northings (where data is held) | Y coordinates for development site in British National Grid
| Grid Supply Point | The point of delivery from the transmission system to a distribution system that is linked with the Customer Site
| Bulk Supply Point | The supply point on the DNO system (representing an EHV/EHV transformation level) linked with the Customer Site
| Primary | The relevant primary substation on the DNO system linked with the Customer Site.
| Licence Area | Licence area customer site is connected within
| Primary Resource Type | Meaning any of the below resource types used by technology in the production of electricity:
Fossil Gas
Fossil coal gas
Fossil oil
Fossil oil shale
Fossil peat
Fossil brown coal/lignite
Fossil hard coal
Fossil (to be confirmed)
Nuclear
Interconnector
Hydrogen
Solar
Wind
Hydro run of river
Hydro reservoir (not pumped)
Hydro (to be confirmed)
Marine
Geothermal
Biomass
Waste
Biofuel landfill gas
Biofuel sewage gas
Biofuel biogas from anaerobic digestion (excluding landfill & sewage)
Biofuel other
Advanced fuel gasification or pyrolysis
Storage battery
Storage pumped
Storage other
Other
Data not available
| Primary Technology/ Plant Type | Meaning any of the below types technologies that export electricity onto a distribution network:
Steam turbine (thermal power plant)
Steam-gas turbine (CCGT)
Gas turbine (OCGT)
Onshore wind turbines
Offshore wind turbines
Photovoltaic
Engine (combustion / reciprocating)
Hydro power system
Tidal lagoons
Tidal stream devices
Wave devices
Geothermal power plant
Battery
Compressed air system
Liquid air system
Other
Data not available
| CHP Cogeneration | The simultaneous generation of usable heat and power (usually electricity) in a single process, thereby leading to reductions in the amount of wasted heat.
| Storage Duration | Divide the storage capacity (MWh) by the installed capacity (MW) and round it down to the nearest 0.5 (half-hour). If the value is less than 0.5 before rounding, it could be rounded to 0.5 hours so that it is not zero.
| Primary Resource Type - Installed Capacity (MW) | This is the installed capacity of the "Primary Resource Type" expressed in MW.
| Primary Resource Type - Installed Capacity (MVA): | This is the installed capacity of the "Primary Resource Type" expressed in MVA.
| Resource Type 2 | Where there is more than one plant type at a site, the "Resource Type 2" and "Resource Type 3" fields would be used to show the resource types additional to the "Primary Resource Type". Meaning any of the resource types stated above (cell 35-45)
| Technology / Plant Type 2 | Defined as above for “Primary Technology / Plant Type”)
| CHP Cogeneration Type 2 | The simultaneous generation of usable heat and power (usually electricity) in a single process, thereby leading to reductions in the amount of wasted heat.
| Storage Duration Type 2 | Divide the storage capacity (MWh) by the installed capacity (MW) and round it down to the nearest 0.5 (half-hour). If the value is less than 0.5 before rounding, it could be rounded to 0.5 hours so that it is not zero.
| Resource Type 2 - Installed Capacity (MW) | This is the installed capacity of the "Resource Type 2" expressed in MW.
| Resource Type 2 - Installed Capacity (MVA) | This is the installed capacity of the "Resource Type 2" expressed in MVA.
| Resource Type 3 | Defined as above for “Resource Type 2”
| Technology / Plant Type 3 | Defined as above for “Primary Technology / Plant Type”)
| CHP Cogeneration Type 3 | The simultaneous generation of usable heat and power (usually electricity) in a single process, thereby leading to reductions in the amount of wasted heat.
| Storage Duration Type 3 | Divide the storage capacity (MWh) by the installed capacity (MW) and round it down to the nearest 0.5 (half-hour). If the value is less than 0.5 before rounding, it could be rounded to 0.5 hours so that it is not zero.
| Resource Type 3 - Installed Capacity (MW) | This is the installed capacity of the "Resource Type 3" expressed in MW.
| Resource Type 3 - Installed Capacity (MVA) | This is the installed capacity of the "Resource Type 3" expressed in MVA.
| ANM Connection | Is the connection contingent on an Active Network Management (ANM) arrangement (including timed connections)?
| Connection Status | “Connected" or "Accepted to Connect"?
| Last Updated | Date on which item was last updated in the register.
Already Connected
| Installed Generation Capacity (MVA): | This is the total generation connected at the site expressed in MVA.
| Export Capacity (MW | This is the total MW export capacity permitted as per the connection agreement.
| Export Capacity (MVA): | This is the total MVA export capacity permitted as per the connection agreement.
| Import Capacity (MW): | This is the total MW import capacity permitted as per the connection agreement.
| Import Capacity (MVA | This is the total MVA export capacity permitted as per the connection agreement.
| Date Connected | Date Project connected to network and energised.
Accepted to Connect
| Accepted to Connect Generation Capacity (MVA): | This is the total additional generation that is accepted to connect at the site expressed in MVA.
| Export Capacity (MW | This is the total additional MW export capacity permitted as per the connection agreement.
| Export Capacity (MVA) | This is the total additional MVA export capacity permitted as per the connection agreement.
| Import Capacity (MW) | This is the total additional MW import capacity permitted as per the connection agreement.
| Import Capacity (MVA) | This is the total additional MVA import capacity permitted as per the connection agreement.
| Date Accepted | Date customer contracted with GBSO/DNO/IDNO.
| Target Energisation Date | Estimated date of energisation. This date is likely to change to reflect the latest date notified by customers.
Services Provided
| Field Tag | Field Descriptor
| Distribution Service Provider (Y/N) | Does the resource provide services to a DNO?
| Transmission Service Provider (Y/N | Does the resource provide services to the ESO or a TO?
| Reference | A unique reference to link to the Providing Services tab.
Reinforcement Works
| Connection Queue Management Position | Queue position of customer in relation to the linked reinforcement works.
| Distribution Reinforcement Reference | Unique reference to relevant distribution reinforcement required for connection.
| Transmission Reinforcement Reference | Unique reference to relevant transmission reinforcement required for connection.
Contacts and Other Information
Contact details If you believe that any details pertaining to your site or a specific site are incorrect then please use the contact details provided to notify us so that the details can be corrected in the next version.
Regional Maps To assist you in identifying the regions referred to in the register, we provide the following links to maps for our regions/areas
Heat Maps To assist you in understanding how the capacity of connected DER impacts on our network, we provide the following links to heat maps for our regions/areas
Note
For each site that meets the criteria to be included in its Embedded Capacity Register, each DNO/IDNO Party shall use reasonable endeavours to populate all fields in the Embedded Capacity Register. Where the DNO/IDNO Party does not hold data for a specific field for a specific site, then the DNO/IDNO Party will populate the relevant field with the words ‘data not available’.

## Register
General Data | [34 empty] | Already Connected | [5 empty] | Accepted to Connect | [6 empty] | Services Provided |  |  |  | Reinforcement Works
MPAN | Customer Name | Customer Site | Address Line 1 | Address Line 2 | Town/ City | County | Postcode | Location (X-coordinate): Eastings (where data is held) | Location (y-coordinate): Northings (where data is held) | Grid Supply Point | Bulk Supply Point | Primary | Licence Area | Primary Resource Type | Primary Technology/ Plant Type | CHP Cogeneration | Storage Duration | Primary Resource Type - Installed Capacity (MW) | Primary Resource Type - Installed Capacity (MVA): | Resource Type 2 | Technology / Plant Type 2 | CHP Cogeneration Type 2 | Storage Duration Type 2 | Resource Type 2 - Installed Capacity (MW) | Resource Type 2 - Installed Capacity (MVA) | Resource Type 3 | Technology / Plant Type 3 | CHP Cogeneration Type 3 | Storage Duration Type 3 | Resource Type 3 - Installed Capacity (MW) | Resource Type 3 - Installed Capacity (MVA) | ANM Connection | Connection Status | Last Updated | Installed Generation Capacity (MVA) | Export Capacity (MW) | Export Capacity (MVA) | Import Capacity (MW) | Import Capacity (MVA) | Date Connected | Accepted to Connect Generation Capacity (MVA) | Export Capacity (MW) | Export Capacity (MVA) | Import Capacity (MW) | Import Capacity (MVA) | Date Accepted | Target Energisation Date | Field Tag | Distribution Service Provider (Y/N) | Transmission Service Provider (Y/N) | Reference | Connection Queue Management Position | Distribution Reinforcement Reference | Transmission Reinforcement Reference
2200041970393 | A H Warren Trust Ltd | CREWKERNE COOMBE FARM |  | Coombe Farm | CREWKERNE | Somerset | TA18 8RR | 341111.124 | 109444.191 | Axminster S.G.P. | Woodcote Bsp | Crewkerne | Western Power Distribution (South West) plc | Photovoltaic |  |  |  | 2.85 | 3 | [12 empty] | No | Connected | 2020-07-14 | 3 | 1.9 | 2 | 1.14 | 1.2 | 1993-10-01 00:00:00
2200031825778 | J L Thomas & Company Limited | EXETER SPRING GARDENS IMPORT/EXPORT SITE | Spring Gardens | Canal Banks | EXETER | Devon | EX2 8DX | 292332.789 | 91113.02 | Exeter Main S.G.P. | Exeter City Bsp | Haven Road | Western Power Distribution (South West) plc | Other Generation |  |  |  | 0.97375 | 1.025 | [12 empty] | No | Connected | 2020-07-14 | 1.025 | 0.66215 | 0.697 | 1.2825 | 1.35 | 1997-07-01 00:00:00
2200031825740 | Lloyds Bank plc | BRISTOL CANONS HOUSE CANONS WAY (LLOYDS TSB) | P O Box 112 | Canons House | BRISTOL |  | BS99 7LB | 358363.68 | 172399.492 | Iron Acton S.G.P. | Lockleaze Bsp 132kv | Clifton | Western Power Distribution (South West) plc | Other Generation |  |  |  | 3.23 | 3.4 | [12 empty] | No | Connected | 2020-07-14 | 3.4 | 3.8 | 4 | 1.71 | 1.8 | 2002-10-01 00:00:00
2200032192840 | South West Water Ltd | HAYLE VALLEY STW IMPORT/EXPORT SITE | HAYLE VALLEY SEWAGE TREATMENT WORKS |  | HAYLE | CORNWALL | TR27 6HN | 154678.032 | 35824.65 | Indian Queens S.G.P. | Hayle Bsp | Hayle | Western Power Distribution (South West) plc | Mixed |  |  |  | 3.8646 | 4.068 | [12 empty] | No | Connected | 2020-07-14 | 4.068 | 3.23 | 3.4 | 3.23 | 3.4 | 1996-04-01 00:00:00
2200032116120 | South West Water Ltd | ST IVES PORTHGWIDDEN IMPORT/EXPORT SITE | PORTHGWIDDEN PUMPING STATION |  | ST IVES | CORNWALL | TR26 3CC | 152098.053 | 40943.965 | Indian Queens S.G.P. | Hayle Bsp | St Ives | Western Power Distribution (South West) plc | Other Generation |  |  |  | 1.7223 | 1.813 | [12 empty] | No | Connected | 2020-07-14 | 1.813 | 1.0165 | 1.07 | 1.0165 | 1.07 | 1999-12-01 00:00:00
2200032110397 | South West Water Ltd | NEWQUAY TRENHAILE STW IMPORT/EXPORT SITE | TRENHAILE STW |  | NEWQUAY | CORNWALL | TR8 4QD | 181761.668 | 59093.207 | Indian Queens S.G.P. | Fraddon Bsp | Newquay Trevemper | Western Power Distribution (South West) plc | Other Generation |  |  |  | 1.52 | 1.6 | [12 empty] | No | Connected | 2020-07-14 | 1.6 | 1.14 | 1.2 | 1.14 | 1.2 | 2000-01-01 00:00:00
2200040113240 | South West Water Ltd | CAMBORNE RESKADINNICK STW IMPORT/EXPORT SITE |  | Reskadinnick Stw | CAMBORNE | Cornwall | TR | 163267.641 | 42000.975 | Indian Queens S.G.P. | Camborne Bsp | Camborne Carn Brea | Western Power Distribution (South West) plc | Mixed |  |  |  | 1.425 | 1.5 | [12 empty] | No | Connected | 2020-07-14 | 1.5 | 1.0602 | 1.116 | 1.0602 | 1.116 | 2001-06-01 00:00:00
2200040203197, 2200040216958 | Wessex Water Services Ltd | KINGSTON SEYMOUR STW IMPORT/EXPORT SITE | Sewage Treatment Works | Back Lane | KINGSTON SEYMOUR |  | BS23 1NA | 339052.784 | 168111.71 | Bridgwater S.G.P. | Churchill Bsp 132kv | Congresbury | Western Power Distribution (South West) plc | Other Generation |  |  |  | 1.1305 | 1.19 | [12 empty] | No | Connected | 2020-07-14 | 1.19 | 1.1305 | 1.19 | 0.95 | 1 | 2002-04-01 00:00:00
2200040118160 | Wessex Water Services Ltd | MINEHEAD DUNSTER MARSH IMPORT/EXPORT SITE | Headworks | Dunster Marsh | MINEHEAD | Somerset | TA24 6CC | 298942.136 | 145142.347 | Taunton S.G.P. | Bowhays Cross Bsp | Alcombe | Western Power Distribution (South West) plc | Other Generation |  |  |  | 0.29925 | 0.315 | [12 empty] | No | Connected | 2020-07-14 | 0.315 | 1.14 | 1.2 | 0.5415 | 0.57 | 1998-03-01 00:00:00
2200031824826 | Wessex Water Services Ltd | BRIDGWATER CHILTON TRINITY STW IMPORT/EXPORT SITE | CHILTON TRINITY S T W | SALTLANDS | BRIDGWATER | SOMERSET | TA6 3JQ | 330308.852 | 138643.287 | Bridgwater S.G.P. | Bridgwater Grid Bsp | Bath Road Primary | Western Power Distribution (South West) plc | Other Generation |  |  |  | 1.1875 | 1.25 | [12 empty] | No | Connected | 2020-07-14 | 1.25 | 1.1875 | 1.25 | 0.7885 | 0.83 | 2001-04-01 00:00:00
2200041868592 | Wessex Water Services Ltd | TAUNTON CREECH ST MICHAEL HAM STW |  | Ham Sewage Works | TAUNTON | Somerset | TA3 5NU | 328451.44 | 124684.227 | Bridgwater S.G.P. | Bridgwater Grid Bsp | Creech St Michael | Western Power Distribution (South West) plc | Mixed |  |  |  | 2.108 | 2.219 | [12 empty] | No | Connected | 2020-07-14 | 2.219 | 2.565 | 2.7 | 0.98895 | 1.041 | 1993-10-01 00:00:00
2200032124283 | Wessex Water Services Ltd | BRISTOL AVONMOUTH KINGSWESTON LN IMPORT/EXPORT 2nd SITE | BRISTOL WASTE WATER TREATMENT WORKS | KINGS WESTON LANE | BRISTOL |  | BS11 0YS | 353391.069 | 179350.519 | Seabank Sgp | Avonmouth Bsp | Avonmouth | Western Power Distribution (South West) plc | Other Generation |  |  |  | 11.4 | 12 | [12 empty] | No | Connected | 2020-07-14 | 12 | 3.8 | 4 | 6.84 | 7.2 | 1999-12-01 00:00:00
2200031822971 | Cold Northcott Windfarm Limited | LAUNCESTON COLD NORTHCOTT WINDFARM IMPORT/EXPORT SITE | COLD NORTHCOTT WINDFARM |  | LAUNCESTON | CORNWALL | PL15 8PR | 221210.286 | 85793.734 | Indian Queens S.G.P. | St Tudy Bsp | 33kV connection | Western Power Distribution (South West) plc | Onshore Wind |  |  |  | 6.46 | 6.8 | [12 empty] | No | Connected | 2020-07-14 | 6.8 | 6.84 | 7.2 | 0.19 | 0.2 | 1992-08-01 00:00:00
2200040278875 | United Downs Geothermal Ltd | REDRUTH LANDFILL IMPORT/EXPORT SITE | Landfill Site | United Downs St Day | REDRUTH | Cornwall | TR16 5HU | 174612.973 | 41375.944 | Indian Queens S.G.P. | Truro Bsp | Twelveheads. | Western Power Distribution (South West) plc | Other Generation |  |  |  | 3.5397 | 3.726 | [12 empty] | No | Connected | 2020-07-14 | 3.726 | 2.8785 | 3.03 | 0.095 | 0.1 | 1998-05-01 00:00:00
2200040278866 | Viridor Waste Management Ltd | NEWTON ABBOT SUPPLY C HEATHFIELD LANDFILL IMPORT/EXPORT SITE | HEATHFIELD 'C' POWER PLANT | HEATHFIELD LANDFILL SITE | NEWTON ABBOT | DEVON | TQ13 0AP | 286114.368 | 76072.5 | Abham S.G.P. | Newton Abbot Bsp (Forde Road) | Chudleigh Knighton | Western Power Distribution (South West) plc | Other Generation |  |  |  | 2.185 | 2.3 | [12 empty] | No | Connected | 2020-07-14 | 2.3 | 3.325 | 3.5 | 0.1425 | 0.15 | 1998-06-01 00:00:00
2200031824436 | Viridor Waste Management Ltd | NEWTON ABBOT SUPPLY A HEATHFIELD LANDFILL IMPORT/EXPORT SITE | HEATHFIELD LANDFILL | JOHN ACRES LANE | NEWTON ABBOT | DEVON | TQ13 0AP | 286110.317 | 76064.902 | Abham S.G.P. | Newton Abbot Bsp (Forde Road) | Chudleigh Knighton | Western Power Distribution (South West) plc | Other Generation |  |  |  | 1.596 | 1.68 | [12 empty] | No | Connected | 2020-07-14 | 1.68 | 2.47 | 2.6 | 0.19 | 0.2 | 2003-07-02 00:00:00
2200032024222 | Rolls-Royce Power Development Limited | EXETER MARSH BARTON IND EST IMPORT/EXPORT SITE | MARSH GREEN ROAD | MARSH BARTON INDUSTRIAL ESTATE | EXETER | DEVON | EX2 8NY | 292476.238 | 90751.134 | Exeter Main S.G.P. | 132kV connection | 132kV connection | Western Power Distribution (South West) plc | Other Generation |  |  |  | 61.75 | 65 | [12 empty] | No | Connected | 2020-07-14 | 65 | 55.879 | 58.82 | 0.95 | 1 | 1999-05-12 00:00:00
2200032050436 | Rolls-Royce plc | BRISTOL FILTON IMPORT/EXPORT SITE | Filton/Patchway Works | Within Rolls Royce | BRISTOL |  | BS12 7QE | 360921.444 | 181035.885 | Iron Acton S.G.P. | 132kV connection | 132kV connection | Western Power Distribution (South West) plc | Mixed |  |  |  | 57.228 | 60.24 | [12 empty] | No | Connected | 2020-07-14 | 60.24 | 47.5 | 50 | 8.55 | 9 | 1999-10-01 00:00:00
2200032108184 | Infinis (Re-Gen) Limited | TORRINGTON DEEP MOOR LANDFILL IMPORT/EXPORT SITE | Deep Moor Landfill Site | High Bullen | TORRINGTON | Devon | EX38 7JA | 252147.476 | 120963.261 | Alverdiscott S.G.P. | Barnstaple Bsp | Great Torrington | Western Power Distribution (South West) plc | Other Generation |  |  |  | 2.375 | 2.5 | [12 empty] | No | Connected | 2020-07-14 | 2.5 | 2.3037 | 2.425 | 0.057 | 0.06 | 1999-06-01 00:00:00
2200031824445 | Viridor Waste Management Ltd | YANLEY LANDFILL MAIN IMPORT/EXPORT SITE | Main Site | Yanley Landfill Import/Export | BRISTOL |  | BS13 8AF | 355860.263 | 169951.254 | Iron Acton S.G.P. | Feeder Road 33kv | Bower Ashton | Western Power Distribution (South West) plc | Other Generation |  |  |  | 0.9994 | 1.052 | [12 empty] | No | Connected | 2020-07-14 | 1.052 | 1.102 | 1.16 | 0.19 | 0.2 | 1996-08-01 00:00:00
2100040023638, 2100040023647 | WHITBREAD BREWERY | MAGOR WHITBREAD BREWERY EHV CONNECTION |  | The Brewery | MAGOR | Gwent | NP6 3DA | 0 | 0 | To be confirmed | To be confirmed | To be confirmed | Western Power Distribution (South Wales) plc | Other Generation |  |  |  | 7.9819 | 8.402 | [12 empty] | No | Connected | 2020-07-14 | 8.402 | 6.365 | 6.7 | 6.65 | 7 | 1990-07-01 00:00:00
2200031824560 | Imerys Minerals Limited | RETEW IMPORT/EXPORT SITE |  | Retew Intake | RETEW | Cornwall | TR | 192472.55 | 56774.567 | Indian Queens S.G.P. | Fraddon Bsp | Fraddon | Western Power Distribution (South West) plc | Other Generation |  |  |  | 0.95 | 1 | [12 empty] | No | Connected | 2020-07-14 | 1 | 1.1875 | 1.25 | 3.325 | 3.5 | 1996-04-01 00:00:00
2200040164254 | Bears Down Wind Farm Ltd | NEWQUAY BEARS DOWN WINDFARM IMPORT/EXPORT SITE | Bears Down Wind Farm | St Mawgan | NEWQUAY | Cornwall | TR8 4RJ | 190769.761 | 67613.548 | Indian Queens S.G.P. | Fraddon Bsp | 33kV connection | Western Power Distribution (South West) plc | Onshore Wind |  |  |  | 9.12 | 9.6 | [12 empty] | No | Connected | 2020-07-14 | 9.6 | 9.12 | 9.6 | 0.038 | 0.04 | 2001-07-03 00:00:00
None | Uk Power Reserve Limited | BRIDGWATER HUNTWORTH MARSH LANE (33kV SUPPLY) |  | Marsh Lane | BRIDGWATER | Somerset | TA6 6LQ | 330849.877 | 135286.037 | Bridgwater S.G.P. | Bridgwater Grid Bsp | 33kV connection | Western Power Distribution (South West) plc | Other Generation |  |  |  | 11.97 | 12.6 | [12 empty] | No | Connected | 2020-07-14 | 12.6 | 9.5 | 10 | 0.19 | 0.2 | 2001-11-02 00:00:00
2200032020539 | South West Water Ltd | MARY TAVY GENERATOR IMPORT/EXPORT SITE |  | Mary Tavy Generator | TAVISTOCK | Devon | PL1 | 0 | 0 | Landulph S.G.P. | Ernesettle Bsp | Tavistock | Western Power Distribution (South West) plc | Hydro |  |  |  | 2.4909 | 2.622 | [12 empty] | No | Connected | 2020-07-14 | 2.622 | 2.755 | 2.9 | 0.095 | 0.1 | 1996-04-12 00:00:00
2200031825680 | Western Power Generation Ltd | ST MARYS GENERATION STATION IMPORT/EXPORT SITE |  | St Marys Generation Station | ISLES OF SCILLY |  | . | 90704.235 | 10438.788 | Indian Queens S.G.P. | Hayle Bsp | Isles Of Scilly | Western Power Distribution (South West) plc | Other Generation |  |  |  | 2.85 | 3 | [12 empty] | No | Connected | 2020-07-14 | 3 | 2.85 | 3 | 0.475 | 0.5 | 1992-10-01 00:00:00
2200040870944 | EDL (UK) LFG Generation Limited | WELLINGTON POOLE WASTE DISPOSAL SITE IMPORT/EXPORT SITE |  | Poole Waste Disposal Site | WELLINGTON | Somerset | TA21 9HH | 314980.695 | 121538.874 | Taunton S.G.P. | Taunton Main Bsp | Wellington Town | Western Power Distribution (South West) plc | Other Generation |  |  |  | 1.1875 | 1.25 | [12 empty] | No | Connected | 2020-07-14 | 1.25 | 1.33 | 1.4 | 0.19 | 0.2 | 2005-02-01 00:00:00
2200041310094 | First Corporate Shipping Limited | BRISTOL ROYAL PORTBURY DOCKS | Royal Portbury Dock | Portbury | BRISTOL |  | BS20 7XF | 349885.571 | 177077.701 | Seabank Sgp | Portishead New Bsp | Royal Portbury Dock | Western Power Distribution (South West) plc | Onshore Wind |  |  |  | 2.185 | 2.3 | [12 empty] | No | Connected | 2020-07-14 | 2.3 | 1.9 | 2 | 7.125 | 7.5 | 2003-03-01 00:00:00
2200040473940 | United Downs Geothermal Ltd | REDRUTH UNITED MINES GENERATION ST DAY 33KV |  | United Mines Generation Project | REDRUTH | Cornwall | TR16 5HU | 174624.491 | 41380.251 | Indian Queens S.G.P. | Rame Bsp | 33kV connection | Western Power Distribution (South West) plc | Other Generation |  |  |  | 2.9982 | 3.156 | [12 empty] | No | Connected | 2020-07-14 | 3.156 | 2.9925 | 3.15 | 0.19 | 0.2 | 2003-04-01 00:00:00
2200040203188 | Wessex Water Services Ltd | WESTON SUPER MARE BLACK ROCK SPS IMPORT/EXPORT |  | Black Rock Sewage Pumping Station | WESTON SUPER MARE | North Somerset | BS23 4PD | 332126.667 | 159138.538 | Seabank Sgp | Weston Bsp 132kv | Bournville | Western Power Distribution (South West) plc | Other Generation |  |  |  | 1.9 | 2 | [12 empty] | No | Connected | 2020-07-14 | 2 | 1.14 | 1.2 | 1.482 | 1.56 | 2003-06-01 00:00:00
2200031824213 | South West Water Ltd | OKEHAMPTON ROADFORD RESERVOIR |  | Roadford Reservoir | OKEHAMPTON | Devon | PL16 0JJ | 0 | 0 | Alverdiscott S.G.P. | Pyworthy Bsp | 33kV connection | Western Power Distribution (South West) plc | Other Generation |  |  |  | 1.805 | 1.9 | [12 empty] | No | Connected | 2020-07-14 | 1.9 | 1.14 | 1.2 | 2.85 | 3 | 1990-05-16 00:00:00
2200031824231, 2200032190931 | South West Water Ltd | PLYMOUTH DERRIFORD CROWNHILL WATERWORKS |  | Crownhill Waterworks | PLYMOUTH | Devon | PL6 5DA | 0 | 0 | Landulph S.G.P. | Ernesettle Bsp | Alexandra Road | Western Power Distribution (South West) plc | Other Generation |  |  |  | 1.71 | 1.8 | [12 empty] | No | Connected | 2020-07-14 | 1.8 | 0.2375 | 0.25 | 2.375 | 2.5 | 2004-07-01 00:00:00
2100040255535 | Novera Energy Generation No.2 Limited | EBBW VALE SILENT VALLEY | Silent Valley Waste Services Ltd | Cwm | EBBW VALE | Gwent | NP23 6PZ | 318260.189 | 207273.071 | Rassau G.S.P. | Ebbw Vale | Ebbw Vale Primary | Western Power Distribution (South Wales) plc | Other Generation |  |  |  | 3.0077 | 3.166 | [12 empty] | No | Connected | 2020-07-14 | 3.166 | 2.47 | 2.6 | 0.095 | 0.1 | 2003-08-01 00:00:00
2200040571122 | Connon Bridge Energy Limited | LISKEARD CONNON BRIDGE 33KV GEN PROJECT 2 IMPORT/EXPORT | Connon Bridge Generation Project 2 | Connon Bridge Landfill Site | LISKEARD | Cornwall | PL14 4NP | 217814.133 | 62410.496 | Landulph S.G.P. | St Germans Bsp | 33kV connection | Western Power Distribution (South West) plc | Other Generation |  |  |  | 7.3625 | 7.75 | [12 empty] | No | Connected | 2020-07-14 | 7.75 | 4.75 | 5 | 0.1425 | 0.15 | 2003-12-01 00:00:00
2198765426164 | Novera Energy Generation No.2 Limited | Lamby Way Landfill Site. |  | Lamby Way Landfill Generation Site | CARDIFF | South Glam | CF3 2EQ | 321977.348 | 178261.054 | Cardiff East Grid | Trowbridge 132/11 Kv S/S | Trowbridge Primary | Western Power Distribution (South Wales) plc | Other Generation |  |  |  | 3.8 | 4 | [12 empty] | No | Connected | 2020-07-14 | 4 | 3.8 | 4 | 0.095 | 0.1 | 2004-01-01 00:00:00
2199989630606 | Infinis (Re-Gen) Limited | SWANSEA TIR JOHN LANDFILL SITE |  | Tir John Landfill Site | SWANSEA | West Glam | SA1 8QP | 268888.828 | 193516.105 | Swansea North Grid | Tir John Power Station | Tir John Primary | Western Power Distribution (South Wales) plc | Other Generation |  |  |  | 2.9355 | 3.09 | [12 empty] | No | Connected | 2020-07-14 | 3.09 | 3.23 | 3.4 | 0.095 | 0.1 | 2003-10-01 00:00:00
2100040331994 | Viridis Energy (Norgen) Limited | BRITON FERRY Landfill Generation | Generation Compound | Giants Grave Road | NEATH | Neath Port Talbot | SA11 2LN | 273392.35 | 195347.973 | Swansea North Grid | Briton Ferry Grid | Wern | Western Power Distribution (South Wales) plc | Other Generation |  |  |  | 1.0925 | 1.15 | [12 empty] | No | Connected | 2020-07-14 | 1.15 | 2.185 | 2.3 | 0.076 | 0.08 | 2004-09-01 00:00:00
2200040863399, 2200040863422 | EKUK GmbH & Co WPFM KG (UK Branch) | HOLSWORTHY FORESTMOOR WINDFARM |  | Forestmoor Windfarm | HOLSWORTHY | Devon | . | 229976.708 | 113294.967 | Alverdiscott S.G.P. | Pyworthy Bsp | 33kV connection | Western Power Distribution (South West) plc | Other Generation |  |  |  | 5.13 | 5.4 | [12 empty] | No | Connected | 2020-07-14 | 5.4 | 2.85 | 3 | 0.19 | 0.2 | 2005-02-01 00:00:00
2200040211728 | Andigestion Limited | HOLSWORTHY MANWORTHY IMPORT/EXPORT SITE |  | Manworthy Biogas Plant | HOLSWORTHY | Devon | . | 234434.377 | 105752.924 | Alverdiscott S.G.P. | Pyworthy Bsp | Holsworthy | Western Power Distribution (South West) plc | Mixed |  |  |  | 4.8818 | 5.1387 | [12 empty] | No | Connected | 2020-07-14 | 5.1387 | 4.75 | 5 | 0.2375 | 0.25 | 2005-04-01 00:00:00
2200040979039 | Chelson Meadow Energy Limited | PLYMOUTH CHELSON MEADOW LANDFILL (33KV GENERATOR) NOV 2005 |  | Chelson Meadow Landfill | PLYMOUTH | Devon | PL9 7JF | 250717.946 | 54755.534 | Abham S.G.P. | Plymouth Bsp | 33kV connection | Western Power Distribution (South West) plc | Other Generation |  |  |  | 2.945 | 3.1 | [12 empty] | No | Connected | 2020-07-14 | 3.1 | 1.995 | 2.1 | 0.0665 | 0.07 | 2005-11-01 00:00:00
2100040495600 | FFYNNON OER WINDFARM LIMITED | FFYNNON OER WIND FARM |  | Ffynnon Oer Wind Farm | BLAENCREAGAN |  | SA11 | 284880.483 | 198369.939 | Grange | Grange Bsp | 33kV connection | Western Power Distribution (South Wales) plc | Onshore Wind |  |  |  | 32.015 | 33.7 | [12 empty] | No | Connected | 2020-07-14 | 33.7 | 32.015 | 33.7 | 0.038 | 0.04 | 2006-03-21 00:00:00
2200041310085 | First Corporate Shipping Limited | BRISTOL AVONMOUTH ROYAL EDWARD DOCKS | T/A The Bristol Port Company | Royal Edward Docks | BRISTOL |  | BS11 9DQ | 351444.695 | 178566.09 | Seabank Sgp | Avonmouth Bsp | Avonmouth Docks | Western Power Distribution (South West) plc | Onshore Wind |  |  |  | 4.37 | 4.6 | [12 empty] | No | Connected | 2020-07-14 | 4.6 | 4.37 | 4.6 | 4.142 | 4.36 | 1991-04-01 00:00:00
2200031825801, 2200040956254 | Infinis (Re-Gen) Limited | BRIDGWATER WALPOLE LANDFILL 2 Exit Point's IMPORT/EXPORT SITE |  | Walpole Landfill Site | BRIDGWATER | Somerset | TA6 4TF | 0 | 0 | Bridgwater S.G.P. | Bridgwater Grid Bsp | Bath Road Primary | Western Power Distribution (South West) plc | Other Generation |  |  |  | 4.6854 | 4.932 | [12 empty] | No | Connected | 2020-07-14 | 4.932 | 3.325 | 3.5 | 0.1843 | 0.194 | 2006-06-01 00:00:00
2100040126333 | WINDJEN (BLAEN BOWI) LTD | BLAEN BOWI WIND FARM |  | Blaen Bowi Wind Farm | NEWCASTLE EMLYN | Carmarthenshire | SA38 9NG | 233020.372 | 235875.176 | Swansea North Grid | Rhos Grid | 33kV connection | Western Power Distribution (South Wales) plc | Onshore Wind |  |  |  | 4.655 | 4.9 | [12 empty] | No | Connected | 2020-07-14 | 4.9 | 4.655 | 4.9 | 0.095 | 0.1 | 2003-03-06 00:00:00
2100040067529 | H L C (NEATH PORT TALBOT LIMITED) | SWANSEA CRYMLYN BURROWS |  | Materials Recovery & Energy Centre | SWANSEA |  | SA1 8PT | 270077.488 | 193461.793 | Swansea North Grid | Tir John Power Station | 33kV connection | Western Power Distribution (South Wales) plc | Other Generation |  |  |  | 4.75 | 5 | [12 empty] | No | Connected | 2020-07-14 | 5 | 4.75 | 5 | 2.375 | 2.5 | 2002-01-22 00:00:00
2100040067477 | Uk Power Reserve Limited | BRIDGEND SOUTH CORNELLY SERVICES |  | South Cornelly Services | BRIDGEND | Mid Glamorgan | CF33 4RE | 282134.273 | 180038.977 | Pyle Grid | Pyle Bsp | 33kV connection | Western Power Distribution (South Wales) plc | Other Generation |  |  |  | 11.8845 | 12.51 | [12 empty] | No | Connected | 2020-07-14 | 12.51 | 9.12 | 9.6 | 0.285 | 0.3 | 2001-12-12 00:00:00
2200041209989 | Viridor Waste Management Ltd | HEMYOCK BROADPATH LANDFILL HEMYOCK PRIMARY SUBSTATION IMPORT/EXPORT |  | Broadpath Landfill Generation Scheme | HEMYOCK | Devon | . | 312100 | 113950 | Exeter Main S.G.P. | Tiverton Bsp | Hemyock | Western Power Distribution (South West) plc | Other Generation |  |  |  | 4.94 | 5.2 | [12 empty] | No | Connected | 2020-07-14 | 5.2 | 4.75 | 5 | 0.2375 | 0.25 | 2005-10-01 00:00:00
2100040255544 | Novera Energy Generation No.2 Limited | Aberdare Bryn Pica Landfill Site |  | Bryn Pica | ABERDARE | Rhondda Cynon Taff | CF44 0BX | 300881.721 | 205186.659 | Swansea North Grid | Hirwaun Grid | Aberdare | Western Power Distribution (South Wales) plc | Other Generation |  |  |  | 3.0039 | 3.162 | [12 empty] | No | Connected | 2020-07-14 | 3.162 | 2.47 | 2.6 | 0.095 | 0.1 | 2006-10-01 00:00:00
2100040609507 | Biffa Waste Services Limited | TRECATTI LANDFILL SITE 33KV GENERATION SCHEME | Generator Site | Trecatti Landfill Site | MID GLAMORGAN |  | CF48 4AB | 0 | 0 | Upper Boat | Merthyr East Grid | 33kV connection | Western Power Distribution (South Wales) plc | Other Generation |  |  |  | 7.3625 | 7.75 | [12 empty] | No | Connected | 2020-07-14 | 7.75 | 4.845 | 5.1 | 0.8075 | 0.85 | 2007-01-01 00:00:00
2189999997390 | Renewable Energy Systems Limited | DYFFRYN BRODYN WINDFARM |  | Dyffryn Brodyn Windfarm | WHITLAND |  | . | 221992.514 | 226902.558 | Swansea North Grid | Carmarthen Grid | 33kV connection | Western Power Distribution (South Wales) plc | Onshore Wind |  |  |  | 5.225 | 5.5 | [12 empty] | No | Connected | 2020-07-14 | 5.5 | 5.7 | 6 | 0.095 | 0.1 | 1994-10-07 00:00:00
2189999997345 | Beaufort Wind Limited | TAFF ELY WINDFARM | Taff Ely Windfarm | Blackmill | NR TONYREFAIL | Mid Glamorgan | . | 298577.385 | 186407.345 | Upper Boat | Upper Boat Bsp | 33kV connection | Western Power Distribution (South Wales) plc | Onshore Wind |  |  |  | 8.55 | 9 | [12 empty] | No | Connected | 2020-07-14 | 9 | 10.45 | 11 | 0.095 | 0.1 | 1993-02-25 00:00:00
2100040485940 | Infinis Ltd | PWLLFAWATKIN LANDFILL SITE | Generator Site | Pwllfawatkin Landfill Site | SWANSEA |  | SA8 4XR | 269975.89 | 208566.467 | Swansea North Grid | Ystradgynlais Grid | 33kV connection | Western Power Distribution (South Wales) plc | Other Generation |  |  |  | 4.8944 | 5.152 | [12 empty] | No | Connected | 2020-07-14 | 5.152 | 4.18 | 4.4 | 0.19 | 0.2 | 2005-09-01 00:00:00
2200041327140 | Roskrow Barton Limited | FALMOUTH ROSKROW BARTON WIND FARM |  | Roskrow Barton | FALMOUTH | Cornwall | TR10 9AW | 175943.166 | 35253.037 | Indian Queens S.G.P. | Rame Bsp | Falmouth Bickland Hl | Western Power Distribution (South West) plc | Onshore Wind |  |  |  | 1.615 | 1.7 | [12 empty] | No | Connected | 2020-07-14 | 1.7 | 1.615 | 1.7 | 0.0475 | 0.05 | 2007-11-01 00:00:00
2200041394261 | Viridor Waste Management Ltd | LISKEARD LEAN QUARRY HV GENERATION | Hv Generator | Lean Quarry | LISKEARD | Cornwall | PL14 3QD | 226855.729 | 61359.591 | Landulph S.G.P. | St Germans Bsp | Liskeard | Western Power Distribution (South West) plc | Other Generation |  |  |  | 1.9 | 2 | [12 empty] | No | Connected | 2020-07-14 | 2 | 1.9 | 2 | 0.19 | 0.2 | 2007-09-01 00:00:00
2200041652386 | Wessex Water Services Ltd | WIVELISCOMBE MAUNDOWN |  |  | WIVELISCOMBE | Somerset | TA4 2BU | 306332.547 | 129177.744 | Taunton S.G.P. | Taunton Main Bsp | Wiveliscombe | Western Power Distribution (South West) plc | Other Generation |  |  |  | 1.7632 | 1.856 | [12 empty] | No | Connected | 2020-07-14 | 1.856 | 1.425 | 1.5 | 0.551 | 0.58 | 2008-03-11 00:00:00
2200041499762 | Shooters Bottom Windpark Limited | CHEWTON MENDIP SHOOTERS BOTTOM WINDFARM |  | Shooters Bottom Farm | CHEWTON MENDIP | Somerset | BA3 4LU | 359461.472 | 150776.277 | Seabank Sgp | Radstock Bsp 132kv | 33kV connection | Western Power Distribution (South West) plc | Onshore Wind |  |  |  | 1.9 | 2 | [12 empty] | No | Connected | 2020-07-14 | 2 | 1.9 | 2 | 0.03325 | 0.035 | 2008-06-01 00:00:00
2100040694051 | Resources Management U K Limited | Withyhedges Landfill Site, Haverfordwest |  | Withyhedges Landfill Site | HAVERFORDWEST |  | SA62 4DB | 197331.921 | 221499.911 | Pembroke Power Station | Haverfordwest Grid | 33kV connection | Western Power Distribution (South Wales) plc | Other Generation |  |  |  | 2.185 | 2.3 | [12 empty] | No | Connected | 2020-07-14 | 2.3 | 2.185 | 2.3 | 0.038 | 0.04 | 2007-09-01 00:00:00
2100040809003 | DVLA | DVLA Clase | Dvla | Longview Road | SWANSEA |  | SA6 7JL | 265446.848 | 198666.677 | Swansea North Grid | Swansea North Bsp | Clase | Western Power Distribution (South Wales) plc | Other Generation |  |  |  | 2.735 | 2.879 | [12 empty] | No | Connected | 2020-07-14 | 2.879 | 2.185 | 2.3 | 3.8 | 4 | 2008-09-01 00:00:00
2100040719983 | Western Bio-Energy Limited | Biomass Generation Site Margam | Biomass Generation Site | Longlands Lane | PORT TALBOT |  | SA13 2NR | 279079.513 | 186108.057 | Pyle Grid | Pyle Bsp | 33kV connection | Western Power Distribution (South Wales) plc | Other Generation |  |  |  | 18.05 | 19 | [12 empty] | No | Connected | 2020-07-14 | 19 | 15.01 | 15.8 | 1.9 | 2 | 2008-07-01 00:00:00
2100040752396, 2100040752401 | Dragon LNG Limited | Milford Energy, Waterston, Milford Haven |  | Main Road | MILFORD HAVEN | Pembrokeshire | SA73 1DR | 0 | 0 | Pembroke Power Station | Waterston (Gulf) Grid | To be confirmed | Western Power Distribution (South Wales) plc | Other Generation |  |  |  | 58.33 | 61.4 | [12 empty] | No | Connected | 2020-07-14 | 61.4 | 57 | 60 | 26.6 | 28 | 2008-07-01 00:00:00
2200041667754 | Cannington Enterprises Limited | BRIDGWATER SWANG FARM (2009) |  | Swang Farm | BRIDGWATER | Somerset | TA5 2NJ | 323267.286 | 138965.297 | Bridgwater S.G.P. | Bridgwater Grid Bsp | Nether Stowey | Western Power Distribution (South West) plc | Other Generation |  |  |  | 1.292 | 1.36 | [12 empty] | No | Connected | 2020-07-14 | 1.36 | 1.9 | 2 | 0.3325 | 0.35 | 2009-03-17 00:00:00
2200041625587 | Viridor Waste Management Ltd | NEWTON ABBOT 33KV CONNECTION HEATHFIELD LANDFILL & RECYCLING CENTRE | Heathfield Landfill & Recycling Centre | John Acres Lane | NEWTON ABBOT | Devon | TQ12 3GP | 285997.308 | 76004.577 | Abham S.G.P. | Newton Abbot Bsp (Forde Road) | 33kV connection | Western Power Distribution (South West) plc | Other Generation |  |  |  | 3.325 | 3.5 | [12 empty] | No | Connected | 2020-07-14 | 3.5 | 4.75 | 5 | 0.2375 | 0.25 | 2009-04-01 00:00:00
2100040841780 | Pendine Wind Farm Limited | PENDINE CARMARTHENSHIRE IMP/EXP PARC CYNOG GENERATOR |  | Pendine | CARMARTHENSHIRE |  | SA33 4PY | 225773.158 | 209492.609 | Swansea North Grid | Carmarthen Grid | 33kV connection | Western Power Distribution (South Wales) plc | Onshore Wind |  |  |  | 4.56 | 4.8 | [12 empty] | No | Connected | 2020-07-14 | 4.8 | 4.56 | 4.8 | 0.26125 | 0.275 | 2009-08-01 00:00:00
2100040878016 | Statkraft Wind (UK) Limited | ***WIND FARM*** Blaengwen Wind Farm |  | Generator Site | ALLTWALIS |  | . | 245694.533 | 232845.066 | Swansea North Grid | 132kV connection | 132kV connection | Western Power Distribution (South Wales) plc | Onshore Wind |  |  |  | 22.99 | 24.2 | [12 empty] | No | Connected | 2020-07-14 | 24.2 | 21.85 | 23 | 0.95 | 1 | 2009-11-01 00:00:00
None | Uk Power Reserve Limited | BRIDGWATER HUNTWORTH MARSH LANE (33kV SUPPLY) |  | Marsh Lane | BRIDGWATER | Somerset | TA6 6LQ | 330849.877 | 135286.037 | Bridgwater S.G.P. | Bridgwater Grid Bsp | 33kV connection | Western Power Distribution (South West) plc | Other Generation |  |  |  | 11.97 | 12.6 | [12 empty] | No | Connected | 2020-07-14 | 12.6 | 9.5 | 10 | 0.19 | 0.2 | 2001-11-02 00:00:00
2100040890430, 2100040890440, 2100040890459, 2100040890412 | Solutia UK Limited | NEWPORT CORPORATION ROAD (SOLUTIA) |  | Corporation Road | NEWPORT | Gwent | NP19 4XF | 0 | 0 | To be confirmed | To be confirmed | To be confirmed | Western Power Distribution (South Wales) plc | Other Generation |  |  |  | 5.795 | 6.1 | [12 empty] | No | Connected | 2020-07-14 | 6.1 | 15.675 | 16.5 | 12.521 | 13.18 | 2009-12-01 00:00:00
2100040950407 | Dwr Cymru Welsh Water | Afan Waste Water Treatment Works | Afan Wwtw | Harbour Road | PORT TALBOT |  | SA13 1RA | 276073.429 | 187326.102 | Swansea North Grid | Briton Ferry Grid | Victoria Road | Western Power Distribution (South Wales) plc | Other Generation |  |  |  | 2.9184 | 3.072 | [12 empty] | No | Connected | 2020-07-14 | 3.072 | 2.0425 | 2.15 | 1.6245 | 1.71 | 2010-07-01 00:00:00
2200041825924 | Cory Environmental (Gloucestershire) Ltd | BRISTOL CATTYBROOK RD NORTH SHORTWOOD TIP HVM |  | Cattybrook Road North | BRISTOL | South Gloucestershire | BS16 | 368013.68 | 176696.096 | Iron Acton S.G.P. | Lockleaze Bsp 132kv | Mangotsfield | Western Power Distribution (South West) plc | Other Generation |  |  |  | 3.1208 | 3.285 | [12 empty] | No | Connected | 2020-07-14 | 3.285 | 2.09 | 2.2 | 0.04275 | 0.045 | 2010-08-01 00:00:00
2100041213572 | Dwr Cymru Welsh Water | CARDIFF ROVER WAY WWTW | DWR CYMRU | Tidefields Road | CARDIFF |  | CF24 2RX | 0 | 0 | To be confirmed | To be confirmed | To be confirmed | Western Power Distribution (South Wales) plc | Other Generation |  |  |  | 6.346 | 6.68 | [12 empty] | No | Connected | 2020-07-14 | 6.68 | 4.446 | 4.68 | 7.1573 | 7.534 | 2014-07-01 00:00:00
2200041845850 | Goonhilly Limited | HELSTON GOONHILLY WIND FARM 33kV |  | Goonhilly 33kv Wind Farm | HELSTON | Cornwall | TR12 7BA | 170772.239 | 20623.993 | Indian Queens S.G.P. | Rame Bsp | 33kV connection | Western Power Distribution (South West) plc | Onshore Wind |  |  |  | 11.4 | 12 | [12 empty] | No | Connected | 2020-07-14 | 12 | 11.4 | 12 | 0.1425 | 0.15 | 2010-08-10 00:00:00
2200041786683 | Good Energy Delabole Windfarm Limited | CAMELFORD DELABOLE 33KV SUPPLY (ROCKHEAD) |  |  | CAMELFORD | Cornwall | PL33 9BZ | 208228.869 | 84327.855 | Indian Queens S.G.P. | St Tudy Bsp | 33kV connection | Western Power Distribution (South West) plc | Onshore Wind |  |  |  | 8.74 | 9.2 | [12 empty] | No | Connected | 2020-07-14 | 9.2 | 8.74 | 9.2 | 0.095 | 0.1 | 2010-10-05 00:00:00
2200041857475 | Crimp Wind Power Limited | BUDE CRIMP MORWENSTOW (IMPORT/EXPORT) WIND TURBINES |  | Crimp | BUDE | Cornwall | EX23 9PD | 224423.787 | 114822.991 | Alverdiscott S.G.P. | Pyworthy Bsp | Morwenstow | Western Power Distribution (South West) plc | Onshore Wind |  |  |  | 2.565 | 2.7 | [12 empty] | No | Connected | 2020-07-14 | 2.7 | 2.565 | 2.7 | 0.19 | 0.2 | 2010-11-01 00:00:00
2200041919616 | KWTN Solar Limited | CHARD JUNCTION TRANSPORT & WAREHOUSE |  |  | CHARD | Somerset | TA20 4QN | 334126.195 | 104927.567 | Axminster S.G.P. | Woodcote Bsp | Waterlake Primary | Western Power Distribution (South West) plc | Photovoltaic |  |  |  | 2.7018 | 2.844 | [12 empty] | No | Connected | 2020-07-14 | 2.844 | 2.7759 | 2.922 | 0.057 | 0.06 | 2010-05-26 00:00:00
2100040989431 | Wind Assets LLP | Ferndale Windfarm |  |  | FERNDALE WINDFARM |  | CF43 3NS | 299324.63 | 195946.548 | Upper Boat | Upper Boat Bsp | 33kV connection | Western Power Distribution (South Wales) plc | Onshore Wind |  |  |  | 6.08 | 6.4 | [12 empty] | No | Connected | 2020-07-14 | 6.4 | 6.08 | 6.4 | 0.19 | 0.2 | 2011-04-01 00:00:00
2200041941676 | University of Bristol | BRISTOL SCIENCE STREET EMERSONS GREEN | N.C.C. | Science Street | BRISTOL |  | BS16 7AQ | 367088.977 | 177822.921 | Iron Acton S.G.P. | Lockleaze Bsp 132kv | Emersons Green | Western Power Distribution (South West) plc | To be confirmed |  |  |  | 0 | 0 | [12 empty] | No | Connected | 2020-07-14 | 0 | 0.323 | 0.34 | 4.75 | 5 | 0
2200041937953 | Nima Power Limited | TRURO WHEAL JANE SOLAR FARM BALDHU |  | Former Mine Mill Site | TRURO | Cornwall | TR3 6EE | 177490.7 | 42518.667 | Indian Queens S.G.P. | Truro Bsp | Twelveheads. | Western Power Distribution (South West) plc | Photovoltaic |  |  |  | 1.254 | 1.32 | [12 empty] | No | Connected | 2020-07-14 | 1.32 | 1.254 | 1.32 | 0.0475 | 0.05 | 2011-07-31 00:00:00
2200041930498 | Devon Wind Power | BARNSTAPLE LUSCOTT BARTON FULLABROOK WINDFARM | Fullabrook Windfarm | Luscott Barton | BARNSTAPLE | Devon | EX31 4DD | 252068.093 | 136255.254 | Alverdiscott S.G.P. | 132kV connection | 132kV connection | Western Power Distribution (South West) plc | Onshore Wind |  |  |  | 62.7 | 66 | [12 empty] | No | Connected | 2020-07-14 | 66 | 66.0003 | 69.474 | 0.76 | 0.8 | 2011-05-20 00:00:00
2100040960619 | Pennant Walters (Maesgwyn) Limited | Glyn Neath Maesgwyn Wind Farm |  | Maesgwyn Wind Farm | GLYN NEATH |  | SA10 9LR | 286472.623 | 208909.164 | Swansea North Grid | 132kV connection | 132kV connection | Western Power Distribution (South Wales) plc | Onshore Wind |  |  |  | 34.2 | 36 | [12 empty] | No | Connected | 2020-07-14 | 36 | 34.2 | 36 | 0.475 | 0.5 | 2011-03-14 00:00:00
2200041982167 | Langage Solar Park Limited | PLYMOUTH LOWER LANGAGE FARM |  | Lower Langage Farm | PLYMOUTH | Devon | PL7 5AW | 257485.232 | 56308.059 | Abham S.G.P. | Plympton Bsp | Langage | Western Power Distribution (South West) plc | Photovoltaic |  |  |  | 4.655 | 4.9 | [12 empty] | No | Connected | 2020-07-14 | 4.9 | 4.7452 | 4.995 | 0.02375 | 0.025 | 2011-08-01 00:00:00
2200041973446 | Meri Power Limited | WADEBRIDGE BENBOLE SOLAR FARM ST KEW |  | Benbole Solar Farm | WADEBRIDGE | Cornwall | PL30 3EF | 202833.847 | 74863.711 | Indian Queens S.G.P. | St Tudy Bsp | Wadebridge | Western Power Distribution (South West) plc | Photovoltaic |  |  |  | 1.9057 | 2.006 | [12 empty] | No | Connected | 2020-07-14 | 2.006 | 1.9 | 2 | 0.0475 | 0.05 | 2011-07-31 00:00:00
2200041978861 | Churchtown Farm Solar Limited | HAYLE CHURCHTOWN FARM 33KV SOLAR PARK |  | Churchtown Farm 33kv Solar Park | HAYLE | Cornwall | TR27 5BX | 160029.812 | 40540.919 | Indian Queens S.G.P. | Camborne Bsp | 33kV connection | Western Power Distribution (South West) plc | Photovoltaic |  |  |  | 3.8 | 4 | [12 empty] | No | Connected | 2020-07-14 | 4 | 4.75 | 5 | 0.0342 | 0.036 | 2011-07-11 00:00:00
2200041978782 | Manor Farm Solar Limited | ST AUSTELL MANOR FARM 33KV SOLAR PARK |  | Manor Farm 33kv Solar Park | ST AUSTELL | Cornwall | PL26 7TQ | 198751.17 | 52161.446 | Indian Queens S.G.P. | Fraddon Bsp | 33kV connection | Western Power Distribution (South West) plc | Photovoltaic |  |  |  | 3.8 | 4 | [12 empty] | No | Connected | 2020-07-14 | 4 | 4.75 | 5 | 0.0342 | 0.036 | 2011-07-11 00:00:00
2200041979883 | Kala Power Limited | Howton Farm 33kV Solar Park |  | Howton Fields Farm | SALTASH | Cornwall | PL12 6QY | 237270.902 | 63258.736 | Landulph S.G.P. | Landulph Bsp | 33kV connection | Western Power Distribution (South West) plc | Photovoltaic |  |  |  | 4.7481 | 4.998 | [12 empty] | No | Connected | 2020-07-14 | 4.998 | 4.75 | 5 | 0.03325 | 0.035 | 2011-07-11 00:00:00
2200041978737 | East Langford Solar Limited | East Langford 33kV Solar Park |  |  | KILKHAMPTON | Cornwall | EX23 9SA | 228391.672 | 110416.505 | Alverdiscott S.G.P. | Pyworthy Bsp | 33kV connection | Western Power Distribution (South West) plc | Photovoltaic |  |  |  | 4.75 | 5 | [12 empty] | No | Connected | 2020-07-14 | 5 | 4.75 | 5 | 0.03325 | 0.035 | 2011-07-11 00:00:00
2200041978807 | Trenouth Solar Farm Limited | Trenouth Farm 33kV Solar Park |  | Trenouth Farm | WADEBRIDGE | Cornwall | PL27 7SG | 190941.993 | 70234.886 | Indian Queens S.G.P. | Fraddon Bsp | 33kV connection | Western Power Distribution (South West) plc | Photovoltaic |  |  |  | 3.8 | 4 | [12 empty] | No | Connected | 2020-07-14 | 4 | 3.8 | 4 | 0.0475 | 0.05 | 2011-07-11 00:00:00
2200041984085 | Palk Power Limited | TAUNTON ADJ LETHBRIDGE PARK PV GENERATOR |  | Adj Lethbridge Park | TAUNTON | Somerset | TA4 3BZ | 316203.042 | 129864.475 | Taunton S.G.P. | Taunton Main Bsp | Lydeard St Lawrence Primary | Western Power Distribution (South West) plc | Photovoltaic |  |  |  | 1.615 | 1.7 | [12 empty] | No | Connected | 2020-07-14 | 1.7 | 1.71 | 1.8 | 0.04275 | 0.045 | 2011-07-07 00:00:00
2200041987314, 2200041987323 | Royal United Hospital Bath NHS Trust | BATH COMBE PARK - Royal United Hospital | Royal United Hospital |  | BATH |  | BA1 3NG | 373035.992 | 166065.83 | Melksham S.G.P. | Bath (Dolemeads) 132 | Combe Park | Western Power Distribution (South West) plc | Mixed |  |  |  | 1.9617 | 2.065 | [12 empty] | No | Connected | 2020-07-14 | 2.065 | 3.8646 | 4.068 | 2.565 | 2.7 | 2011-10-07 00:00:00
2100041013923 | Western Solar Limited | Rhosygilwen Mansion | Rhosygilwen Mansion | Cilgerran Road | CARDIGAN | Pembrokeshire | SA43 2TW | 220447.472 | 240746.08 | Swansea North Grid | Rhos Grid | Bridell | Western Power Distribution (South Wales) plc | Photovoltaic |  |  |  | 1.9 | 2 | [12 empty] | No | Connected | 2020-07-14 | 2 | 1.9 | 2 | 0.0475 | 0.05 | 2011-07-08 00:00:00
2200041941700 | KS SPV1 Limited | Trefullock Solar Farm |  | Trefullock Moor | NEWQUAY | Cornwall | TR8 5BY | 189993.362 | 56132.272 | Indian Queens S.G.P. | Fraddon Bsp | Fraddon | Western Power Distribution (South West) plc | Photovoltaic |  |  |  | 4.8934 | 5.151 | [12 empty] | No | Connected | 2020-07-14 | 5.151 | 4.75 | 5 | 0.0475 | 0.05 | 2011-07-27 00:00:00
2200042001621 | NextPower Trevemper Limited | NEWQUAY TREVEMPER SOLAR FARM |  | Solar Farm | NEWQUAY | Cornwall | TR8 5JR | 181121.851 | 59751.405 | Indian Queens S.G.P. | Fraddon Bsp | Newquay Trevemper | Western Power Distribution (South West) plc | Photovoltaic |  |  |  | 1.5447 | 1.626 | [12 empty] | No | Connected | 2020-07-14 | 1.626 | 1.615 | 1.7 | 0.01425 | 0.015 | 2011-07-28 00:00:00
2100041023930 | Risen Energy Projects 1 Limited | USK LLANCAYO SOLAR GENERATION SITE | Llancayo Solar Generation Site |  | USK | Monmouthshire | NP15 1HY | 336397.341 | 202939.735 | Uskmouth | Panteg 66kv Sw. Site | Usk | Western Power Distribution (South Wales) plc | Photovoltaic |  |  |  | 3.705 | 3.9 | [12 empty] | No | Connected | 2020-07-14 | 3.9 | 3.705 | 3.9 | 0.019 | 0.02 | 2011-07-30 00:00:00
2200031824524 | Imerys Minerals Limited | Lee Moor | Torycombe |  | PLYMOUTH | Devon | PL7 5JU | 256268.364 | 61189.805 | Abham S.G.P. | Plympton Bsp | Torycombe | Western Power Distribution (South West) plc | Mixed |  |  |  | 6.4125 | 6.75 | [12 empty] | No | Connected | 2020-07-14 | 6.75 | 5.5575 | 5.85 | 6.65 | 7 | 2011-03-01 00:00:00
2200042019354 | Puriton Solar Limited | PURITON BLACKDITCH WOOLAVINGTON ROAD (33kV) |  | Rof Puriton Blackditch | PURITON | Somerset | TA7 8AD | 332518.854 | 142902.838 | Bridgwater S.G.P. | Bridgwater Grid Bsp | 33kV connection | Western Power Distribution (South West) plc | Photovoltaic |  |  |  | 4.0755 | 4.29 | [12 empty] | No | Connected | 2020-07-14 | 4.29 | 4.0755 | 4.29 | 0.00475 | 0.005 | 2011-09-23 00:00:00
2199989641360 | Green Frog Power 214 Limited | TREGARON 33/11kV LLANDDEWI BREFI ROAD |  | Llanddewi Brefi Road | TREGARON | Ceredigion | SY25 6JR | 267766.802 | 259110.965 | Swansea North Grid | Lampeter Grid | Tregaron | Western Power Distribution (South Wales) plc | Other Generation |  |  |  | 9.7375 | 10.25 | [12 empty] | No | Connected | 2020-07-14 | 10.25 | 9.5 | 10 | 0.095 | 0.1 | 2011-10-17 00:00:00
2200041987314, 2200041987323 | Royal United Hospital Bath NHS Trust | BATH COMBE PARK - Royal United Hospital | Royal United Hospital |  | BATH |  | BA1 3NG | 373035.992 | 166065.83 | Melksham S.G.P. | Bath (Dolemeads) 132 | Combe Park | Western Power Distribution (South West) plc | Mixed |  |  |  | 1.9617 | 2.065 | [12 empty] | No | Connected | 2020-07-14 | 2.065 | 3.8646 | 4.068 | 2.565 | 2.7 | 2011-10-07 00:00:00
2200041987314, 2200041987323 | Royal United Hospital Bath NHS Trust | BATH COMBE PARK - Royal United Hospital | Royal United Hospital |  | BATH |  | BA1 3NG | 373035.992 | 166065.83 | Melksham S.G.P. | Bath (Dolemeads) 132 | Combe Park | Western Power Distribution (South West) plc | Mixed |  |  |  | 1.9617 | 2.065 | [12 empty] | No | Connected | 2020-07-14 | 2.065 | 3.8646 | 4.068 | 2.565 | 2.7 | 2011-10-07 00:00:00
2200042042975 | AEE Renewables UK 15 Limited | AXMINSTER BEECHGROVE FARM HAWKCHURCH 33kV PV |  | Beechgrove Farm | AXMINSTER | Devon | EX13 5TX | 334887.745 | 99205.479 | Axminster S.G.P. | Woodcote Bsp | 33kV connection | Western Power Distribution (South West) plc | Photovoltaic |  |  |  | 8.55 | 9 | [12 empty] | No | Connected | 2020-07-14 | 9 | 4.275 | 4.5 | 0.0133 | 0.014 | 2011-10-12 00:00:00
2200042014791 | Bridgewater Solar Limited | Summerway Drove PV Generator Site |  | Summerway Drove | BRIDGWATER | Somerset | TA7 0HY | 332371.444 | 136492.023 | Bridgwater S.G.P. | Bridgwater Grid Bsp | Bath Road Primary | Western Power Distribution (South West) plc | Photovoltaic |  |  |  | 1.6473 | 1.734 | [12 empty] | No | Connected | 2020-07-14 | 1.734 | 1.615 | 1.7 | 0.0475 | 0.05 | 2011-09-27 00:00:00
1160001449648 | Islip Solar Park Ltd | Colpmans Farm, Islip, Kettering | Colpmans Farm |  | KETTERING | Northamptonshire | NN14 3LT | 498636.382 | 278122.634 | GRENDON 132kV S STN | IRTHLINGBOROUGH 33kV S STN | THRAPSTON 33 11kV S STN | Western Power Distribution (East Midlands) plc | Photovoltaic |  |  |  | 4.75 | 5 | [12 empty] | No | Connected | 2020-07-14 | 5 | 4.75 | 5 | 0.0475 | 0.05 | 2011-07-21 00:00:00
1100050222482 | EDL (UK) LFG Generation Limited | WELLINGBOROUGH SIDEGATE LANE (EDL) |  | Sidegate Lane | WELLINGBOROUGH | Northamptonshire | NN8 1RN | 0 | 0 | GRENDON 132kV S STN | WELLINGBOROUGH 33kV S STN | CANNON STREET 33 11kV S STN | Western Power Distribution (East Midlands) plc | Mixed |  |  |  | 3.401 | 3.58 | [12 empty] | No | Connected | 2020-07-14 | 3.58 | 2.4225 | 2.55 | 0.038 | 0.04 | 2000-02-13 00:00:00
2200042227385 | Sibelco UK Limited | Cornwood Headon Down | Headon Down China Clay Works | Cornwood | PLYMOUTH | Devon | PL21 9PW | 258334.093 | 60570.408 | Abham S.G.P. | Plympton Bsp | Torycombe | Western Power Distribution (South West) plc | Small CHP (>1MW, <5MW) |  |  |  | 1.6625 | 1.75 | [12 empty] | No | Connected | 2020-07-14 | 1.75 | 0.95 | 1 | 1.9 | 2 | 2012-06-01 00:00:00
1170000014584 | Warwick Integrated Generation Ltd | KIRKBY IN ASHFIELD MILL LANE | Bentinck Generating Station | Mill Lane | NOTTINGHAMSHIRE |  | NG179LG | 448996.062 | 355126.839 | CHESTERFIELD 132kV S STN | ANNESLEY 33kV S STN | 33kV connection | Western Power Distribution (East Midlands) plc | Landfill Gas, Sewage Gas, Biogas (not CHP) |  |  |  | 11.97 | 12.6 | [12 empty] | No | Connected | 2020-07-14 | 12.6 | 11.4 | 12 | 0.475 | 0.5 | 2012-06-02 00:00:00
1160000154160 | Fenland Windfarms Limited | IMPORT SITE |  | IMPORT SITE | GEDNEY | GEDNEY | PE11 | 542174.254 | 328814.616 | WALPOLE 132kV S STN | SPALDING CLAY LAKE 33kV S STN | 33kV connection | Western Power Distribution (East Midlands) plc | Onshore Wind |  |  |  | 11.4 | 12 | [12 empty] | No | Connected | 2020-07-14 | 12 | 11.59 | 12.2 | 0.08075 | 0.085 | 2006-04-04 00:00:00
1160000186560 | NOVERA ENERGY | DANESHILL LANDFILL SITE |  | DANESHILL LANDFILL SITE | NOTTINGHAMSHIRE |  | DN22 | 467587.246 | 386882.591 | STAYTHORPE C 132kV S STN | CHECKERHOUSE 33kV S STN | 33kV connection | Western Power Distribution (East Midlands) plc | Landfill Gas, Sewage Gas, Biogas (not CHP) |  |  |  | 2.85 | 3 | [12 empty] | No | Connected | 2020-07-14 | 3 | 2.85 | 3 | 0.19 | 0.2 | 2005-12-09 00:00:00
1160000213610 | Fenland Windfarms Limited | VINE FARM HOUSE |  | VINE FARM HOUSE | ST NICHOLAS | PETERBOROUGH | PE11 3DG | 520499.541 | 315376.804 | WALPOLE 132kV S STN | SPALDING CLAY LAKE 33kV S STN | 33kV connection | Western Power Distribution (East Midlands) plc | Onshore Wind |  |  |  | 15.2 | 16 | [12 empty] | No | Connected | 2020-07-14 | 16 | 15.485 | 16.3 | 0.2375 | 0.25 | 2006-05-01 00:00:00
1160000226336 | BURTON WOLD WIND FARM | BURTON WOLD WIND FARM - IMPORT |  | BURTON WOLD WIND FARM - IMPORT | NR KETTERING | NORTHAMPTONSHIRE | NN15 | 0 | 0 | GRENDON 132kV S STN | IRTHLINGBOROUGH 33kV S STN | 33kV connection | Western Power Distribution (East Midlands) plc | Onshore Wind |  |  |  | 19.475 | 20.5 | [12 empty] | No | Connected | 2020-07-14 | 20.5 | 19.475 | 20.5 | 0.095 | 0.1 | 2006-02-01 00:00:00
1160000455419 | SUEZ Recycling and Recovery UK Limited | SITA HOLDINGS |  | SITA HOLDINGS | THRAPSTON ROAD | NORTHANTS | NN14 4HY | 493444.88 | 276749.768 | GRENDON 132kV S STN | KETTERING 33kV S STN | BURTON LATIMER 33 11kV S STN | Western Power Distribution (East Midlands) plc | Landfill Gas, Sewage Gas, Biogas (not CHP) |  |  |  | 1.045 | 1.1 | [12 empty] | No | Connected | 2020-07-14 | 1.1 | 1.045 | 1.1 | 0.038 | 0.04 | 2007-05-10 00:00:00
1160000462763 | ALKANE ENERGY UK LTD | FORMER MAIN COLLIERY |  | FORMER MAIN COLLIERY | WARSOP VALE | MANSFIELD, NOTTS | 0 | 455050.301 | 368212.917 | CHESTERFIELD 132kV S STN | MANSFIELD 33kV S STN | ACREAGE LANE 33 11kV S STN | Western Power Distribution (East Midlands) plc | Landfill Gas, Sewage Gas, Biogas (not CHP) |  |  |  | 2.565 | 2.7 | [12 empty] | No | Connected | 2020-07-14 | 2.7 | 2.565 | 2.7 | 0.2375 | 0.25 | 2006-08-21 00:00:00
1130000079897, 1160000745066 | Infinis Ltd | BLETCHLEY LANDFILL POWER STATION 2 |  | BLETCHLEY LANDFILL POWER STATION 2 | NEWTON LONGVILLE | MILTON KEYNES | MK17 0AD | 484939.547 | 231996.541 | EAST CLAYDON 132KV S STN | BLETCHLEY 33KV S STN | 33kV connection | Western Power Distribution (East Midlands) plc | Landfill Gas, Sewage Gas, Biogas (not CHP) |  |  |  | 4.1182 | 4.335 | [12 empty] | No | Connected | 2020-07-14 | 4.335 | 13.3 | 14 | 0 | 0 | 2007-04-23 00:00:00
1160000909840 | HOLLIES WIND FARM | THE HOLLIES FARM |  | THE HOLLIES FARM | CROFT | PETERBOROUGH | PE24 4SH | 549752.496 | 362886.14 | BICKER FEN 132kV S STN | SKEGNESS 33kV S STN | 33kV connection | Western Power Distribution (East Midlands) plc | Onshore Wind |  |  |  | 2.66 | 2.8 | [12 empty] | No | Connected | 2020-07-14 | 2.8 | 2.66 | 2.8 | 0.019 | 0.02 | 2008-02-01 00:00:00
1160000999046 | BICKER FEN WINDFARM | 0 |  |  | BICKER DROVE | BICKER | PE20 3BL | 519526.865 | 339222.445 | WALPOLE 132kV S STN | BOSTON 33kV S STN | 33kV connection | Western Power Distribution (East Midlands) plc | Onshore Wind |  |  |  | 24.7 | 26 | [12 empty] | No | Connected | 2020-07-14 | 26 | 24.7 | 26 | 0.3325 | 0.35 | 2008-07-08 00:00:00
1130000044013 | LYNN WIND FARM | LYNN WIND FARM |  | LYNN WIND FARM | SKEGNESS |  | PE24 4UD | 553382.4 | 365076.5 | BICKER FEN 132kV S STN | 132kV connection | 132kV connection | Western Power Distribution (East Midlands) plc | Offshore Wind |  |  |  | 92.34 | 97.2 | [12 empty] | No | Connected | 2020-07-14 | 97.2 | 85.5 | 90 | 1.9 | 2 | 2008-01-05 00:00:00
1130000044031 | INNER DOWSING WIND FARM | INNER DOWSING WIND FARM |  | INNER DOWSING WIND FARM | SKEGNESS |  | PE24 4UD | 553382.4 | 365076.5 | BICKER FEN 132kV S STN | 132kV connection | 132kV connection | Western Power Distribution (East Midlands) plc | Offshore Wind |  |  |  | 92.34 | 97.2 | [12 empty] | No | Connected | 2020-07-14 | 97.2 | 85.5 | 90 | 1.9 | 2 | 2008-01-01 00:00:00
1160001070680 | Thameswey Central Milton Keynes Ltd | MILTON KEYNES, Childs Way |  | Childs Way | MILTON KEYNES | Buckinghamshire | MK9 3DA | 484829.766 | 237945.055 | EAST CLAYDON 132KV S STN | BRADWELL ABBEY 33kV S STN | CHILDS WAY 33 11kV S STN | Western Power Distribution (East Midlands) plc | Medium CHP (>5MW,<50MW) |  |  |  | 5.7 | 6 | [12 empty] | No | Connected | 2020-07-14 | 6 | 5.7 | 6 | 3.61 | 3.8 | 2011-11-24 00:00:00
1160001137750 | ALKANE ENERGY UK LTD | BILSTHORPE ENERY PARK |  | BILSTHORPE ENERY PARK | BILSTHORPE | NEWARK | NG22 9DY | 465342.924 | 361597.128 | CHESTERFIELD 132kV S STN | CLIPSTONE 33kV S STN | BILSTHORPE 33 11kV S STN | Western Power Distribution (East Midlands) plc | Landfill Gas, Sewage Gas, Biogas (not CHP) |  |  |  | 4.4175 | 4.65 | [12 empty] | No | Connected | 2020-07-14 | 4.65 | 4.4175 | 4.65 | 0.2375 | 0.25 | 2009-06-22 00:00:00
1160001160800 | ALKANE ENERGY UK LTD | KINGS MILL ENERGY PARK |  | KINGS MILL ENERGY PARK | MANSFIELD ROAD | SUTTON IN ASHFIELD | NG17 4JL | 451000.789 | 360149.701 | CHESTERFIELD 132kV S STN | MANSFIELD 33kV S STN | SKEGBY LANE 33 11kV S STN | Western Power Distribution (East Midlands) plc | Landfill Gas, Sewage Gas, Biogas (not CHP) |  |  |  | 2.945 | 3.1 | [12 empty] | No | Connected | 2020-07-14 | 3.1 | 2.945 | 3.1 | 0.2375 | 0.25 | 2010-09-30 00:00:00
1160001169291 | VEOLIA ENVIRONMENTAL SERVICES | ALBION LANDFILL |  | ALBION LANDFILL | ALBERT VILLAGE | SWADLINCOTE | DE11 8HD | 431158.915 | 317884.295 | DRAKELOW 132kV | GRESLEY 33kV S STN | MOIRA 33 11kV S STN | Western Power Distribution (East Midlands) plc | Landfill Gas, Sewage Gas, Biogas (not CHP) |  |  |  | 4.75 | 5 | [12 empty] | No | Connected | 2020-07-14 | 5 | 4.75 | 5 | 0.19 | 0.2 | 2010-04-08 00:00:00
1160001174840 | Carsington Wind Energy Ltd | Carsington Pastures Windfarm |  | Manystones Lane | HOPTON | DERBYSHIRE | DE4 4ES | 424989.897 | 354500.069 | WILLINGTON 132kV S STN | WINSTER 33kV S STN | HOPTON 33 11kV S STN | Western Power Distribution (East Midlands) plc | Onshore Wind |  |  |  | 8.265 | 8.7 | [12 empty] | No | Connected | 2020-07-14 | 8.7 | 8.265 | 8.7 | 0.19 | 0.2 | 2014-02-04 00:00:00
1160001236229 | PETSOE WINDFARM | PETSOE WINDFARM |  | PETSOE WINDFARM | EMBERTON | OLNEY | MK45 | 491187.752 | 249322.379 | EAST CLAYDON 132KV S STN | BRADWELL ABBEY 33kV S STN | 33kV connection | Western Power Distribution (East Midlands) plc | Onshore Wind |  |  |  | 13.3 | 14 | [12 empty] | No | Connected | 2020-07-14 | 14 | 13.3 | 14 | 0.2375 | 0.25 | 2010-11-15 00:00:00
1160001236691, 1160001236682 | Anglian Water Services Ltd | EMPINGHAM PUMPING STATION |  | EMPINGHAM PUMPING STATION | EMPINGHAM |  | LE15 8QQ | 0 | 0 | GRENDON 132kV S STN | OAKHAM 33kV S STN | EMPINGHAM 33 11kV S STN | Western Power Distribution (East Midlands) plc | Other Generation |  |  |  | 1.9 | 2 | [12 empty] | No | Connected | 2020-07-14 | 2 | 0.95 | 1 | 1.52 | 1.6 | 2010-05-11 00:00:00
1160001240410 | Branston Limited | Branston Mere Road |  | BRANSTON GENERATION IMPORT | BRANSTON | LINCOLNSHIRE | LN4 1NJ | 502099.784 | 366035.913 | WEST BURTON 132kV S STN | LINCOLN MAIN No 1 33kV S STN | METHERINGHAM 33 11kV S STN | Western Power Distribution (East Midlands) plc | Mini CHP (<1MW) |  |  |  | 0.76 | 0.8 | [12 empty] | No | Connected | 2020-07-14 | 0.8 | 0.76 | 0.8 | 1.045 | 1.1 | 2010-06-21 00:00:00
1160001253321 | NPower Limited | LINDHURST WINDFARM |  | LINDHURST WINDFARM | MANSFIELD | NOTTINGHAM | NG21 | 457967.221 | 358081.525 | CHESTERFIELD 132kV S STN | MANSFIELD 33kV S STN | 33kV connection | Western Power Distribution (East Midlands) plc | Onshore Wind |  |  |  | 9.025 | 9.5 | [12 empty] | No | Connected | 2020-07-14 | 9.5 | 9.025 | 9.5 | 0.0475 | 0.05 | 2010-03-30 00:00:00
1160001303674 | FERNBROOK BUILDERS LTD | ROTHWELL BIO PLANT |  | ROTHWELL BIO PLANT | ROTHWELL ROAD | KETTERING | NN16 8XF | 482421.597 | 280189.505 | GRENDON 132kV S STN | KETTERING 33kV S STN | FIELD STREET 33 11kV S STN | Western Power Distribution (East Midlands) plc | Landfill Gas, Sewage Gas, Biogas (not CHP) |  |  |  | 1.425 | 1.5 | [12 empty] | No | Connected | 2020-07-14 | 1.5 | 1.425 | 1.5 | 0.285 | 0.3 | 2010-09-13 00:00:00
1160001363380 | BROADVIEW ENERGY DEVELOPMENTS | ASHBY MAGNA |  | ASHBY MAGNA | 0 |  | LE17 5NB | 455987.739 | 289308.553 | COVENTRY 132kV S STN | PAILTON 33KV S STN | 33kV connection | Western Power Distribution (East Midlands) plc | Onshore Wind |  |  |  | 7.79 | 8.2 | [12 empty] | No | Connected | 2020-07-14 | 8.2 | 7.79 | 8.2 | 0.2375 | 0.25 | 2011-12-16 00:00:00
1160001430665 | WILDLIFE AND BUTTERFLY PARK PHASE 1 | LITTLE LONDON |  | LITTLE LONDON | LINCOLNSHIRE |  | PE12 9LE | 0 | 0 | WALPOLE 132kV S STN | SOUTH HOLLAND 33kV S STN | LONG SUTTON 33 11kV S STN | Western Power Distribution (East Midlands) plc | Photovoltaic |  |  |  | 1.235 | 1.3 | [12 empty] | No | Connected | 2020-07-14 | 1.3 | 1.235 | 1.3 | 0.095 | 0.1 | 2011-06-01 00:00:00
1160001430823 | WILDLIFE AND BUTTERLY PARK PHASE 2 | LITTLE LONDON |  | LITTLE LONDON | LINCOLNSHIRE |  | PE12 9LE | 543973.695 | 323607.561 | WALPOLE 132kV S STN | SOUTH HOLLAND 33kV S STN | LONG SUTTON 33 11kV S STN | Western Power Distribution (East Midlands) plc | Photovoltaic |  |  |  | 1.615 | 1.7 | [12 empty] | No | Connected | 2020-07-14 | 1.7 | 1.615 | 1.7 | 0.095 | 0.1 | 2011-06-01 00:00:00
1160001439589 | Lark Energy Limited | TOLBAR ROAD PV FARM |  | TOLBAR ROAD PV FARM | GRANTHAM | LINCOLNSHIRE | NG32 2HT | 488093.407 | 342012.291 | BICKER FEN 132kV S STN | GRANTHAM NORTH 132KV S STN | GRANTHAM NORTH 11kV S STN | Western Power Distribution (East Midlands) plc | Photovoltaic |  |  |  | 4.465 | 4.7 | [12 empty] | No | Connected | 2020-07-14 | 4.7 | 4.465 | 4.7 | 0.02375 | 0.025 | 2011-10-03 00:00:00
1160001479030 | UK Power Reserve (Asfordby) Ltd | ASFORDBY COLIERY |  | ASFORDBY COLIERY | MELTON MOBRAY |  | LE14 3JL | 472339.325 | 320968.615 | STAYTHORPE C 132kV S STN | 132kV connection | 132kV connection | Western Power Distribution (East Midlands) plc | Other Generation |  |  |  | 23.75 | 25 | [12 empty] | No | Connected | 2020-07-14 | 25 | 23.75 | 25 | 7.6 | 8 | 2000-07-27 00:00:00
1418630513008 | SUMMERLEAZE REGENERATION LTD | CANDLES LANDFILL |  | CANDLES LANDFILL | HORSEHAY | TELFORD | TF6 5AR | 366141.951 | 307544.38 | IRONBRIDGE 132kV S STN | IRONBRIDGE 132 33kV S STN | MADELEY 33 11kV S STN | Western Power Distribution (West Midlands) plc | Landfill Gas, Sewage Gas, Biogas (not CHP) |  |  |  | 2.85 | 3 | [12 empty] | No | Connected | 2020-07-14 | 3 | 2.85 | 3 | 0 | 0 | 2005-09-23 00:00:00
1417437803002 | VIRIDIS ENERGY (NORGREN) LTD | Granville Landfill Site |  | Granville Landfill Site | Telford |  | TF2 9NZ | 371868.088 | 310869.106 | IRONBRIDGE 132kV S STN | KETLEY 132kV S STN | SNEDSHILL 33 11kV S STN | Western Power Distribution (West Midlands) plc | Landfill Gas, Sewage Gas, Biogas (not CHP) |  |  |  | 1.3775 | 1.45 | [12 empty] | No | Connected | 2020-07-14 | 1.45 | 1.3775 | 1.45 | 0.057 | 0.06 | 2011-02-18 00:00:00
1425793500001 | Hanford Waste Services Limited | Incinerator Plant |  | Incinerator Plant | Stoke on Trent |  | ST4 4EU | 387684.918 | 343611.53 | Cellarhead 132kV | BOOTHEN 132kV S STN | 33kV connection | Western Power Distribution (West Midlands) plc | Waste Incineration (not CHP) |  |  |  | 15.2 | 16 | [12 empty] | No | Connected | 2020-07-14 | 16 | 15.2 | 16 | 0 | 0 | 2001-12-27 00:00:00
1430000000924, 1430000000915 | MICHELIN TYRE PLC | CAMPBELL ROAD |  | CAMPBELL ROAD | STAFFS |  | ST4 4EY | 387027.311 | 343242.745 | Cellarhead 132kV | BOOTHEN 132kV S STN | 33kV connection | Western Power Distribution (West Midlands) plc | Other Generation |  |  |  | 61.75 | 65 | [12 empty] | No | Connected | 2020-07-14 | 65 | 61.75 | 65 | 5.225 | 5.5 | 2003-06-12 00:00:00
1422886500007, 1424886500000 | Trent RE Limited | HOLDITCH NO 1 |  | HOLDITCH NO 1 | Holditch Road | Chesterton Newcastle | ST5 9JA | 0 | 0 | Cellarhead 132kV | NEWCASTLE 132kV S STN | Newcastle 132/11kVDUMMY | Western Power Distribution (West Midlands) plc | Other Generation |  |  |  | 8.892 | 9.36 | [12 empty] | No | Connected | 2020-07-14 | 9.36 | 8.892 | 9.36 | 0.0475 | 0.05 | 2006-10-31 00:00:00
1426886500004 | Trent RE Limited | Tunstall Road |  | Tunstall Road | Stoke on Trent |  | ST8 7DN | 387956.699 | 355684.995 | Cellarhead 132kV | WHITFIELD 132 33kV S STN | KNYPERSLEY 33 11kV S STN | Western Power Distribution (West Midlands) plc | Other Generation |  |  |  | 7.6 | 8 | [12 empty] | No | Connected | 2020-07-14 | 8 | 7.6 | 8 | 0 | 0 | 2007-06-26 00:00:00
1100770996862 | ALKANE ENERGY UK LTD | 0 |  |  | Edwinstowe House |  | NG21 9PR | 469528.868 | 374439.427 | STAYTHORPE C 132kV S STN | CHECKERHOUSE 33kV S STN | BEVERCOTES 33 11kV S STN | Western Power Distribution (East Midlands) plc | Landfill Gas, Sewage Gas, Biogas (not CHP) |  |  |  | 5.0825 | 5.35 | [12 empty] | No | Connected | 2020-07-14 | 5.35 | 5.0825 | 5.35 | 0.19 | 0.2 | 2005-04-01 00:00:00
1460001685137 | South Staffordshire Water Plc | Pumping Stations |  | Pumping Stations | Stourton | Mill Lane Kinver | DY7 6LE | 0 | 0 | BISHOPS WOOD 132kV S STN | STOURPORT 132 66 33kV S STN | KINVER 33 11kV S STN | Western Power Distribution (West Midlands) plc | Other Generation |  |  |  | 1.33 | 1.4 | [12 empty] | No | Connected | 2020-07-14 | 1.4 | 1.33 | 1.4 | 2.9137 | 3.067 | 2007-06-20 00:00:00
1430000033060, 1430000033051 | British Rail | Kidsgrove |  | Kidsgrove | 0 |  | 0 | 0 | 0 | Cellarhead 132kV | WHITFIELD 132 33kV S STN | GOLDENHILL BANK 33 11kV S STN | Western Power Distribution (West Midlands) plc | Other Generation |  |  |  | 0.95 | 1 | [12 empty] | No | Connected | 2020-07-14 | 1 | 0.95 | 1 | 9.5 | 10 | 2005-04-22 00:00:00
1430000033098, 1430000033103 | British Rail | Stafford |  | Stafford | 0 |  | 0 | 391864.503 | 323171.312 | Bushbury D 132kV | STAFFORD 132 25kV S STN | Stafford 132/25/11kVDUMMY | Western Power Distribution (West Midlands) plc | Other Generation |  |  |  | 34.2 | 36 | [12 empty] | No | Connected | 2020-07-14 | 36 | 17.1 | 18 | 17.1 | 18 | 2010-06-21 00:00:00
1430000033112 | British Rail | Willenhall |  | Willenhall | 0 |  | 0 | 0 | 0 | WILLENHALL 132 25kV S STN | Willenhall 132/25/11kVDUMMY | Willenhall 132/25/11kVDUMMY | Western Power Distribution (West Midlands) plc | Other Generation |  |  |  | 10.925 | 11.5 | [12 empty] | No | Connected | 2020-07-14 | 11.5 | 10.925 | 11.5 | 10.925 | 11.5 | 2010-06-14 00:00:00
1430000033089 | British Rail | Smethwick Supply Point |  | Smethwick Supply Point | West Bromwich | West Midlands | B71 4JT | 402081.882 | 289955.846 | BUSTLEHOLM 132kV S STN | SMETHWICK 132 25kV S STN | Smethwick 132/11kVDUMMY | Western Power Distribution (West Midlands) plc | Other Generation |  |  |  | 0.95 | 1 | [12 empty] | No | Connected | 2020-07-14 | 1 | 0.95 | 1 | 12.35 | 13 | 2011-12-15 00:00:00
1430000033070, 1430000044090 | British Rail | Washwood Heath |  | Washwood Heath | 0 |  | 0 | 0 | 0 | To be confirmed | To be confirmed | To be confirmed | Western Power Distribution (West Midlands) plc | Other Generation |  |  |  | 22.8 | 24 | [12 empty] | No | Connected | 2020-07-14 | 24 | 11.4 | 12 | 11.4 | 12 | 2011-12-01 00:00:00
1430000033121 | British Rail | Winson Green Supply Point |  | Winson Green Supply Point | Winson Green | Birmingham | B18 7DW | 0 | 0 | BUSTLEHOLM 132kV S STN | 132kV connection | 132kV connection | Western Power Distribution (West Midlands) plc | Other Generation |  |  |  | 0.95 | 1 | [12 empty] | No | Connected | 2020-07-14 | 1 | 0.95 | 1 | 12.35 | 13 | 2011-01-11 00:00:00
1424993500000 | NON FOSSIL PURCHASING AGENCY LTD | Export Supply |  | Export Supply | Crown Street | Wolverhampton | WV1 1PX | 0 | 0 | To be confirmed | To be confirmed | 33kV connection | Western Power Distribution (West Midlands) plc | Waste Incineration (not CHP) |  |  |  | 8.3125 | 8.75 | [12 empty] | No | Connected | 2020-07-14 | 8.75 | 8.3125 | 8.75 | 0 | 0 | 2001-02-10 00:00:00
1429893500004 | Dudley Waste Services Ltd | Export Supply |  | Export Supply | Lister Road | Dudley | DY2 8JT | 394515.53 | 289096.984 | PENN 132kV S STN | DUDLEY 132kV S STN | Dudley 132/11kVDUMMY | Western Power Distribution (West Midlands) plc | Waste Incineration (not CHP) |  |  |  | 7.03 | 7.4 | [12 empty] | No | Connected | 2020-07-14 | 7.4 | 7.03 | 7.4 | 0 | 0 | 1998-02-10 00:00:00
1424699000008 | WRG WTE LTD | Hailstone Quarry |  | Hailstone Quarry | Rowley Regis | West Midlands | B65 8LT | 396425.706 | 288038.395 | OLDBURY 132kV | TIVIDALE 132kV S STN | Tividale 132/11kVDUMMY | Western Power Distribution (West Midlands) plc | Landfill Gas, Sewage Gas, Biogas (not CHP) |  |  |  | 1.9057 | 2.006 | [12 empty] | No | Connected | 2020-07-14 | 2.006 | 1.9057 | 2.006 | 0.1425 | 0.15 | 2004-11-01 00:00:00
1430000000250 | University Hospital Birmingham N H S Trust | Queen Elizabeth Hospital |  | Queen Elizabeth Hospital | Birmingham |  | B15 2TQ | 404342.177 | 283636.465 | KITWELL 132kV S STN | SELLY OAK 132 TRANSFORMER SITE 132kV S STN | Selly Oak 132/11kV | Western Power Distribution (West Midlands) plc | Other Generation |  |  |  | 3.8 | 4 | [12 empty] | No | Connected | 2020-07-14 | 4 | 3.8 | 4 | 0 | 0 | 1995-11-15 00:00:00
1460002074801, 1460002074810 | International Convention Centre & National Indoor Arena | BROAD STREET |  | BROAD STREET | 0 |  | B1 2NR | 406046.936 | 286789.505 | BUSTLEHOLM 132kV S STN | LADYWOOD 132 11kV S STN | Ladywood 132/11kVDUMMY | Western Power Distribution (West Midlands) plc | Mixed |  |  |  | 3.04 | 3.2 | [12 empty] | No | Connected | 2020-07-14 | 3.2 | 1.52 | 1.6 | 4.4935 | 4.73 | 2007-10-11 00:00:00
1460001971054 | The Birmingham Children's Hospital N H S Trust | BIRMINGHAM GENERAL HOSP |  | BIRMINGHAM GENERAL HOSP | BIRMINGHAM | B4 6NH | 0 | 407226.715 | 287469.536 | NECHELLS EAST 132kV S STN | SUMMER LANE 132kV S STN | Summer Lane 132/11kVDUMMY | Western Power Distribution (West Midlands) plc | Other Generation |  |  |  | 2.375 | 2.5 | [12 empty] | No | Connected | 2020-07-14 | 2.5 | 2.375 | 2.5 | 2.375 | 2.5 | 2010-07-19 00:00:00
1430000005417 | Tyseley Waste Disposal Ltd | Redfern Road/Golden Hillock Road |  | Redfern Road/Golden Hillock Road | 0 |  | B11 2BH | 411236.184 | 284252.735 | NECHELLS EAST 132kV S STN | SPARKBROOK 132kV S STN | 66kV connection | Western Power Distribution (West Midlands) plc | Other Generation |  |  |  | 33.25 | 35 | [12 empty] | No | Connected | 2020-07-14 | 35 | 33.25 | 35 | 0 | 0 | 1996-04-19 00:00:00
1422789100009 | Kraft General Foods Ltd | Accounts Payable Supervsr |  | Accounts Payable Supervsr | Banbury | Oxon | OX16 7ED | 445401.08 | 241749.82 | EAST CLAYDON 132KV S STN | BANBURY 132kV S STN | Banbury 132/11kVDUMMY | Western Power Distribution (West Midlands) plc | Other Generation |  |  |  | 2.85 | 3 | [12 empty] | No | Connected | 2020-07-14 | 3 | 2.85 | 3 | 0 | 0 | 1995-11-17 00:00:00
1430000051663, 1420383500003 | Summerleaze Re-generation Limited | Wingmoor Landfill Site |  | Wingmoor Landfill Site | Cheltenham | Glos | GL52 4RT | 393255.619 | 227177.198 | PORT HAM 132kV S STN | CHELTENHAM 66kV S STN | BISHOPS CLEEVE 66 11kV S STN | Western Power Distribution (West Midlands) plc | Landfill Gas, Sewage Gas, Biogas (not CHP) |  |  |  | 2.565 | 2.7 | [12 empty] | No | Connected | 2020-07-14 | 2.7 | 2.565 | 2.7 | 0.19 | 0.2 | 2009-02-17 00:00:00
1430000043964, 1418634703006 | GENERATION SITES | HILL AND MOOR REFUSE SITE |  | HILL AND MOOR REFUSE SITE | Pershore | Worcs | WR10 2AJ | 393391.875 | 248427.38 | FECKENHAM 66 11kV S STN | Feckenham 66/11kVDUMMY | PERSHORE 66 11kV S STN | Western Power Distribution (West Midlands) plc | Landfill Gas, Sewage Gas, Biogas (not CHP) |  |  |  | 3.6755 | 3.869 | [12 empty] | No | Connected | 2020-07-14 | 3.869 | 3.6755 | 3.869 | 0 | 0 | 2007-09-19 00:00:00
1412198013009 | ABB ZANTINGH LTD | Export Supply |  | Export Supply | Buckland | Broadway Worcs | WR14 7LY | 408239.287 | 236026.791 | FECKENHAM 66 11kV S STN | Feckenham 66/11kVDUMMY | BROADWAY 66 11kV S STN | Western Power Distribution (West Midlands) plc | Other Generation |  |  |  | 1.8525 | 1.95 | [12 empty] | No | Connected | 2020-07-14 | 1.95 | 1.8525 | 1.95 | 0 | 0 | 2001-07-25 00:00:00
1430000043510 | Severn Trent Water Limited | KIDDERMINSTER |  | KIDDERMINSTER | Kidderminster | WORCESTERSHIRE | DY11 7QL | 382432.695 | 273791.22 | BISHOPS WOOD 132kV S STN | STOURPORT 132 66 33kV S STN | Stourport 132/66/33/11kV | Western Power Distribution (West Midlands) plc | To be confirmed |  |  |  | 0 | 0 | [12 empty] | No | Connected | 2020-07-14 | 0 | 1.4117 | 1.486 | 0.7125 | 0.75 | 0
1100050222580 | H | HYDER INDUSTRIAL |  | HYDER INDUSTRIAL | Slippery Gowt Lane | Wyberton | PE21 7AA | 534191.522 | 341650.834 | WALPOLE 132kV S STN | BOSTON 33kV S STN | MARSH LANE 33 11kV S STN | Western Power Distribution (East Midlands) plc | Landfill Gas, Sewage Gas, Biogas (not CHP) |  |  |  | 1.2825 | 1.35 | [12 empty] | No | Connected | 2020-07-14 | 1.35 | 1.2825 | 1.35 | 0.057 | 0.06 | 1998-12-01 00:00:00
1100050467245 | VIRIDIS | WHISBY ROAD |  | WHISBY ROAD | LINCOLN |  | LN6 3DL | 493035.611 | 367677.13 | WEST BURTON 132kV S STN | LINCOLN MAIN No 1 33kV S STN | NORTH HYKEHAM 33 11kV S STN | Western Power Distribution (East Midlands) plc | Landfill Gas, Sewage Gas, Biogas (not CHP) |  |  |  | 1.9 | 2 | [12 empty] | No | Connected | 2020-07-14 | 2 | 1.9 | 2 | 0.038 | 0.04 | 2001-09-01 00:00:00
1430000008301 | SUMMERLEAZE RE-GENERATION LIMITED | POPLARS PHASE THREE |  | POPLARS PHASE THREE | LEACROFT LANE | CANNOCK STAFFS | WS11 3EQ | 0 | 0 | RUGELEY 132kV S STN | CANNOCK 132kV S STN | Cannock 132/11kV | Western Power Distribution (West Midlands) plc | Landfill Gas, Sewage Gas, Biogas (not CHP) |  |  |  | 4.37 | 4.6 | [12 empty] | No | Connected | 2020-07-14 | 4.6 | 4.37 | 4.6 | 0.2375 | 0.25 | 2006-12-01 00:00:00
1430000021836 | FIRST ENERGY (REDDITCH) LIMITED | REDDITCH GAS TURBINE |  | REDDITCH GAS TURBINE | REDDITCH | WORCS | B97 6DJ | 403433.55 | 268347.283 | FECKENHAM 66 11kV S STN | Feckenham 66/11kVDUMMY | REDDITCH NORTH 66 11kV S STN | Western Power Distribution (West Midlands) plc | Landfill Gas, Sewage Gas, Biogas (not CHP) |  |  |  | 25.65 | 27 | [12 empty] | No | Connected | 2020-07-14 | 27 | 25.65 | 27 | 0 | 0 | 2005-07-11 00:00:00
1460001327562 | GREENPARK ENERGY LIMITED | STANLEY MATTHEWS WAY |  | STANLEY MATTHEWS WAY | STOKE ON TRENT |  | ST4 | 388362.826 | 342405.315 | Cellarhead 132kV | BOOTHEN 132kV S STN | Boothen 132/33/11kVDUMMY | Western Power Distribution (West Midlands) plc | Landfill Gas, Sewage Gas, Biogas (not CHP) |  |  |  | 3.8 | 4 | [12 empty] | No | Connected | 2020-07-14 | 4 | 3.8 | 4 | 0.19 | 0.2 | 2006-02-02 00:00:00
1460001329054 | HEM HEATH GENERATION 2 (RMU B | GENERATOR UNIT 2 |  | GENERATOR UNIT 2 | HEM HEATH | STOKE-ON-TRENT | ST22 | 388362.826 | 342405.315 | Cellarhead 132kV | BOOTHEN 132kV S STN | Boothen 132/33/11kVDUMMY | Western Power Distribution (West Midlands) plc | Landfill Gas, Sewage Gas, Biogas (not CHP) |  |  |  | 1.9 | 2 | [12 empty] | No | Connected | 2020-07-14 | 2 | 1.9 | 2 | 0.19 | 0.2 | 2008-02-19 00:00:00
1460001479691 | NATURAL POWER LIMITED | LANDFILL SITE |  | LANDFILL SITE | OAK LANE | DUDLEY WEST MIDLANDS | DY6 7JS | 389894.778 | 290077.837 | PENN 132kV S STN | HINKSFORD 132kV S STN | Hinksford 132/33/11kVDUMMY | Western Power Distribution (West Midlands) plc | Landfill Gas, Sewage Gas, Biogas (not CHP) |  |  |  | 4.37 | 4.6 | [12 empty] | No | Connected | 2020-07-14 | 4.6 | 4.37 | 4.6 | 0.19 | 0.2 | 2006-08-04 00:00:00
1460001500484 | Riverside Hydro Limited | ECCLESHALL BIOMASS LTD |  | ECCLESHALL BIOMASS LTD | ECCLESHALL | STAFFORD | ST21 6JL | 0 | 0 | Cellarhead 132kV | MEAFORD C 132kV S STN | ECCLESHALL PRIMARY 33 11kV S STN | Western Power Distribution (West Midlands) plc | Landfill Gas, Sewage Gas, Biogas (not CHP) |  |  |  | 2.565 | 2.7 | [12 empty] | No | Connected | 2020-07-14 | 2.7 | 2.565 | 2.7 | 0.475 | 0.5 | 2007-08-30 00:00:00
1460001526998 | EDINA UK LTD | 0 |  |  | WIGMOOR FARM LANDFILL |  | GL52 7DG | 393926.749 | 227576.804 | PORT HAM 132kV S STN | CHELTENHAM 66kV S STN | BISHOPS CLEEVE 66 11kV S STN | Western Power Distribution (West Midlands) plc | To be confirmed |  |  |  | 0 | 0 | [12 empty] | No | Connected | 2020-07-14 | 0 | 1.14 | 1.2 | 0 | 0 | 0
1460001548811 | FLORENCE GENERATING SITE | IMPORT SUPPLY |  | IMPORT SUPPLY | COCKNAGE ROAD | LONGTON | ST3 7NN | 391330.491 | 341518.799 | Cellarhead 132kV | LONGTON 33kV S STN | Longton 132/33/11kV | Western Power Distribution (West Midlands) plc | Landfill Gas, Sewage Gas, Biogas (not CHP) |  |  |  | 2.945 | 3.1 | [12 empty] | No | Connected | 2020-07-14 | 3.1 | 2.945 | 3.1 | 0.2375 | 0.25 | 2010-02-19 00:00:00
1460001963959 | INFINIS REGEN PLC | HEMPSTEAD LANDFILL- EXPORT MPAN |  | HEMPSTEAD LANDFILL- EXPORT MPAN | GLOUCESTER |  | GL2 5EY | 381798.826 | 217381.833 | PORT HAM 132kV S STN | CASTLE MEADS 33kV S STN | COMMERCIAL RD 33 11kV S STN | Western Power Distribution (West Midlands) plc | Landfill Gas, Sewage Gas, Biogas (not CHP) |  |  |  | 1.6625 | 1.75 | [12 empty] | No | Connected | 2020-07-14 | 1.75 | 1.6625 | 1.75 | 0.057 | 0.06 | 2009-06-25 00:00:00
1430000060445, 1430000060436 | Aston University | METER PANEL A SECTION A |  | METER PANEL A SECTION A | BIRMINGHAM | WEST MIDLANDS | B4 7ET | 0 | 0 | NECHELLS EAST 132kV S STN | SUMMER LANE 132kV S STN | Hockley 132/11kv | Western Power Distribution (West Midlands) plc | Onshore Wind |  |  |  | 0.001615 | 0.0017 | [12 empty] | No | Connected | 2020-07-14 | 0.0017 | 6.175 | 6.5 | 6.175 | 6.5 | 2013-03-22 00:00:00
1460002026765 | Lower Reule Bioenergy Ltd | LOWER REULE FARM |  | LOWER REULE FARM | GNOSALL |  | ST20 0BG | 383753.152 | 319621.432 | Cellarhead 132kV | MEAFORD C 132kV S STN | GNOSALL 33 11kV S STN | Western Power Distribution (West Midlands) plc | Landfill Gas, Sewage Gas, Biogas (not CHP) |  |  |  | 1.33 | 1.4 | [12 empty] | No | Connected | 2020-07-14 | 1.4 | 1.33 | 1.4 | 0.095 | 0.1 | 2010-02-25 00:00:00
1460002173984 | CLP Envirogas | Walleys Quarry Landfill Site |  | CEMETRY ROAD | NEWCASTLE UNDER LYME | STAFFORDSHIRE | ST5 6HD | 383198.825 | 345745.171 | Cellarhead 132kV | NEWCASTLE 132kV S STN | Newcastle 132/11kVDUMMY | Western Power Distribution (West Midlands) plc | Landfill Gas, Sewage Gas, Biogas (not CHP) |  |  |  | 1.9 | 2 | [12 empty] | No | Connected | 2020-07-14 | 2 | 1.9 | 2 | 0.0475 | 0.05 | 2012-06-01 00:00:00
1460002175500 | UK POWER SOLUTIONS | BIFFA GENERATION 1 IMPORT |  | BIFFA GENERATION 1 IMPORT | CANNOCK |  | WS11 | 399155.925 | 309766.064 | RUGELEY 132kV S STN | CANNOCK 132kV S STN | Cannock 132/11kV | Western Power Distribution (West Midlands) plc | Landfill Gas, Sewage Gas, Biogas (not CHP) |  |  |  | 1.9 | 2 | [12 empty] | No | Connected | 2020-07-14 | 2 | 1.9 | 2 | 0.171 | 0.18 | 2011-06-15 00:00:00
1460002175519 | Biffa Waste Services Limited | BIFFA GENERATION 2 IMPORT |  | BIFFA GENERATION 2 IMPORT | EASTERN WASTE | CANNOCK | WS11 | 399151.068 | 309771.722 | RUGELEY 132kV S STN | CANNOCK 132kV S STN | Cannock 132/11kV | Western Power Distribution (West Midlands) plc | Landfill Gas, Sewage Gas, Biogas (not CHP) |  |  |  | 3.8 | 4 | [12 empty] | No | Connected | 2020-07-14 | 4 | 3.8 | 4 | 1.71 | 1.8 | 2011-06-15 00:00:00
1460002246268 | Sterling Group plc | TUPSLEY COURT |  | TUPSLEY COURT | HEREFORD |  | HR1 1UX | 355290.932 | 238724.245 | BISHOPS WOOD 132kV S STN | HEREFORD 66kV S STN | HEREFORD SOUTH 66 11kV S STN | Western Power Distribution (West Midlands) plc | Other Generation |  |  |  | 1.482 | 1.56 | [12 empty] | No | Connected | 2020-07-14 | 1.56 | 1.482 | 1.56 | 0.665 | 0.7 | 2011-10-26 00:00:00
1460002258671 | Swancote Energy Limited | SWANCOTE FARM GENERATION |  | SWANCOTE FARM GENERATION | BRIDGNORTH | SHROPSHIRE | WV15 5HB | 0 | 0 | IRONBRIDGE 132kV S STN | IRONBRIDGE 132 33kV S STN | 33kV connection | Western Power Distribution (West Midlands) plc | Mixed |  |  |  | 2.242 | 2.36 | [12 empty] | No | Connected | 2020-07-14 | 2.36 | 2.242 | 2.36 | 0.095 | 0.1 | 2011-12-19 00:00:00
1130000029619 | Network Rail Limited | NETWORK RAIL INFASTRUCTURE |  | NETWORK RAIL INFASTRUCTURE | TAMWORTH | STAFFORDSHIRE | B79 7JU | 421334.729 | 304406.341 | LEA MARSTON 132kV S STN | TAMWORTH TOWN 132kV S STN | TAMWORTH TOWN 11kV S STN | Western Power Distribution (East Midlands) plc | Other Generation |  |  |  | 0.95 | 1 | [12 empty] | No | Connected | 2020-07-14 | 1 | 0.95 | 1 | 10.735 | 11.3 | 2011-07-06 00:00:00
1160001324239 | Tesco Stores Limited | ELDON WALL INDUSTRIAL ESTATE |  | ELDON WALL INDUSTRIAL ESTATE | CRICK | NORTHANTS | NN6 7SE | 457205.642 | 273378.224 | COVENTRY 132kV S STN | DAVENTRY 33KV S STN | CRICK 33 11kV S STN | Western Power Distribution (East Midlands) plc | Mixed |  |  |  | 3.325 | 3.5 | [12 empty] | No | Connected | 2020-07-14 | 3.5 | 3.325 | 3.5 | 3.23 | 3.4 | 2010-06-04 00:00:00
1100050525144 | COVENTRY & SOLIHULL WASTE DISPOSAL CO LTD | IMPORT COVENTRY WDP |  | IMPORT COVENTRY WDP | COVENTRY | West Midlands | CV3 4AN | 434672.697 | 277640.465 | COVENTRY 132kV S STN | WHITLEY 33kV S STN | WHITLEY 11kV S STN | Western Power Distribution (East Midlands) plc | Landfill Gas, Sewage Gas, Biogas (not CHP) |  |  |  | 5.7 | 6 | [12 empty] | No | Connected | 2020-07-14 | 6 | 5.7 | 6 | 0.475 | 0.5 | 2000-07-01 00:00:00
1160000219240, 1160000219231 | Anglian Water Services Ltd | ISE VALLEY PUMPING S |  | ISE VALLEY PUMPING S | WELLINGBOROUGH | NORTHAMPTONSHIRE | NN8 1RA | 490876.998 | 268288.637 | GRENDON 132kV S STN | WELLINGBOROUGH 33kV S STN | LITTLE IRCHESTER 33 11kV S STN | Western Power Distribution (East Midlands) plc | Landfill Gas, Sewage Gas, Biogas (not CHP) |  |  |  | 1.425 | 1.5 | [12 empty] | No | Connected | 2020-07-14 | 1.5 | 1.425 | 1.5 | 2.28 | 2.4 | 2007-02-02 00:00:00
1160001236256 | Anglian Water Services Ltd | BEANFIELD PUMP STATION |  | BEANFIELD PUMP STATION | Corby |  | NN17 2UJ | 486008.635 | 288606.651 | GRENDON 132kV S STN | CORBY No2 33kV S STN | HAZELWOOD 33 11kV S STN | Western Power Distribution (East Midlands) plc | Other Generation |  |  |  | 0.475 | 0.5 | [12 empty] | No | Connected | 2020-07-14 | 0.5 | 0.475 | 0.5 | 1.425 | 1.5 | 2010-06-30 00:00:00
1100050219202 | United Utilities Green Energy Ltd | Sutton Landfill Site, Huthwaite road |  | Sutton Landfill Site, Huthwaite road | Nottinghamshire |  | NG18 1HR | 447788.812 | 358751.203 | CHESTERFIELD 132kV S STN | ANNESLEY 33kV S STN | HUTHWAITE 33 11kV S STN | Western Power Distribution (East Midlands) plc | Landfill Gas, Sewage Gas, Biogas (not CHP) |  |  |  | 2.85 | 3 | [12 empty] | No | Connected | 2020-07-14 | 3 | 2.85 | 3 | 0.0475 | 0.05 | 2002-01-11 00:00:00
1160001483115 | HOARE LEA CONSULTING ENGINEERS | DERBY CITY COUNCIL |  | DERBY CITY COUNCIL | CORORATION STREET | DERBY | DE1 2FS | 435447.673 | 336273.259 | WILLINGTON 132kV S STN | DERBY 132kV S STN | DERBY 11kV S STN | Western Power Distribution (East Midlands) plc | Onshore Wind |  |  |  | 0.2375 | 0.25 | [12 empty] | No | Connected | 2020-07-14 | 0.25 | 0.2375 | 0.25 | 1.71 | 1.8 | 2013-11-01 00:00:00
1100050223209 | Alstom Gas Turbines Ltd | Ruston Works Waterside South |  | Ruston Works Waterside South | Lincolnshire |  | LN2 5DJ | 498103.959 | 370935.454 | WEST BURTON 132kV S STN | LINCOLN LOCAL 132kV S STN | LINCOLN No 2 11kV S STN | Western Power Distribution (East Midlands) plc | Other Generation |  |  |  | 2.375 | 2.5 | [12 empty] | No | Connected | 2020-07-14 | 2.5 | 2.375 | 2.5 | 1.615 | 1.7 | 2001-01-10 00:00:00
1100050222552 | ABR Foods | 22 SALLOW ROAD |  | 22 SALLOW ROAD | CORBY |  | 0 | 0 | 0 | GRENDON 132kV S STN | CORBY No2 33kV S STN | 33kV connection | Western Power Distribution (East Midlands) plc | Medium CHP (>5MW,<50MW) |  |  |  | 10.925 | 11.5 | [12 empty] | No | Connected | 2020-07-14 | 11.5 | 10.925 | 11.5 | 9.5 | 10 | 2001-01-10 00:00:00
1100050222464 | The Boots Company plc | Thane Road Beeston |  | Thane Road Beeston | NOTTINGHAMSHIRE |  | 0 | 454679.582 | 336598.075 | RATCLIFFE ON SOAR 132kV S STN | NOTTINGHAM 33kV S STN | BOOTS 33 11kV S STN | Western Power Distribution (East Midlands) plc | Mixed |  |  |  | 26.22 | 27.6 | [12 empty] | No | Connected | 2020-07-14 | 27.6 | 13.11 | 13.8 | 8.55 | 9 | 1996-01-01 00:00:00
1100050222678 | University Of Nottingham | UNIVERSITY BOULEVARD |  | UNIVERSITY BOULEVARD | 0 |  | 0 | 454539.251 | 338664.025 | RATCLIFFE ON SOAR 132kV S STN | NOTTINGHAM 33kV S STN | LENTON 33 11kV S STN | Western Power Distribution (East Midlands) plc | Mixed |  |  |  | 3.4618 | 3.644 | [12 empty] | No | Connected | 2020-07-14 | 3.644 | 3.42 | 3.6 | 6.175 | 6.5 | 2001-02-15 00:00:00
1100050232505 | Biffa Waste Services Ltd | Wilnecote Landfill Site Rush Lane Dosthi |  | Wilnecote Landfill Site Rush Lane Dosthi | Staffordshire |  | 0 | 421858.928 | 299604.465 | LEA MARSTON 132kV S STN | TAMWORTH 33kV S STN | TAMWORTH GRID 11kV S STN | Western Power Distribution (East Midlands) plc | Landfill Gas, Sewage Gas, Biogas (not CHP) |  |  |  | 1.995 | 2.1 | [12 empty] | No | Connected | 2020-07-14 | 2.1 | 1.995 | 2.1 | 0.057 | 0.06 | 2000-09-09 00:00:00
1100050222687 | Candecca Resources Ltd | Welton Gathering Centre Sudbrooke |  | Welton Gathering Centre Sudbrooke | Lincolnshire |  | 0 | 504481.722 | 374752.643 | WEST BURTON 132kV S STN | LINCOLN MAIN No 1 33kV S STN | FISKERTON 33 11kV S STN | Western Power Distribution (East Midlands) plc | Landfill Gas, Sewage Gas, Biogas (not CHP) |  |  |  | 2.375 | 2.5 | [12 empty] | No | Connected | 2020-07-14 | 2.5 | 2.375 | 2.5 | 1.425 | 1.5 | 2003-10-01 00:00:00
1100770675915 | Dorkett Head Landfill Site | Dorket Head, Lime Lane, |  | Dorket Head, Lime Lane, | Nottingham |  | NG5 8PZ | 459344.007 | 347500.043 | Stoke Bardolph 132kv | NOTTINGHAM EAST 33kV S STN | ARNOLD 33 11kV S STN | Western Power Distribution (East Midlands) plc | Landfill Gas, Sewage Gas, Biogas (not CHP) |  |  |  | 2.28 | 2.4 | [12 empty] | No | Connected | 2020-07-14 | 2.4 | 2.28 | 2.4 | 1.615 | 1.7 | 2004-07-12 00:00:00
1100050222924 | Hales Waste Control | KILSBY LANDFILL |  | KILSBY LANDFILL | KILSBY | NORTHAMPTON | 0 | 456774.808 | 269486.93 | COVENTRY 132kV S STN | DAVENTRY 33KV S STN | WELTON 33 11kV S STN | Western Power Distribution (East Midlands) plc | Landfill Gas, Sewage Gas, Biogas (not CHP) |  |  |  | 1.995 | 2.1 | [12 empty] | No | Connected | 2020-07-14 | 2.1 | 1.995 | 2.1 | 0.0855 | 0.09 | 2011-02-09 00:00:00
1100050222872 | Anglian Water Services Ltd | INGOLDMILLS SEWAGE WORKS |  | INGOLDMILLS SEWAGE WORKS | SKEGNESS | LINCOLNSHIRE | PE25 1JJ | 555917.239 | 367654.45 | BICKER FEN 132kV S STN | SKEGNESS 33kV S STN | INGOLDMELLS 33 11kV S STN | Western Power Distribution (East Midlands) plc | Landfill Gas, Sewage Gas, Biogas (not CHP) |  |  |  | 1.615 | 1.7 | [12 empty] | No | Connected | 2020-07-14 | 1.7 | 1.615 | 1.7 | 0.95 | 1 | 2004-10-01 00:00:00
1100050222701 | Prosper De Mulder & Sons Ltd | Mancetter Road |  | Mancetter Road | Warwickshire |  | CV10 0TA | 433209.228 | 295051 | COVENTRY 132kV S STN | NUNEATON 33kV S STN | WHITTLEFORD 33 11kV S STN | Western Power Distribution (East Midlands) plc | Small CHP (>1MW, <5MW) |  |  |  | 2.755 | 2.9 | [12 empty] | No | Connected | 2020-07-14 | 2.9 | 2.755 | 2.9 | 3.04 | 3.2 | 1998-12-01 00:00:00
1160001466156 | SEVERN TRENT WATER LTD | Water Supply Booster Stn High Peak Junct |  | Water Supply Booster Stn High Peak Junct | Derbyshire |  | DE4 5HN | 0 | 0 | CHESTERFIELD 132kV S STN | ALFRETON 33kV S STN | AMBERGATE 33 11kV S STN | Western Power Distribution (East Midlands) plc | To be confirmed |  |  |  | 0 | 0 | [12 empty] | No | Connected | 2020-07-14 | 0 | 0.3458 | 0.364 | 1.71 | 1.8 | 0
1100050222376 | Infinis Ltd | BRADGATE QUARRY |  | BRADGATE QUARRY | LEICESTER |  | LE12 9BU | 451270.182 | 308566.02 | ENDERBY 132kV S STN | COALVILLE 33KV S STN | DESFORD 33 11kV S STN | Western Power Distribution (East Midlands) plc | Landfill Gas, Sewage Gas, Biogas (not CHP) |  |  |  | 2.375 | 2.5 | [12 empty] | No | Connected | 2020-07-14 | 2.5 | 2.375 | 2.5 | 0.095 | 0.1 | 2000-12-07 00:00:00
1100770274020 | Suez Recycling & Recovery UK Ltd | Lount Landfill Site, Nottingham Road |  | Lount Landfill Site, Nottingham Road | Leicestershire |  | LE6 5RS | 438055.931 | 318654.499 | ENDERBY 132kV S STN | COALVILLE 33KV S STN | WORTHINGTON 33 11kV S STN | Western Power Distribution (East Midlands) plc | Landfill Gas, Sewage Gas, Biogas (not CHP) |  |  |  | 1.045 | 1.1 | [12 empty] | No | Connected | 2020-07-14 | 1.1 | 1.045 | 1.1 | 0.038 | 0.04 | 2003-06-01 00:00:00
1100770561679 | Lincoln & Louth NHS Trust | Lincoln County Hospital Greetwell Lane |  | Lincoln County Hospital Greetwell Lane | Lincolnshire |  | LN2 5QY | 498808.549 | 371812.602 | WEST BURTON 132kV S STN | LINCOLN LOCAL 132kV S STN | LINCOLN No 2 11kV S STN | Western Power Distribution (East Midlands) plc | Mini CHP (<1MW) |  |  |  | 1.33 | 1.4 | [12 empty] | No | Connected | 2020-07-14 | 1.4 | 1.33 | 1.4 | 1.9 | 2 | 2003-11-01 00:00:00
1100050222491 | Biogeneration Ltd | BIFFA WASTE SERVICES LTD |  | BIFFA WASTE SERVICES LTD | 0 |  | NN6 6JF | 466366.687 | 277919.586 | COVENTRY 132kV S STN | DAVENTRY 33KV S STN | WEST HADDON 33 11kV S STN | Western Power Distribution (East Midlands) plc | Landfill Gas, Sewage Gas, Biogas (not CHP) |  |  |  | 1.8525 | 1.95 | [12 empty] | No | Connected | 2020-07-14 | 1.95 | 1.8525 | 1.95 | 0.038 | 0.04 | 1996-07-25 00:00:00
1100050222890 | Anglian Water Services Ltd | Sewage Works Washingborough Road Canwick |  | Sewage Works Washingborough Road Canwick | Lincolnshire |  | LN4 2RN | 499790.787 | 370373.993 | WEST BURTON 132kV S STN | LINCOLN LOCAL 132kV S STN | LINCOLN No 2 11kV S STN | Western Power Distribution (East Midlands) plc | Other Generation |  |  |  | 2.8595 | 3.01 | [12 empty] | No | Connected | 2020-07-14 | 3.01 | 2.8595 | 3.01 | 1.425 | 1.5 | 1997-10-01 00:00:00
1130000082055 | Insulated Structures Ltd | Tupton Close |  | Tupton Close | Derbyshire |  | 0 | 442736.741 | 366673.684 | CHESTERFIELD 132kV S STN | CHESTERFIELD 33kV S STN | GRASSMOOR 33 11kV S STN | Western Power Distribution (East Midlands) plc | Mixed |  |  |  | 0.304 | 0.32 | [12 empty] | No | Connected | 2020-07-14 | 0.32 | 2.09 | 2.2 | 2.09 | 2.2 | 2011-07-20 00:00:00
1100050655242 | United utilities Green Energy Ltd | Landfill Site, Palterton Rd |  | Landfill Site, Palterton Rd | Notts |  | M16 0HQ | 446110.988 | 367169.278 | CHESTERFIELD 132kV S STN | CHESTERFIELD 33kV S STN | GRASSMOOR 33 11kV S STN | Western Power Distribution (East Midlands) plc | Landfill Gas, Sewage Gas, Biogas (not CHP) |  |  |  | 1.235 | 1.3 | [12 empty] | No | Connected | 2020-07-14 | 1.3 | 1.235 | 1.3 | 0.095 | 0.1 | 2000-09-30 00:00:00
1130000014463, 1100770095541 | WRG WTE LTD | CALVERT LANDFILL SITE |  | CALVERT LANDFILL SITE | CALVERT | BUCKS | MK18 2HF | 0 | 0 | EAST CLAYDON 132KV S STN | STONY STRATFORD 33kV S STN | 33kV connection | Western Power Distribution (East Midlands) plc | Landfill Gas, Sewage Gas, Biogas (not CHP) |  |  |  | 17.0164 | 17.912 | [12 empty] | No | Connected | 2020-07-14 | 17.912 | 14.25 | 15 | 0.95 | 1 | 2004-11-01 00:00:00
1100770104693 | Infinis Ltd | Weldon landfill Site, ketttering Road |  | Weldon landfill Site, ketttering Road | Northampton |  | . | 492354.374 | 288589.028 | GRENDON 132kV S STN | CORBY No2 33kV S STN | 33kV connection | Western Power Distribution (East Midlands) plc | Landfill Gas, Sewage Gas, Biogas (not CHP) |  |  |  | 4.18 | 4.4 | [12 empty] | No | Connected | 2020-07-14 | 4.4 | 4.18 | 4.4 | 0.114 | 0.12 | 2003-05-01 00:00:00
1100050222604 | Coventry and Solihull Waste Disposal Company Ltd ( | Bar Road |  | Bar Road | Warwickshire |  | CV3 4AN | 434750.772 | 277661.619 | COVENTRY 132kV S STN | WHITLEY 33kV S STN | 33kV connection | Western Power Distribution (East Midlands) plc | Landfill Gas, Sewage Gas, Biogas (not CHP) |  |  |  | 12.35 | 13 | [12 empty] | No | Connected | 2020-07-14 | 13 | 12.35 | 13 | 2.565 | 2.7 | 2002-04-01 00:00:00
1100770695674 | SUEZ Recycling and Recovery UK Limited | Narborough Landfill Site, Huncote Road |  | Narborough Landfill Site, Huncote Road | 0 |  | LE9 5RQ | 452564.35 | 297361.459 | ENDERBY 132kV S STN | WIGSTON 33KV S STN | ALLIANCE AND LEICESTER 33 11kV S STN | Western Power Distribution (East Midlands) plc | Landfill Gas, Sewage Gas, Biogas (not CHP) |  |  |  | 1.3775 | 1.45 | [12 empty] | No | Connected | 2020-07-14 | 1.45 | 1.3775 | 1.45 | 0.0475 | 0.05 | 2006-03-20 00:00:00
1100770964035 | Erin Landfill | Markham Lane |  | Markham Lane | Chesterfield |  | 0 | 444881.709 | 373136.796 | CHESTERFIELD 132kV S STN | CHESTERFIELD 33kV S STN | Bolsover 11kV S Stn | Western Power Distribution (East Midlands) plc | Landfill Gas, Sewage Gas, Biogas (not CHP) |  |  |  | 2.66 | 2.8 | [12 empty] | No | Connected | 2020-07-14 | 2.8 | 2.66 | 2.8 | 0.1995 | 0.21 | 2005-07-25 00:00:00
1100770683377 | Bambers Wind Park Ltd | Bambers Farm, Mile End Lane |  | Bambers Farm, Mile End Lane | Lincolnshire |  | LN12 2QW | 0 | 0 | BICKER FEN 132kV S STN | SKEGNESS 33kV S STN | 33kV connection | Western Power Distribution (East Midlands) plc | Onshore Wind |  |  |  | 9.12 | 9.6 | [12 empty] | No | Connected | 2020-07-14 | 9.6 | 9.12 | 9.6 | 0.095 | 0.1 | 2004-10-04 00:00:00
1160001324220 | Power On Connections | A5/M1 Link |  | A5/M1 Link | Northants |  | NN6 | 456937.048 | 272968.248 | COVENTRY 132kV S STN | DAVENTRY 33KV S STN | CRICK 33 11kV S STN | Western Power Distribution (East Midlands) plc | Onshore Wind |  |  |  | 1.7575 | 1.85 | [12 empty] | No | Connected | 2020-07-14 | 1.85 | 1.7575 | 1.85 | 1.7575 | 1.85 | 2011-02-17 00:00:00
2200042013273 | Michco 1204 Limited | STREET HIGHER HILL PV FARM |  | Higher Hill Farm | STREET | Somerset | BA6 8TW | 351292.041 | 131470.189 | Bridgwater S.G.P. | Street Bsp | Millfield | Western Power Distribution (South West) plc | Photovoltaic |  |  |  | 4.7642 | 5.015 | [12 empty] | No | Connected | 2020-07-14 | 5.015 | 4.712 | 4.96 | 0.0475 | 0.05 | 2011-09-26 00:00:00
2200042013316 | Michco 1204 Limited | STREET PARK WOOD PV FARM |  |  | STREET | Somerset | BA6 8UE | 352772.595 | 134063.466 | Bridgwater S.G.P. | Street Bsp | Millfield | Western Power Distribution (South West) plc | Photovoltaic |  |  |  | 4.7642 | 5.015 | [12 empty] | No | Connected | 2020-07-14 | 5.015 | 4.712 | 4.96 | 0.0475 | 0.05 | 2011-09-26 00:00:00
1170000048403 | Alkane Energy UK Limited | Former Gedling Colliery |  | Gedling Energy Park | NOTTINGHAM | Notts | NG4 4FZ | 461182.231 | 343897.958 | Stoke Bardolph 132kv | NOTTINGHAM EAST 33kV S STN | GEDLING 33 11kV S STN | Western Power Distribution (East Midlands) plc | Other Generation |  |  |  | 2.945 | 3.1 | [12 empty] | No | Connected | 2020-07-14 | 3.1 | 2.945 | 3.1 | 0.0475 | 0.05 | 2012-05-31 00:00:00
1160001457408 | Swinford Windfarm | Swinford Windfarm |  |  | LEICESTER | Leicestershire | LE17 6BQ | 0 | 0 | COVENTRY 132kV S STN | PAILTON 33KV S STN | 33kV connection | Western Power Distribution (East Midlands) plc | Onshore Wind |  |  |  | 20.9 | 22 | [12 empty] | No | Connected | 2020-07-14 | 22 | 20.9 | 22 | 0.456 | 0.48 | 2012-08-01 00:00:00
1170000117980 | Yelvertoft Wind Farm Ltd | Yelvertoft Wind Farm |  | Hillmorton Lane | DAVENTRY |  | NN6 7SN | 457750.96 | 274721.726 | COVENTRY 132kV S STN | DAVENTRY 33KV S STN | 33kV connection | Western Power Distribution (East Midlands) plc | Onshore Wind |  |  |  | 15.58 | 16.4 | [12 empty] | No | Connected | 2020-07-14 | 16.4 | 15.58 | 16.4 | 0.285 | 0.3 | 2012-10-15 00:00:00
1170000037448 | Cummins Business Services | Cummins Generator Technologies, Barnack Road | Cummins Generator Technologies | Barnack Road | STAMFORD | Lincolnshire | PE9 2NB | 503825.14 | 306989.615 | WALPOLE 132kV S STN | STAMFORD 33kV S STN | STAMFORD 11kV S STN | Western Power Distribution (East Midlands) plc | Mixed |  |  |  | 0.095 | 0.1 | [12 empty] | No | Connected | 2020-07-14 | 0.1 | 0.0475 | 0.05 | 2.09 | 2.2 | 2010-05-07 00:00:00
2100041063669 | Mynydd Wind Farm LLP | Mynydd Portref Wind Farm |  | Mynydd Portref Wind Farm | TONYREFAIL |  | CF39 8DJ | 299065.974 | 185933.96 | Upper Boat | Upper Boat Bsp | 33kV connection | Western Power Distribution (South Wales) plc | Onshore Wind |  |  |  | 8.8825 | 9.35 | [12 empty] | No | Connected | 2020-07-14 | 9.35 | 9.5 | 10 | 0.1425 | 0.15 | 2012-04-05 00:00:00
1460001391113 | Longma Clean Energy Ltd | Thorn Business Park |  | Thorn Business Park | HEREFORD | Herefordshire | HR2 6JT | 352692.903 | 238334.571 | BISHOPS WOOD 132kV S STN | HEREFORD 66kV S STN | HEREFORD SOUTH 66 11kV S STN | Western Power Distribution (West Midlands) plc | Biomass & Energy Crops (not CHP) |  |  |  | 3.99 | 4.2 | [12 empty] | No | Connected | 2020-07-14 | 4.2 | 3.99 | 4.2 | 0.0475 | 0.05 | 2006-10-20 00:00:00
1170000059186 | Bilsthorpe Wind Farm Ltd | Bilsthorpe Wind Farm |  | Bilsthorpe Wind Farm | BILSTHORPE |  | NG22 0DG | 0 | 0 | CHESTERFIELD 132kV S STN | CLIPSTONE 33kV S STN | 33kV connection | Western Power Distribution (East Midlands) plc | Onshore Wind |  |  |  | 9.7375 | 10.25 | [12 empty] | No | Connected | 2020-07-14 | 10.25 | 10.032 | 10.56 | 0.475 | 0.5 | 2012-10-01 00:00:00
2200042108289 | Bodmin Solar Limited | BODINIAL LOWER BODINIAL FARM |  | Lower Bodinial Farm | BODINIAL | Cornwall | PL31 2PF | 206051.828 | 68573.988 | Indian Queens S.G.P. | St Tudy Bsp | 33kV connection | Western Power Distribution (South West) plc | Photovoltaic |  |  |  | 4.75 | 5 | [12 empty] | No | Connected | 2020-07-14 | 5 | 4.75 | 5 | 0.0285 | 0.03 | 2012-06-01 00:00:00
1470000061755 | Cory Environmental (Central) Limited | Highfields South Landfill site |  | Boatmans Lane | WALSALL | West Midlands | WS9 8TB | 404337.312 | 302691.514 | BUSTLEHOLM 132kV S STN | RUSHALL 132kV S STN | Rushall 132/11kVDUMMY | Western Power Distribution (West Midlands) plc | Landfill Gas, Sewage Gas, Biogas (not CHP) |  |  |  | 2.09 | 2.2 | [12 empty] | No | Connected | 2020-07-14 | 2.2 | 2.09 | 2.2 | 0.0475 | 0.05 | 2012-09-14 00:00:00
2200042093720, 2200042093739, 2200042093757 | University Hospital Bristol Foundation Trust | BRISTOL COTHAM INTAKE BRISTOL ROYAL INFORMARY | Cotham Intake | Bristol Royal Infirmary Myrtle Road | BRISTOL |  | BS2 8BL | 0 | 0 | Iron Acton S.G.P. | Lockleaze Bsp 132kv | Cotham Primary | Western Power Distribution (South West) plc | Medium CHP (>5MW,<50MW) |  |  |  | 10.6875 | 11.25 | [12 empty] | No | Connected | 2020-07-14 | 11.25 | 5.13 | 5.4 | 7.03 | 7.4 | 2012-06-01 00:00:00
2200042076706 | KS SPV 12 Limited | LAUNCESTON Grange Farm Boyton |  | Grange Farm | LAUNCESTON | Cornwall | PL15 8NS | 229046.681 | 93007.183 | Alverdiscott S.G.P. | Pyworthy Bsp | East Curry | Western Power Distribution (South West) plc | Photovoltaic |  |  |  | 4.655 | 4.9 | [12 empty] | No | Connected | 2020-07-14 | 4.9 | 4.655 | 4.9 | 0.0475 | 0.05 | 2012-03-14 00:00:00
1170000075912 | Dynex Semiconductor Ltd | Doddington Road |  | Doddington Road | Lincolnshire |  | LN6 3LF | 492893.276 | 368522.279 | WEST BURTON 132kV S STN | LINCOLN MAIN No 1 33kV S STN | DODDINGTON PARK 33 11kV S STN | Western Power Distribution (East Midlands) plc | Photovoltaic |  |  |  | 0.087552 | 0.09216 | [12 empty] | No | Connected | 2020-07-14 | 0.09216 | 0.0437 | 0.046 | 3.61 | 3.8 | 2012-06-01 00:00:00
1427655100007 | Smurfit Kappa UK ltd | Smurfit Kappa UK Ltd | Smurfitt Kappa Ssk | Mount Street | BIRMINGHAM | West Midlands | B7 5RE | 0 | 0 | NECHELLS EAST 132kV S STN | NECHELLS WEST 132 25kV S STN | Nechells West 132/25/11kVDUMMY | Western Power Distribution (West Midlands) plc | Mixed |  |  |  | 9.6292 | 10.136 | [12 empty] | No | Connected | 2020-07-14 | 10.136 | 6.3042 | 6.636 | 9.5 | 10 | 1985-02-02 00:00:00
2100041063092 | Monier Limited | Monier Redland Unit 15 Rassau Ind Est | Monier Redland | Rassau Ind Est | GWENT | Mid Glam | NP23 5SD | 314678.038 | 212058.093 | Rassau G.S.P. | Rassau West 132/11kv S/S | Rassau West Primary | Western Power Distribution (South Wales) plc | Onshore Wind |  |  |  | 0.475 | 0.5 | [12 empty] | No | Connected | 2020-07-14 | 0.5 | 0.475 | 0.5 | 1.045 | 1.1 | 2012-02-22 00:00:00
2200042128211 | Colchen Solar Limited | IVYBRIDGE LUSON FARM PV | Luson Farm Pv |  | IVYBRIDGE | Devon | PL21 9JZ | 262221.537 | 52832.042 | Abham S.G.P. | Plympton Bsp | Ivybridge | Western Power Distribution (South West) plc | Photovoltaic |  |  |  | 1.311 | 1.38 | [12 empty] | No | Connected | 2020-07-14 | 1.38 | 1.425 | 1.5 | 0.0475 | 0.05 | 2012-06-27 00:00:00
1470000072376 | Croda Leek Ltd | Barnfield Ind Est |  | Barnfield Ind Est | Leek | Staffs | ST13 5QJ | 397994.931 | 355689.074 | Cellarhead 132kV | WHITFIELD 132 33kV S STN | LEEK 33 11kV S STN | Western Power Distribution (West Midlands) plc | Mini CHP (<1MW) |  |  |  | 0.57 | 0.6 | [12 empty] | No | Connected | 2020-07-14 | 0.6 | 0.285 | 0.3 | 1.235 | 1.3 | 2012-05-25 00:00:00
2100041072803 | Green Frog Power 214 Limited | Waunarlwydd STOR Generation |  | Off Titanium Road | SWANSEA |  | SA4 4SG | 260690.129 | 196428.538 | Swansea North Grid | Swansea North Bsp | 33kV connection | Western Power Distribution (South Wales) plc | Other Generation |  |  |  | 19.76 | 20.8 | [12 empty] | No | Connected | 2020-07-14 | 20.8 | 19 | 20 | 0.095 | 0.1 | 2012-06-26 00:00:00
1170000083904 | BUTCHERS PET CARE LTD | UNIT 2 |  | UNIT 2 | CRICK |  | NN6 7TZ | 0 | 0 | COVENTRY 132kV S STN | DAVENTRY 33KV S STN | CRICK 33 11kV S STN | Western Power Distribution (East Midlands) plc | Photovoltaic |  |  |  | 0.2375 | 0.25 | [12 empty] | No | Connected | 2020-07-14 | 0.25 | 0.2375 | 0.25 | 2.8975 | 3.05 | 2012-07-01 00:00:00
2200042129526 | GPP Eastcott LLP | BUDE EASTCOTT SOLAR FARM |  | Eastcott Solar Farm | BUDE | Cornwall | EX23 9PN | 226099.925 | 116373.392 | Alverdiscott S.G.P. | Pyworthy Bsp | Morwenstow | Western Power Distribution (South West) plc | Photovoltaic |  |  |  | 4.75 | 5 | [12 empty] | No | Connected | 2020-07-14 | 5 | 4.75 | 5 | 0.2375 | 0.25 | 2012-06-12 00:00:00
2200042137838 | Lightsource SPV 49 Limited | WEST BRADLEY SOLAR FARM, TEMPLETON |  | West Bradley Farm | TIVERTON | Devon | EX16 8NJ | 289602.301 | 114218.185 | Exeter Main S.G.P. | Tiverton Bsp | Tiverton Moorhayes | Western Power Distribution (South West) plc | Photovoltaic |  |  |  | 1.425 | 1.5 | [12 empty] | No | Connected | 2020-07-14 | 1.5 | 1.425 | 1.5 | 0.0475 | 0.05 | 2012-07-01 00:00:00
2200042138520 | Kirsa Solar Limited | BARTON SOLAR FARM, TIVERTON | Barton Farm | Oakfield House | TIVERTON | Devon | EX16 7BN | 307776.364 | 116915.339 | Exeter Main S.G.P. | Tiverton Bsp | Burlescombe | Western Power Distribution (South West) plc | Photovoltaic |  |  |  | 1.425 | 1.5 | [12 empty] | No | Connected | 2020-07-14 | 1.5 | 1.425 | 1.5 | 0.0475 | 0.05 | 2012-07-01 00:00:00
2200042137917 | Velleda Energy Limited | HGR PIRZWELL SOLAR FARM, KENTISBEARE |  | Higher Pirzwell | CULLOMPTON | Devon | EX15 2AH | 307538.023 | 109698.279 | Exeter Main S.G.P. | Tiverton Bsp | Hemyock | Western Power Distribution (South West) plc | Photovoltaic |  |  |  | 1.425 | 1.5 | [12 empty] | No | Connected | 2020-07-14 | 1.5 | 1.425 | 1.5 | 0.0475 | 0.05 | 2012-07-01 00:00:00
1170000085140 | Leicester District Energy Company Ltd | St Marks Boiler House | St Marks Boilerhouse | Donaldson Road | LEICESTER | Leicestershire | LE4 6BF | 459425.311 | 305735.497 | ENDERBY 132kV S STN | LEICESTER NORTH 33kV S STN | LERO 33 6 6kV S STN | Western Power Distribution (East Midlands) plc | Small CHP (>1MW, <5MW) |  |  |  | 1.52 | 1.6 | [12 empty] | No | Connected | 2020-07-14 | 1.6 | 1.52 | 1.6 | 0.095 | 0.1 | 2012-12-01 00:00:00
1470000024888, 1470000024897 | Severn Trent Water Limited | Netheridge water Treatment Works |  | Hempstead Lane | GLOUCESTER | Glos | GL2 5LF | 381059.219 | 215660.331 | PORT HAM 132kV S STN | CASTLE MEADS 33kV S STN | TUFFLEY 33 11kV S STN | Western Power Distribution (West Midlands) plc | Other Generation |  |  |  | 4.75 | 5 | [12 empty] | No | Connected | 2020-07-14 | 5 | 4.75 | 5 | 2.66 | 2.8 | 2012-11-30 00:00:00
2200042131232 | TGC Solar 91 Limited | Holsworthy Great Knowle Solar Farm Pyworthy |  | Great Knowle Solar Farm | HOLSWORTHY | Devon | EX22 6JY | 233115.418 | 103333.799 | Alverdiscott S.G.P. | Pyworthy Bsp | Holsworthy | Western Power Distribution (South West) plc | Photovoltaic |  |  |  | 4.75 | 5 | [12 empty] | No | Connected | 2020-07-14 | 5 | 4.75 | 5 | 0.0475 | 0.05 | 2012-06-28 00:00:00
2100041079809 | Rhymney Power Limited | Generator Section unit 48 Portmanmoor Rd Rover Way | Stor Gen Room | Portmanmoor Rd | CARDIFF |  | CF24 5HB | 320622.256 | 175674.972 | Cardiff East Grid | Rover Way Grid | Rover Way Primary | Western Power Distribution (South Wales) plc | Other Generation |  |  |  | 9.5 | 10 | [12 empty] | No | Connected | 2020-07-14 | 10 | 9.5 | 10 | 0.0475 | 0.05 | 2012-08-01 00:00:00
2200042131385 | Chantico Solar Limited | CONGRESBURY Stock Lane PV Array | New Farm Buildings | Stock Lane | CONGRESBURY | North Somerset | BS49 5JL | 344835.987 | 162351.637 | Bridgwater S.G.P. | Churchill Bsp 132kv | Congresbury | Western Power Distribution (South West) plc | Photovoltaic |  |  |  | 1.045 | 1.1 | [12 empty] | No | Connected | 2020-07-14 | 1.1 | 1.045 | 1.1 | 0.04275 | 0.045 | 2012-07-26 00:00:00
2100041080177 | Pont Andrew Limited | Pont Andrew Solar PV Farm |  |  | LLANELLI |  | SA15 5NX | 252728.721 | 210640.506 | Swansea North Grid | Trostre Grid | 33kV connection | Western Power Distribution (South Wales) plc | Photovoltaic |  |  |  | 4.75 | 5 | [12 empty] | No | Connected | 2020-07-14 | 5 | 4.75 | 5 | 0.095 | 0.1 | 2012-07-31 00:00:00
2100041079047 | Cambrian Renewable Energy Limited | Bettws |  |  | AMMANFORD |  | SA18 2PN | 265554.531 | 210144.053 | Swansea North Grid | 132kV connection | 132kV connection | Western Power Distribution (South Wales) plc | Onshore Wind |  |  |  | 32.775 | 34.5 | [12 empty] | No | Connected | 2020-07-14 | 34.5 | 35.15 | 37 | 0.475 | 0.5 | 2012-09-24 00:00:00
1170000004406 | McCain Foods (GB) Ltd | Easton |  | Easton | GRANTHAM | Lincolnshire | NG33 5AY | 0 | 0 | BICKER FEN 132kV S STN | GRANTHAM 33kV S STN | EASTON 33 11kV S STN | Western Power Distribution (East Midlands) plc | Landfill Gas, Sewage Gas, Biogas (not CHP) |  |  |  | 1.33 | 1.4 | [12 empty] | No | Connected | 2020-07-14 | 1.4 | 1.33 | 1.4 | 2.85 | 3 | 2012-08-01 00:00:00
1421584100001 | SUEZ Recycling and Recovery UK Limited | Packington Generation Station | Old Railway Cutting | Packington Lane | MERIDEN, COVENTRY | West Midlands | CV7 7HN | 421423.38 | 284720.272 | LEA MARSTON 132kV S STN | ELMDON 132kV S STN | Elmdon 132/11kVDUMMY | Western Power Distribution (West Midlands) plc | Landfill Gas, Sewage Gas, Biogas (not CHP) |  |  |  | 8.2175 | 8.65 | [12 empty] | No | Connected | 2020-07-14 | 8.65 | 8.2175 | 8.65 | 0.665 | 0.7 | 1991-04-08 00:00:00
1170000110610 | Grange Renewable Energy Ltd | The Grange Wind Farm | The Grange Wind Farm |  | WISBECH | Lincolnshire | 0 | 546070.233 | 319222.346 | WALPOLE 132kV S STN | SOUTH HOLLAND 33kV S STN | 33kV connection | Western Power Distribution (East Midlands) plc | Onshore Wind |  |  |  | 13.3 | 14 | [12 empty] | No | Connected | 2020-07-14 | 14 | 13.3 | 14 | 0.095 | 0.1 | 2013-02-01 00:00:00
1170000111260 | Siemens plc | Siemens, Teal Park, North Hykeham |  | Teal Park | LINCOLN | Lincolnshire | LN | 492629.073 | 367434.318 | WEST BURTON 132kV S STN | LINCOLN MAIN No 1 33kV S STN | DODDINGTON PARK 33 11kV S STN | Western Power Distribution (East Midlands) plc | Photovoltaic |  |  |  | 0.1273 | 0.134 | [12 empty] | No | Connected | 2020-07-14 | 0.134 | 0.1273 | 0.134 | 1.14 | 1.2 | 2012-09-01 00:00:00
1170000112486 | FCC Environment (Lincolnshire)Ltd | Lincolnshire Energy From Waste Facility | Fcc Environment Ltd | Lincs Efw | NORTH HYKEHAM | Lincolnshire | LN6 3QW | 493046.409 | 367755.6 | WEST BURTON 132kV S STN | LINCOLN MAIN No 1 33kV S STN | 33kV connection | Western Power Distribution (East Midlands) plc | Waste Incineration (not CHP) |  |  |  | 12.445 | 13.1 | [12 empty] | No | Connected | 2020-07-14 | 13.1 | 12.445 | 13.1 | 2.375 | 2.5 | 2012-10-01 00:00:00
1160001415356 | Eco2 Lincs Ltd | Sleaford Renewable Energy Plant |  | Boston Road | SLEAFORD | Lincolnshire | NG34 9GH | 508694.996 | 345976.306 | WALPOLE 132kV S STN | 132kV connection | 132kV connection | Western Power Distribution (East Midlands) plc | Biomass & Energy Crops (not CHP) |  |  |  | 42.75 | 45 | [12 empty] | No | Connected | 2020-07-14 | 45 | 42.75 | 45 | 2.85 | 3 | 2013-05-01 00:00:00
2200042174157 | The UNA Group Ltd | PLYMOUTH - 1 BELLIVER WAY | Devon Enterprise Facility | 1 Belliver Way | PLYMOUTH | Devon | PL6 7BP | 250048.505 | 62422.953 | Landulph S.G.P. | Ernesettle Bsp | Southway | Western Power Distribution (South West) plc | Small CHP (>1MW, <5MW) |  |  |  | 3.8 | 4 | [12 empty] | No | Connected | 2020-07-14 | 4 | 3.325 | 3.5 | 1.9 | 2 | 2012-10-01 00:00:00
2100041078814 | Green Frog Power 214 Limited | Briton Ferry STOR Generation | Briton Ferry Stor Generation Site | Brunel Way, The Quays | NEATH |  | SA11 2GA | 273911.47 | 193322.676 | Swansea North Grid | Briton Ferry Grid | 33kV connection | Western Power Distribution (South Wales) plc | Other Generation |  |  |  | 20.1552 | 21.216 | [12 empty] | No | Connected | 2020-07-14 | 21.216 | 20.672 | 21.76 | 0.095 | 0.1 | 2012-09-30 00:00:00
2100041101543 | Langstone Solar farm 2012 Ltd | Newport, Langstone Solar Farm. | Langstone Solar Farm | Hazel Farm | NEWPORT | Gwent | NP18 2NE | 337018.832 | 189356.006 | Uskmouth | Newport South | Ringland Newport | Western Power Distribution (South Wales) plc | Photovoltaic |  |  |  | 2.375 | 2.5 | [12 empty] | No | Connected | 2020-07-14 | 2.5 | 2.375 | 2.5 | 0.095 | 0.1 | 2012-11-01 00:00:00
1170000111890 | SPEP Limited | SPEP Limited STOR Site |  | Spep Limited Stor Site | SPALDING | Lincs | PE12 8BL | 525414.523 | 321280.95 | WALPOLE 132kV S STN | SPALDING CLAY LAKE 33kV S STN | 33kV connection | Western Power Distribution (East Midlands) plc | Other Generation |  |  |  | 14.25 | 15 | [12 empty] | No | Connected | 2020-07-14 | 15 | 14.25 | 15 | 0.19 | 0.2 | 2013-01-01 00:00:00
1170000113452 | Sovereign Property Partners LLP | Sovereign Property Partners LLP STOR SITE |  | Sovereign Property Partners Llp Stor Site | BALDERTON | Newark | NG24 3BZ | 479917.763 | 351086.174 | STAYTHORPE C 132kV S STN | HAWTON 33kV S STN | 33kV connection | Western Power Distribution (East Midlands) plc | Other Generation |  |  |  | 19 | 20 | [12 empty] | No | Connected | 2020-07-14 | 20 | 19 | 20 | 0.19 | 0.2 | 2013-01-01 00:00:00
2100041089685 | Green Frog Power 214 Limited | Hirwaun STOR Generation | Hirwaun Stor Generation | Hirwaun Industrial Estate | ABERDARE | Mid Glamorgan | CF44 9UY | 293722.263 | 206104.888 | Swansea North Grid | Hirwaun Grid | 33kV connection | Western Power Distribution (South Wales) plc | Other Generation |  |  |  | 20.1552 | 21.216 | [12 empty] | No | Connected | 2020-07-14 | 21.216 | 20.672 | 21.76 | 0.095 | 0.1 | 2012-10-01 00:00:00
2200041804446 | Wave Hub Limited | HAYLE HARBOUR NORTH QUAY(CA TERMINATED) |  | Wave Hub Substation & Control Room | HAYLE | Cornwall | TR27 4BL | 155252.321 | 38186.195 | Indian Queens S.G.P. | Hayle Bsp | 33kV connection | Western Power Distribution (South West) plc | Tidal Stream & Wave Power |  |  |  | 0 | 0 | [12 empty] | No | Connected | 2020-07-14 | 0 | 28.5 | 30 | 0.475 | 0.5 | 2013-12-01 00:00:00
2200042141277 | Green Frog Power 214 Limited | Faraday Road STOR Generation | Prince Rock Sstn | Faraday Road | PLYMOUTH | Devon | PL4 0ST | 249865.512 | 54134.885 | Abham S.G.P. | Plymouth Bsp | 33kV connection | Western Power Distribution (South West) plc | Other Generation |  |  |  | 27.55 | 29 | [12 empty] | No | Connected | 2020-07-14 | 29 | 24.244 | 25.52 | 0.095 | 0.1 | 2012-11-01 00:00:00
1160001478588 | Peak Gen Power Ltd | EXPORT, PEAK GEN POWER LTD, GIELGUD WAY, COVENTRY, CV2 2SZ |  | Gielgud Way | COVENTRY |  | CV2 2SZ | 439067.747 | 281847.111 | COVENTRY 132kV S STN | COVENTRY NORTH 33kV S STN | WALSGRAVE 33 11kV S STN | Western Power Distribution (East Midlands) plc | Other Generation |  |  |  | 5.7 | 6 | [12 empty] | No | Connected | 2020-07-14 | 6 | 5.7 | 6 | 0.114 | 0.12 | 2012-01-11 00:00:00
1160000748962, 1160000748971 | Severn Trent Water Limited | SPONDON, Megaloughton Lane |  | Megaloughton Lane | SPONDON | Derbyshire | DE21 7BR | 0 | 0 | WILLINGTON 132kV S STN | SPONDON B 33kV S STN | SPONDON 11kV S STN | Western Power Distribution (East Midlands) plc | Landfill Gas, Sewage Gas, Biogas (not CHP) |  |  |  | 0.63175 | 0.665 | [12 empty] | No | Connected | 2020-07-14 | 0.665 | 0.00475 | 0.005 | 2.565 | 2.7 | 2004-05-01 00:00:00
2100041090087 | Pennant Walters (Pant Y Wal) Limited | Pant y Wal Wind Farm |  | Glynogwr | BRIDGEND |  | CF35 6EL | 295412.558 | 191498.856 | Grange | Grange Bsp | 66kV connection | Western Power Distribution (South Wales) plc | Onshore Wind |  |  |  | 70.965 | 74.7 | [12 empty] | No | Connected | 2020-07-14 | 74.7 | 44.365 | 46.7 | 0.475 | 0.5 | 2012-11-07 00:00:00
2200042199338 | Langlands Solar Limited | Langlands Solar Park |  | Uffculme Road | WILLAND | Devon | EX15 2SA | 304508.413 | 111721.461 | Exeter Main S.G.P. | Tiverton Bsp | Tiverton Junction | Western Power Distribution (South West) plc | Photovoltaic |  |  |  | 1.71 | 1.8 | [12 empty] | No | Connected | 2020-07-14 | 1.8 | 1.71 | 1.8 | 0.019 | 0.02 | 2012-12-05 00:00:00
2200040118141 | Wessex Water Services Ltd | WESSEX WATER - BLEADON LEVELS, WESTON-SUPER-MARE | Wessex Water Sewage Treatment Works | Accommodation Road | WESTON-SUPER-MARE | North Somerset | BS24 0AP | 330959.885 | 156645.612 | Seabank Sgp | Weston Bsp 132kv | Bournville | Western Power Distribution (South West) plc | Other Generation |  |  |  | 5.5575 | 5.85 | [12 empty] | No | Connected | 2020-07-14 | 5.85 | 3.61 | 3.8 | 2.28 | 2.4 | 2012-10-17 00:00:00
1170000146680 | Green Frog Power 214 Limited | Green Frog Power Ltd Willoughby 20MW STOR gen |  | West Thorpe | MELTON MOWBRAY | Leicestershire | LE12 6TD | 462655.917 | 325776.882 | RATCLIFFE ON SOAR 132kV S STN | WILLOUGHBY 33kV S STN | 33kV connection | Western Power Distribution (East Midlands) plc | Other Generation |  |  |  | 19 | 20 | [12 empty] | No | Connected | 2020-07-14 | 20 | 25.08 | 26.4 | 0.095 | 0.1 | 2013-01-01 00:00:00
1470000132096 | South Staffordshire Water plc | Seedy Mill Pumping Station |  | Seedy Mill Pumping Station | Lichfield |  | WS13 8HG | 410466.085 | 313663.045 | RUGELEY 132kV S STN | LICHFIELD 132kV S STN | Lichfield 132/11kVDUMMY | Western Power Distribution (West Midlands) plc | Other Generation |  |  |  | 2.375 | 2.5 | [12 empty] | No | Connected | 2020-07-14 | 2.5 | 2.375 | 2.5 | 2.375 | 2.5 | 2012-11-16 00:00:00
2200042198798 | MSP Strete Ltd | Strete Solar Farm, Rockbeare, Devon | Strete Solar Farm | Off Turkey Lane | EXETER | Devon | EX5 2HE | 304350.035 | 95095.727 | Exeter Main S.G.P. | Sowton Bsp | Marsh Green | Western Power Distribution (South West) plc | Photovoltaic |  |  |  | 4.75 | 5 | [12 empty] | No | Connected | 2020-07-14 | 5 | 4.5125 | 4.75 | 0.04275 | 0.045 | 2013-03-01 00:00:00
1170000089108 | A C Shropshire Ltd | Green Lodge Farm |  | Forest Road | HUNCOTE | Leicestershire | LE9 3LE | 451978.257 | 298446.312 | COVENTRY 132kV S STN | PAILTON 33KV S STN | SAPCOTE 33 11kV S STN | Western Power Distribution (East Midlands) plc | Biomass & Energy Crops (not CHP) |  |  |  | 1.425 | 1.5 | [12 empty] | No | Connected | 2020-07-14 | 1.5 | 1.425 | 1.5 | 0.6175 | 0.65 | 2012-12-18 00:00:00
2100041103407 | Green Frog Power 214 Limited | SWANSEA TIR JOHN STOR GENERATION | Tir John Stor Generation | Tir John North Road | SWANSEA |  | SA1 8NZ | 268758.863 | 193537.67 | Swansea North Grid | Tir John Power Station | 33kV connection | Western Power Distribution (South Wales) plc | Other Generation |  |  |  | 22.4352 | 23.616 | [12 empty] | No | Connected | 2020-07-14 | 23.616 | 22.572 | 23.76 | 0.095 | 0.1 | 2012-12-01 00:00:00
1100770099927 | Wykes Engineering Co (Rushden) Ltd | Goosey Lodge |  | Goosey Lodge | RUSHDEN | Northamptonshire | NN10 9LU | 496187.976 | 263694.731 | GRENDON 132kV S STN | WELLINGBOROUGH 33kV S STN | 33kV connection | Western Power Distribution (East Midlands) plc | Medium CHP (>5MW,<50MW) |  |  |  | 24.32 | 25.6 | [12 empty] | No | Connected | 2020-07-14 | 25.6 | 23.75 | 25 | 1.9 | 2 | 2002-06-17 00:00:00
2200042183230 | Viridor Waste Management Ltd | BRIDGWATER, VIRIDOR LANDFILL, PAWLETT | Viridor Landfill |  | BRIDGWATER | Somerset | TA6 4TF | 330849.932 | 142629.933 | Bridgwater S.G.P. | Bridgwater Grid Bsp | Bath Road Primary | Western Power Distribution (South West) plc | Mixed |  |  |  | 2.1299 | 2.242 | [12 empty] | No | Connected | 2020-07-14 | 2.242 | 1.235 | 1.3 | 0.6365 | 0.67 | 2012-12-20 00:00:00
2200042103449 | Bristol City Council | Bristol Avonmouth Wind Farm Severn Road | Avonmouth Wind Farm | Severn Road | BRISTOL | Bristol | BS11 0YL | 353263.404 | 181974.071 | Iron Acton S.G.P. | Seabank Bsp | 33kV connection | Western Power Distribution (South West) plc | Onshore Wind |  |  |  | 4.75 | 5 | [12 empty] | No | Connected | 2020-07-14 | 5 | 4.75 | 5 | 0.114 | 0.12 | 2013-07-01 00:00:00
1170000154547 | Chelveston Renewable Energy Ltd | Chelveston Renewable Energy Park |  | Chelveston Renewable Energy Park | CHELVESTON | Northamptonshire | NN9 6AR | 500627.793 | 268841.871 | GRENDON 132kV S STN | IRTHLINGBOROUGH 33kV S STN | 33kV connection | Western Power Distribution (East Midlands) plc | Onshore Wind |  |  |  | 30.97 | 32.6 | [12 empty] | No | Connected | 2020-07-14 | 32.6 | 30.97 | 32.6 | 0.95 | 1 | 2013-03-31 00:00:00
2200042141160 | TGC Solar 106 Limited | HOLSWORTHY EASTACOMBE FARM SOLAR |  | Eastacombe Farm | HOLSWORTHY | Devon | EX22 6RP | 235547.479 | 99671.683 | Alverdiscott S.G.P. | Pyworthy Bsp | 33kV connection | Western Power Distribution (South West) plc | Photovoltaic |  |  |  | 3.135 | 3.3 | [12 empty] | No | Connected | 2020-07-14 | 3.3 | 3.0305 | 3.19 | 0.02375 | 0.025 | 2012-12-18 00:00:00
2200042215282 | Becton Dickinson UK Ltd | PLYMOUTH BELLIVER WAY | Bd Diagnostics | Belliver Way | PLYMOUTH | Devon | PL6 7BP | 249780.114 | 62121.613 | Landulph S.G.P. | Ernesettle Bsp | Southway | Western Power Distribution (South West) plc | Small CHP (>1MW, <5MW) |  |  |  | 3.8 | 4 | [12 empty] | No | Connected | 2020-07-14 | 4 | 3.325 | 3.5 | 6.365 | 6.7 | 2013-01-01 00:00:00
2200042215041 | Lightsource SPV 63 Limited | ELLICOMBE FARM SOLAR PARK | Ellicombe Farm |  | CREDITON | Devon | EX17 5LS | 274220.945 | 105244.907 | Exeter Main S.G.P. | Exeter City Bsp | Lapford | Western Power Distribution (South West) plc | Photovoltaic |  |  |  | 1.045 | 1.1 | [12 empty] | No | Connected | 2020-07-14 | 1.1 | 1.045 | 1.1 | 0.0475 | 0.05 | 2013-03-01 00:00:00
1170000138234 | Severn Trent Wind Power Ltd | Newthorpe Sewerage Treatment Works Wind Turbines |  | Halls Lane | NEWTHORPE | Nottinghamshire | NG16 2DE | 447512.468 | 344951.574 | WILLINGTON 132kV S STN | HEANOR 33kV S STN | MOORGREEN 33 11kV S STN | Western Power Distribution (East Midlands) plc | Onshore Wind |  |  |  | 2.47 | 2.6 | [12 empty] | No | Connected | 2020-07-14 | 2.6 | 2.47 | 2.6 | 0.057 | 0.06 | 2013-05-01 00:00:00
2200042511710 | Taunton And Somerset NHS Trust | TAUNTON, MUSGROVE PARK HOSPITAL | Musgrove Park Hospital |  | TAUNTON | Somerset | TA1 5DA | 321367.714 | 124201.341 | Taunton S.G.P. | Taunton Main Bsp | Trull | Western Power Distribution (South West) plc | To be confirmed |  |  |  | 0 | 0 | [12 empty] | No | Connected | 2020-07-14 | 0 | 2.09 | 2.2 | 2.09 | 2.2 | 0
1470000097965 | Veolia ES (UK) Limited | Veolia Environmental Services Staffordshire Ltd ERF |  | Station Road | WOLVERHAMPTON | Staffordshire | WV10 7DG | 392305.761 | 308329.148 | Bushbury D 132kV | BUSHBURY C 132kV S STN | 33kV connection | Western Power Distribution (West Midlands) plc | Mixed |  |  |  | 32.3 | 34 | [12 empty] | No | Connected | 2020-07-14 | 34 | 30.4 | 32 | 5.985 | 6.3 | 2012-10-01 00:00:00
2200042142457 | KS SPV4 Limited | WOODLAND BARTON FARM VICTORIA |  | Woodland Barton Farm | VICTORIA | Cornwall | PL26 8LW | 200695.513 | 61880.623 | Indian Queens S.G.P. | Fraddon Bsp | 33kV connection | Western Power Distribution (South West) plc | Photovoltaic |  |  |  | 4.655 | 4.9 | [12 empty] | No | Connected | 2020-07-14 | 4.9 | 4.75 | 5 | 0.0475 | 0.05 | 2013-01-09 00:00:00
2200042208044 | Kevat Solar Limited | KIA-ORA SOLAR PARK, CULLOMPTON |  | Kia-Ora Solar Park | CULLOMPTON | Devon | EX15 1PZ | 300895.196 | 107084.669 | Exeter Main S.G.P. | Tiverton Bsp | Cullompton | Western Power Distribution (South West) plc | Photovoltaic |  |  |  | 1.2061 | 1.2696 | [12 empty] | No | Connected | 2020-07-14 | 1.2696 | 1.425 | 1.5 | 0.0475 | 0.05 | 2013-03-31 00:00:00
1170000020550 | WELLAND ENGINEERING CO LTD | WELLAND BUSINESS PARK |  | WELLAND BUSINESS PARK | SPALDING |  | PE12 6BL | 0 | 0 | WALPOLE 132kV S STN | SPALDING CLAY LAKE 33kV S STN | SPALDING CLAY LAKE 11kV S STN | Western Power Distribution (East Midlands) plc | Other Generation |  |  |  | 1.9 | 2 | [12 empty] | No | Connected | 2020-07-14 | 2 | 1.9 | 2 | 0.095 | 0.1 | 2013-01-29 00:00:00
2100041080130 | Ffos Las Solar Developments Limited | ffos Las Solar PV farm |  |  | TRIMSARAN |  | SA17 4DE | 243776.841 | 205530.802 | Swansea North Grid | Trostre Grid | 33kV connection | Western Power Distribution (South Wales) plc | Photovoltaic |  |  |  | 4.75 | 5 | [12 empty] | No | Connected | 2020-07-14 | 5 | 4.75 | 5 | 0.095 | 0.1 | 2013-02-13 00:00:00
2200042172052 | Avonmouth Bio Power Energy Limited | BRISTOL 33KV KINGSWESTON LANE LAWRENCE WESTON |  | Kingsweston Lane | BRISTOL |  | BS11 8HT | 352349.263 | 179374.908 | Seabank Sgp | Avonmouth Bsp | 33kV connection | Western Power Distribution (South West) plc | Waste Incineration (not CHP) |  |  |  | 14.82 | 15.6 | [12 empty] | No | Connected | 2020-07-14 | 15.6 | 13.3 | 14 | 3.325 | 3.5 | 2013-03-01 00:00:00
2100041120360 | Green Frog Power 214 Limited | Dowlais STOR Generation Site Merthyr Tydfil |  | Dowlais Stor Generation Site | MERTHYR TYDFIL |  | CF48 2TA | 307803.895 | 208878.864 | Upper Boat | Dowlais Grid | 33kV connection | Western Power Distribution (South Wales) plc | Other Generation |  |  |  | 20.1552 | 21.216 | [12 empty] | No | Connected | 2020-07-14 | 21.216 | 21.337 | 22.46 | 0.095 | 0.1 | 2013-02-25 00:00:00
2200042189631 | Cornwall Council | Newquay Kernow Solar Farm St Mawgan |  | Kernow Solar Farm | NEWQUAY | Cornwall | TR8 4RQ | 186664.423 | 62932.424 | Indian Queens S.G.P. | Fraddon Bsp | St Mawgan | Western Power Distribution (South West) plc | Photovoltaic |  |  |  | 2.508 | 2.64 | [12 empty] | No | Connected | 2020-07-14 | 2.64 | 2.85 | 3 | 0.01425 | 0.015 | 2012-12-12 00:00:00
2200042189613 | Cornwall Airport Limited | NEWQUAY CIVIL AIRPORT HV CONNECTION |  | Cornwall Airport | NEWQUAY | Cornwall | TR8 4RQ | 0 | 0 | Indian Queens S.G.P. | Fraddon Bsp | To be confirmed | Western Power Distribution (South West) plc | Photovoltaic |  |  |  | 1.254 | 1.32 | [12 empty] | No | Connected | 2020-07-14 | 1.32 | 1.425 | 1.5 | 2.375 | 2.5 | 2013-01-09 00:00:00
2100041113335 | AEE Renewables UK 33 Limited | Jordanston Farm PV Generation |  | Jordanston Farm P V Generation | TENBY | Dyfed | SA70 8NQ | 206910.48 | 201138.233 | Pembroke Power Station | Golden Hill Grid | 33kV connection | Western Power Distribution (South Wales) plc | Photovoltaic |  |  |  | 4.3229 | 4.5504 | [12 empty] | No | Connected | 2020-07-14 | 4.5504 | 4.3225 | 4.55 | 0.019 | 0.02 | 2013-02-27 00:00:00
1170000111358 | Staples Vegetables Ltd | Station Farm |  | Station Road | BOSTON | Lincsolnshire | PE21 0SE | 536584.745 | 350549.304 | WALPOLE 132kV S STN | BOSTON 33kV S STN | STICKNEY 33 11kV S STN | Western Power Distribution (East Midlands) plc | Biomass & Energy Crops (not CHP) |  |  |  | 0.76 | 0.8 | [12 empty] | No | Connected | 2020-07-14 | 0.8 | 1.14 | 1.2 | 0.57 | 0.6 | 2013-03-09 00:00:00
1170000174836 | KS SPV 8 Limited | Beachampton Solar Farm | Beachampton Solar Farm | Land Near Potash Farm | MILTON KEYNES |  | MK19 6EA | 477963 | 236108 | EAST CLAYDON 132KV S STN | STONY STRATFORD 33kV S STN | 33kV connection | Western Power Distribution (East Midlands) plc | Photovoltaic |  |  |  | 2.85 | 3 | [12 empty] | No | Connected | 2020-07-14 | 3 | 2.85 | 3 | 0.095 | 0.1 | 2013-03-01 00:00:00
2200042142410 | KS SPV 3 Limited | LUXULYAN TRENOWETH FARM SOLAR FARM |  | Trenoweth Solar Farm | LUXULYAN | Cornwall | TR1 2AJ | 204388.846 | 59310.779 | Indian Queens S.G.P. | St Austell Bsp | 33kV connection | Western Power Distribution (South West) plc | Photovoltaic |  |  |  | 7.163 | 7.54 | [12 empty] | No | Connected | 2020-07-14 | 7.54 | 6.859 | 7.22 | 0.02375 | 0.025 | 2013-03-04 00:00:00
1170000172963 | Wymeswold Solar Farm Ltd | Wymeswold Solar Farm |  | Wymeswold Solar Farm | LOUGHBOROUGH | Leicestershire | LE12 5SH | 458282.476 | 322569.032 | RATCLIFFE ON SOAR 132kV S STN | LOUGHBOROUGH 33kV S STN | 33kV connection | Western Power Distribution (East Midlands) plc | Photovoltaic |  |  |  | 28.5 | 30 | [12 empty] | No | Connected | 2020-07-14 | 30 | 28.5 | 30 | 0.057 | 0.06 | 2013-03-20 00:00:00
2100041079180 | Maerdy Windfarm Limited | RHONDDA CYNON TAF Maerdy Windfarm |  |  | RHONDDA CYNON TAF |  | CF42 5BG | 295567.965 | 200924.015 | Swansea North Grid | Hirwaun Grid | 33kV connection | Western Power Distribution (South Wales) plc | Onshore Wind |  |  |  | 22.8 | 24 | [12 empty] | No | Connected | 2020-07-14 | 24 | 22.8 | 24 | 0.285 | 0.3 | 2013-03-15 00:00:00
1170000185642 | Anglian Water Services Ltd | AWA COTTON VALLEY STW |  | Cotton Valley | Milton Keynes |  | MK15 9AD | 488698.631 | 240474.692 | EAST CLAYDON 132KV S STN | BLETCHLEY 33KV S STN | FOX MILNE 33 11kV S STN | Western Power Distribution (East Midlands) plc | Small CHP (>1MW, <5MW) |  |  |  | 2.6125 | 2.75 | [12 empty] | No | Connected | 2020-07-14 | 2.75 | 2.6125 | 2.75 | 4.1325 | 4.35 | 2013-03-04 00:00:00
2200042172888 | Bratton Fleming Limited | Barnstaple Grange Hill Bratton Fleming Solar Park |  | Grange Hill | BARNSTAPLE | Devon | EX32 7JG | 265799.549 | 138269.356 | Alverdiscott S.G.P. | Barnstaple Bsp | 33kV connection | Western Power Distribution (South West) plc | Photovoltaic |  |  |  | 4.446 | 4.68 | [12 empty] | No | Connected | 2020-07-14 | 4.68 | 4.75 | 5 | 0.0475 | 0.05 | 2013-03-20 00:00:00
2200042165046 | Warleigh Barton Solar Park Limited | Plymouth Tamerton Foliot Warleigh Barton Solar Park |  | Tamerton Foliot | PLYMOUTH |  | PL5 4LG | 245525.612 | 60854.279 | Landulph S.G.P. | Ernesettle Bsp | 33kV connection | Western Power Distribution (South West) plc | Photovoltaic |  |  |  | 6.65 | 7 | [12 empty] | No | Connected | 2020-07-14 | 7 | 6.65 | 7 | 0.0475 | 0.05 | 2013-03-01 00:00:00
2200042192769 | MTS Hatchlands Solar Limited | Totnes Hatchlands Farm Solar Park, Blue Post |  | Hatchlands Farm | TOTNES | Devon | TQ9 7LR | 273655.667 | 59409.04 | Abham S.G.P. | Totnes Bsp | 33kV connection | Western Power Distribution (South West) plc | Photovoltaic |  |  |  | 4.2864 | 4.512 | [12 empty] | No | Connected | 2020-07-14 | 4.512 | 4.75 | 5 | 0.0855 | 0.09 | 2013-03-22 00:00:00
2200042202600 | Lightsource SPV 36 Limited | NORTH CURRY, HIGHER KNAPP FARM | Higher Knapp Farm |  | TAUNTON | Somerset | TA3 6AY | 330241.47 | 125048.514 | Bridgwater S.G.P. | Bridgwater Grid Bsp | Creech St Michael | Western Power Distribution (South West) plc | Photovoltaic |  |  |  | 1.075 | 1.1316 | [12 empty] | No | Connected | 2020-07-14 | 1.1316 | 1.1115 | 1.17 | 0.0475 | 0.05 | 2013-03-21 00:00:00
2200042141142 | Wyld Meadow Farm Solar Park Limited | Butleigh Higher Hill Farm 33kV Solar Park |  | Higher Hill Farm | BUTLEIGH | Somerset | BA6 8TW | 334525.966 | 98467.978 | Axminster S.G.P. | Woodcote Bsp | 33kV connection | Western Power Distribution (South West) plc | Photovoltaic |  |  |  | 4.56 | 4.8 | [12 empty] | No | Connected | 2020-07-14 | 4.8 | 4.655 | 4.9 | 0.0475 | 0.05 | 2013-03-12 00:00:00
2200042225945 | William Knapman | Hatherleigh Crockers Hele, Meeth |  | Crockers Hele | HATHERLEIGH | Devon | EX20 3QN | 252891.49 | 107074.534 | Alverdiscott S.G.P. | Pyworthy Bsp | Hatherleigh | Western Power Distribution (South West) plc | Photovoltaic |  |  |  | 1.1875 | 1.25 | [12 empty] | No | Connected | 2020-07-14 | 1.25 | 1.1875 | 1.25 | 0.0475 | 0.05 | 2013-03-20 00:00:00
2200042225918 | Lightsource SPV 13 Limited | Barnstaple Hollamoor Tawstock | Hollamoor | Tawstock | BARNSTAPLE | Devon | EX31 3NY | 255169.969 | 130743.522 | Alverdiscott S.G.P. | Barnstaple Bsp | Roundswell | Western Power Distribution (South West) plc | Photovoltaic |  |  |  | 2.47 | 2.6 | [12 empty] | No | Connected | 2020-07-14 | 2.6 | 2.375 | 2.5 | 0.0475 | 0.05 | 2013-04-10 00:00:00
2200042191765 | AEE Renewables UK 18 Limited | Taunton Halse Farm, Halse |  | Halse Farm | TAUNTON | Somerset | TA4 3HA | 315774.793 | 128274.333 | Taunton S.G.P. | Taunton Main Bsp | 33kV connection | Western Power Distribution (South West) plc | Photovoltaic |  |  |  | 4.446 | 4.68 | [12 empty] | No | Connected | 2020-07-14 | 4.68 | 7.125 | 7.5 | 0.019 | 0.02 | 2013-03-15 00:00:00
1170000137588 | Hive Solar Charlie Ltd | Shacks Barn Farm | Whittlebury Road 33kv Substation | Towcester Road | SILVERSTONE | Northamptonshire | NN12 8TB | 467981.954 | 245329.724 | EAST CLAYDON 132KV S STN | BRACKLEY 132kV S STN | 33kV connection | Western Power Distribution (East Midlands) plc | Photovoltaic |  |  |  | 4.75 | 5 | [12 empty] | No | Connected | 2020-07-14 | 5 | 4.75 | 5 | 0.095 | 0.1 | 2013-03-28 00:00:00
1170000182970 | The Hollies Solar Farm Ltd | The Hollies Solar Farm | Spencer Farm Produce | Low Lane | SKEGNESS | Lincolnshire | PE24 4SH | 549726.876 | 363215.656 | BICKER FEN 132kV S STN | SKEGNESS 33kV S STN | 33kV connection | Western Power Distribution (East Midlands) plc | Photovoltaic |  |  |  | 9.5 | 10 | [12 empty] | No | Connected | 2020-07-14 | 10 | 9.5 | 10 | 0.038 | 0.04 | 2013-03-28 00:00:00
2200042172902 | Knockworthy Solar Park Limited | TORRINGTON - Knockworthy PV Farm |  | Knockworthy Pv Farm, | TORRINGTON | Devon | EX38 7HJ | 251241.011 | 122846.564 | Alverdiscott S.G.P. | Barnstaple Bsp | 33kV connection | Western Power Distribution (South West) plc | Photovoltaic |  |  |  | 4.0185 | 4.23 | [12 empty] | No | Connected | 2020-07-14 | 4.23 | 4.75 | 5 | 0.04275 | 0.045 | 2013-03-19 00:00:00
2200042206613 | WSE Park Wall Ltd | Bridgwater Park Wall Dunwear |  | Park Wall Solar Park | BRIDGWATER | Somerset | TA7 0HY | 332063.365 | 135934.158 | Bridgwater S.G.P. | Bridgwater Grid Bsp | 33kV connection | Western Power Distribution (South West) plc | Photovoltaic |  |  |  | 3.762 | 3.96 | [12 empty] | No | Connected | 2020-07-14 | 3.96 | 4.75 | 5 | 0.02375 | 0.025 | 2013-03-13 00:00:00
2200042201261 | Boyton Solar Park Limited | Lostwithiel Langunnett Solar Farm, St Veep |  | Langunnett Solar Farm | LOSTWITHIEL | Cornwall | PL22 0NQ | 215598.672 | 57862.932 | Landulph S.G.P. | St Germans Bsp | 33kV connection | Western Power Distribution (South West) plc | Photovoltaic |  |  |  | 4.2643 | 4.4887 | [12 empty] | No | Connected | 2020-07-14 | 4.4887 | 4.5001 | 4.737 | 0.0475 | 0.05 | 2013-03-21 00:00:00
2200042194288 | Ninnis Farm Limited | St Austell Ninnis Farm Sticker |  | Ninnis Farm | ST AUSTELL | Cornwall | PL26 7EJ | 197981.693 | 51080.875 | Indian Queens S.G.P. | Fraddon Bsp | 33kV connection | Western Power Distribution (South West) plc | Photovoltaic |  |  |  | 3.2917 | 3.465 | [12 empty] | No | Connected | 2020-07-14 | 3.465 | 4.712 | 4.96 | 0.0475 | 0.05 | 2013-03-13 00:00:00
2200042204661 | Newlands Solar Limited | Axminster Newlands Farm |  | Newlands Farm | AXMINSTER | Devon | EX13 5SF | 333120.544 | 97815.853 | Axminster S.G.P. | Woodcote Bsp | 33kV connection | Western Power Distribution (South West) plc | Photovoltaic |  |  |  | 3.0875 | 3.25 | [12 empty] | No | Connected | 2020-07-14 | 3.25 | 4.674 | 4.92 | 0.02375 | 0.025 | 2013-03-13 00:00:00
2200042198520 | WSE Bradford Limited | Holsworthy Bradford Manor Farm Pyworthy |  | Bradford Manor Farm | HOLSWORTHY | Devon | EX22 5LQ | 228117.772 | 101009.165 | Alverdiscott S.G.P. | Pyworthy Bsp | 33kV connection | Western Power Distribution (South West) plc | Photovoltaic |  |  |  | 4.275 | 4.5 | [12 empty] | No | Connected | 2020-07-14 | 4.5 | 4.75 | 5 | 0.0475 | 0.05 | 2013-03-21 00:00:00
2200042202984 | GPP Langstone LLP | Bridgwater Cobbs Cross Solar Farm |  | Cobbs Cross Solar Farm | BRIDGWATER | Somerset | TA6 6 | 327412.792 | 135450.985 | Bridgwater S.G.P. | Bridgwater Grid Bsp | 33kV connection | Western Power Distribution (South West) plc | Photovoltaic |  |  |  | 4.75 | 5 | [12 empty] | No | Connected | 2020-07-14 | 5 | 4.75 | 5 | 0.02375 | 0.025 | 2013-03-21 00:00:00
2200042206599 | Goldcrest Renewables Limited | Chard Cricket ST Thomas Solar Farm | Cricket St Thomas Solar Farm | Windwhistle | CHARD | Somerset | TA20 4BU | 336137.151 | 108653.649 | Axminster S.G.P. | Woodcote Bsp | 33kV connection | Western Power Distribution (South West) plc | Photovoltaic |  |  |  | 1.9 | 2 | [12 empty] | No | Connected | 2020-07-14 | 2 | 2.85 | 3 | 0.095 | 0.1 | 2013-03-13 00:00:00
2200042195608 | North Beer Solar Limited | Launceston Higher North Beer Farm Boyton |  | Higher North Beer Farm | LAUNCESTON | Cornwall | PL15 8NP | 230034.628 | 92112.385 | Alverdiscott S.G.P. | Pyworthy Bsp | 33kV connection | Western Power Distribution (South West) plc | Photovoltaic |  |  |  | 6.346 | 6.68 | [12 empty] | No | Connected | 2020-07-14 | 6.68 | 6.6785 | 7.03 | 0.0095 | 0.01 | 2013-03-27 00:00:00
2200042172521 | AEE Renewables UK 13 Limited | Tiverton, Ayshford Court Farm |  | Ayshford Court Farm | TIVERTON | Devon | W1U 8JH | 305180.73 | 115186.753 | Exeter Main S.G.P. | Tiverton Bsp | 33kV connection | Western Power Distribution (South West) plc | Photovoltaic |  |  |  | 4.3225 | 4.55 | [12 empty] | No | Connected | 2020-07-14 | 4.55 | 4.3225 | 4.55 | 0.01425 | 0.015 | 2012-03-13 00:00:00
2200042208833 | TGC Solar 107 Limited | Beaworthy Willsland Church Road Highampton | Willsland | Church Road | BEAWORTHY | Devon, | EX21 5LS | 250798.243 | 103967.32 | Alverdiscott S.G.P. | Pyworthy Bsp | 33kV connection | Western Power Distribution (South West) plc | Photovoltaic |  |  |  | 2.375 | 2.5 | [12 empty] | No | Connected | 2020-07-14 | 2.5 | 3.135 | 3.3 | 0.02375 | 0.025 | 2013-03-25 00:00:00
2200042193888 | Smarter Energy Solutions Ltd | Liskeard Higher Trevartha Farm Pengover |  | Higher Trevartha Farm | LISKEARD |  | PL14 3NJ | 227909.168 | 64245.324 | Landulph S.G.P. | St Germans Bsp | 33kV connection | Western Power Distribution (South West) plc | Photovoltaic |  |  |  | 3.5681 | 3.7558 | [12 empty] | No | Connected | 2020-07-14 | 3.7558 | 3.135 | 3.3 | 0.0475 | 0.05 | 2013-03-13 00:00:00
2200042224287 | Wylam Power Generation Limited | Rexon Cross Farm, Broadwoodwidger |  | Rexon Cross Farm | LIFTON | Devon | PL16 0JJ | 242395.423 | 89738.903 | Alverdiscott S.G.P. | Pyworthy Bsp | 33kV connection | Western Power Distribution (South West) plc | Photovoltaic |  |  |  | 3.1825 | 3.35 | [12 empty] | No | Connected | 2020-07-14 | 3.35 | 3.325 | 3.5 | 0.02375 | 0.025 | 2013-03-13 00:00:00
1170000159350 | AEL Biogas | EAST KIRKBY , East Kirkby Airfield | East Kirkby Airfield |  | SPILSBY | Lincolnshire | PE23 4BU | 534178.621 | 362386.422 | BICKER FEN 132kV S STN | SKEGNESS 33kV S STN | SPILSBY 33 11kV S STN | Western Power Distribution (East Midlands) plc | Small CHP (>1MW, <5MW) |  |  |  | 1.14 | 1.2 | [12 empty] | No | Connected | 2020-07-14 | 1.2 | 1.14 | 1.2 | 0.2375 | 0.25 | 2013-09-30 00:00:00
1170000197986 | Butlins Skyline Ltd | Roman Bank |  | Roman Bank | Lincs |  | PE25 1NJ | 556828.274 | 367380.911 | BICKER FEN 132kV S STN | SKEGNESS 33kV S STN | INGOLDMELLS 33 11kV S STN | Western Power Distribution (East Midlands) plc | Mini CHP (<1MW) |  |  |  | 0.114 | 0.12 | [12 empty] | No | Connected | 2020-07-14 | 0.12 | 0.114 | 0.12 | 7.79 | 8.2 | 2013-03-21 00:00:00
2200042202948 | Little T Solar Limited | Little Trevease 33kV Solar Farm, near Constantine |  | Little Trevease Solar Farm | NR CONSTANTINE | Cornwall | . | 172486.007 | 32882.282 | Indian Queens S.G.P. | Rame Bsp | 33kV connection | Western Power Distribution (South West) plc | Photovoltaic |  |  |  | 4.161 | 4.38 | [12 empty] | No | Connected | 2020-07-14 | 4.38 | 4.56 | 4.8 | 0.0475 | 0.05 | 2013-03-13 00:00:00
2200041982947 | Miralalou SPV 1 Limited | Causilgey Farm, Tregavethan |  | Causilgey Farm | TRURO |  | TR4 9EP | 178244.439 | 47474.382 | Indian Queens S.G.P. | Truro Bsp | 33kV connection | Western Power Distribution (South West) plc | Photovoltaic |  |  |  | 4.18 | 4.4 | [12 empty] | No | Connected | 2020-07-14 | 4.4 | 4.275 | 4.5 | 0.02375 | 0.025 | 2013-03-13 00:00:00
2200042163457 | Burcroft Solar Parks Limited | Broadclyst Burrowton Farm |  | Burrowton Farm Solar Park | BROADCLYST | Devon | EX5 3JG | 300803.274 | 97216.77 | Exeter Main S.G.P. | Exeter Main Bsp | 33kV connection | Western Power Distribution (South West) plc | Photovoltaic |  |  |  | 10.3369 | 10.881 | [12 empty] | No | Connected | 2020-07-14 | 10.881 | 10.355 | 10.9 | 0.076 | 0.08 | 2013-03-13 00:00:00
2200042163493 | Marley Thatch Solar Limited | Totnes Marley Thatch Farm Webland Lane |  | Marley Thatch Solar Farm | SOUTH BRENT | Devon | TQ10 9LT | 272619.759 | 60125.442 | Abham S.G.P. | Totnes Bsp | 33kV connection | Western Power Distribution (South West) plc | Photovoltaic |  |  |  | 4.9875 | 5.25 | [12 empty] | No | Connected | 2020-07-14 | 5.25 | 8.075 | 8.5 | 0.0475 | 0.05 | 2013-03-19 00:00:00
2200042196790 | Lumicity 4 Limited | Horsacott Farm, Barnstaple |  | Horsacott Farm | BARNSTAPLE |  | EX31 2PD | 252090.563 | 131504.867 | Alverdiscott S.G.P. | East Yelland Bsp | 33kV connection | Western Power Distribution (South West) plc | Photovoltaic |  |  |  | 5.187 | 5.46 | [12 empty] | No | Connected | 2020-07-14 | 5.46 | 6.7355 | 7.09 | 0.02375 | 0.025 | 2013-03-13 00:00:00
2200042208851 | Sunsave 4 (Pyworthy) Ltd | Holsworthy Crinacott Solar Farm Pyworthy |  | Crinacott Solar Farm | HOLSWORTHY | Devon | EX22 6LJ | 230691.246 | 101646.759 | Alverdiscott S.G.P. | Pyworthy Bsp | 33kV connection | Western Power Distribution (South West) plc | Photovoltaic |  |  |  | 5.13 | 5.4 | [12 empty] | No | Connected | 2020-07-14 | 5.4 | 4.9998 | 5.263 | 0.057 | 0.06 | 2013-03-31 00:00:00
2200042171625 | Sun Green Energy Limited | Wadebridge Penhale Solar Park |  | Penhale Solar Park | WADEBRIDGE | Cornwall | PL27 7RN | 195071.925 | 71433.184 | Indian Queens S.G.P. | St Tudy Bsp | 33kV connection | Western Power Distribution (South West) plc | Photovoltaic |  |  |  | 3.1065 | 3.27 | [12 empty] | No | Connected | 2020-07-14 | 3.27 | 2.85 | 3 | 0.0475 | 0.05 | 2013-03-13 00:00:00
2200031664357 | Scottish Power Renewables (UK) Limited | Mitchell New 33kV Carland Cross Wind Farm |  | Carland Cross Wind Farm | MITCHELL | Cornwall | TR8 5AY | 184100.279 | 54685.516 | Indian Queens S.G.P. | Truro Bsp | 33kV connection | Western Power Distribution (South West) plc | Onshore Wind |  |  |  | 25.27 | 26.6 | [12 empty] | No | Connected | 2020-07-14 | 26.6 | 19 | 20 | 0.1045 | 0.11 | 1992-07-31 00:00:00
2200042171253 | Wadebridge Belectric Solar Limited | Wadebridge, Middle Treworder Solar Farm | Middle Treworder Solar Farm | Egloshayle | WADEBRIDGE | Cornwall | PL27 6HX | 201450.713 | 73106.146 | Indian Queens S.G.P. | St Tudy Bsp | 33kV connection | Western Power Distribution (South West) plc | Photovoltaic |  |  |  | 4.18 | 4.4 | [12 empty] | No | Connected | 2020-07-14 | 4.4 | 4.18 | 4.4 | 0.00855 | 0.009 | 2013-03-13 00:00:00
2200042201280 | MTS Trefinnick Solar Limited | Callington Trefinnick Farm Trefinnick Road, Bray Shop, |  | Trefinnick Farm | CALLINGTON | Cornwall | PL17 8QD | 233730.771 | 74051.439 | Landulph S.G.P. | St Germans Bsp | 33kV connection | Western Power Distribution (South West) plc | Photovoltaic |  |  |  | 3.7506 | 3.948 | [12 empty] | No | Connected | 2020-07-14 | 3.948 | 4.75 | 5 | 0.057 | 0.06 | 2013-03-28 00:00:00
2200042224269 | GPP Langstone LLP | Holsworthy Foxcombe Solar Park |  | Foxcombe Solar Park | HOLSWORTHY | Devon | EX22 6NW | 238171.004 | 102812.891 | Alverdiscott S.G.P. | Pyworthy Bsp | 33kV connection | Western Power Distribution (South West) plc | Photovoltaic |  |  |  | 4.484 | 4.72 | [12 empty] | No | Connected | 2020-07-14 | 4.72 | 4.75 | 5 | 0.02375 | 0.025 | 2013-03-28 00:00:00
2200042193744 | Higher Tregarne Solar (UK) Limited | Falmouth Higher Tregarne Farm EHV Connection |  | Higher Tregarne Farm | FALMOUTH |  | TR11 5JW | 176598.332 | 30451.473 | Indian Queens S.G.P. | Rame Bsp | 33kV connection | Western Power Distribution (South West) plc | Photovoltaic |  |  |  | 4.18 | 4.4 | [12 empty] | No | Connected | 2020-07-14 | 4.4 | 4.275 | 4.5 | 0.09975 | 0.105 | 2014-02-13 00:00:00
2100041113247 | KS SPV 24 Limited | Pembroke Dock West Farm PV |  | West Farm Pv Site | PEMBROCK DOCK |  | SA72 4UN | 199633.596 | 204090.66 | Pembroke Power Station | Golden Hill Grid | 33kV connection | Western Power Distribution (South Wales) plc | Photovoltaic |  |  |  | 10.9012 | 11.475 | [12 empty] | No | Connected | 2020-07-14 | 11.475 | 10.925 | 11.5 | 0.1235 | 0.13 | 2013-03-27 00:00:00
2200042216852 | MSP Tregassow Limited | Truro Tregassow PV Farm |  | Tregassow Farm | TRURO | Cornwall | TR4 9BL | 185366.133 | 49299.114 | Indian Queens S.G.P. | Truro Bsp | 33kV connection | Western Power Distribution (South West) plc | Photovoltaic |  |  |  | 4.75 | 5 | [12 empty] | No | Connected | 2020-07-14 | 5 | 4.75 | 5 | 0.019 | 0.02 | 2013-03-13 00:00:00
2200042196745 | GPP Langstone LLP | Winkleigh Beaford PV Farm |  | Beaford Farm | WINKLEIGH | Devon | EX19 8AQ | 256820.132 | 115528.901 | Alverdiscott S.G.P. | Barnstaple Bsp | 33kV connection | Western Power Distribution (South West) plc | Photovoltaic |  |  |  | 4.218 | 4.44 | [12 empty] | No | Connected | 2020-07-14 | 4.44 | 4.75 | 5 | 0.02375 | 0.025 | 2013-03-13 00:00:00
2200042208815 | Luminance Solar Limited | Truro Hewas PV Farm Cornwall |  | Hewas P V Farm | TRURO | Cornwall | . | 191994.232 | 53438.376 | Indian Queens S.G.P. | Fraddon Bsp | 33kV connection | Western Power Distribution (South West) plc | Photovoltaic |  |  |  | 5.2725 | 5.55 | [12 empty] | No | Connected | 2020-07-14 | 5.55 | 4.75 | 5 | 0.0475 | 0.05 | 2013-03-13 00:00:00
1100040456352 | Severn Trent Water Limited | Coventry, Finham Sewage Works STW |  | St Martins Road | COVENTRY |  | CV3 6PR | 433166.23 | 274120.691 | COVENTRY 132kV S STN | WHITLEY 33kV S STN | DILLOTFORD AVE 33 11kV S STN | Western Power Distribution (East Midlands) plc | Landfill Gas, Sewage Gas, Biogas (not CHP) |  |  |  | 0.95 | 1 | [12 empty] | No | Connected | 2020-07-14 | 1 | 1.9 | 2 | 3.4295 | 3.61 | 2003-05-16 00:00:00
2200042194056 | FS Ford Farm Solar 1 Limited | Liskeard Ford Farm PV |  | Ford Farm Pv | LISKEARD | Cornwall | PL14 3LX | 231230.04 | 66281.504 | Landulph S.G.P. | St Germans Bsp | 33kV connection | Western Power Distribution (South West) plc | Photovoltaic |  |  |  | 4.3463 | 4.575 | [12 empty] | No | Connected | 2020-07-14 | 4.575 | 4.275 | 4.5 | 0.057 | 0.06 | 2013-03-13 00:00:00
2200042231540 | Co-operative Group Limited | Bristol Poplar Way West HVM Cabot Park (Co-op) |  | Poplar Way West | BRISTOL |  | BS11 0YW | 353162.158 | 180374.109 | Seabank Sgp | Avonmouth Bsp | Kingsweston | Western Power Distribution (South West) plc | Other Generation |  |  |  | 1.52 | 1.6 | [12 empty] | No | Connected | 2020-07-14 | 1.6 | 1.52 | 1.6 | 1.1875 | 1.25 | 2013-04-01 00:00:00
1470000086147, 1460002256034, 1460002083355, 1470000174900, 1470000671032 | Green Frog Power 214 Limited | Northwick Estate |  | Northwick Estate | MORETON-IN-MARSH | United Kingdom | GL56 9TR | 0 | 0 | FECKENHAM 66 11kV S STN | Feckenham 66/11kVDUMMY | 66kV connection | Western Power Distribution (West Midlands) plc | Mixed |  |  |  | 39.1067 | 41.165 | [12 empty] | No | Connected | 2020-07-14 | 41.165 | 112.974 | 118.92 | 1.444 | 1.52 | 2010-10-08 00:00:00
1470000225778 | University of Wolverhampton | University of Wolverhampton |  | Wolfruna Street | Wolverhampton | West Midlands | WV1 1LX | 391512.897 | 298879.754 | WILLENHALL 132 25kV S STN | WOLVERHAMPTON 132kV S STN | Wolverhampton 132/33/11kV DUMMY | Western Power Distribution (West Midlands) plc | Mixed |  |  |  | 0.741 | 0.78 | [12 empty] | No | Connected | 2020-07-14 | 0.78 | 0.171 | 0.18 | 1.5675 | 1.65 | 2012-03-20 00:00:00
2200042117238 | Holmsleigh Limited | ILFRACOMBE MULLACOTT INDUSTRIAL ESTATE |  | Mullacott Industrial Estate | ILFRACOMBE | Devon | EX34 8PL | 0 | 0 | Alverdiscott S.G.P. | East Yelland Bsp | Ilfracombe | Western Power Distribution (South West) plc | Mixed |  |  |  | 1.5675 | 1.65 | [12 empty] | No | Connected | 2020-07-14 | 1.65 | 1.33 | 1.4 | 0.6175 | 0.65 | 2012-03-31 00:00:00
1460001470936, 1460001470927 | Severn Trent Water Limited | Strongford Sewage Works | Strongford Sewage Works | Barlaston Old Road | Trentham | Staffs | ST4 8HD | 387936.938 | 339143.381 | Cellarhead 132kV | MEAFORD C 132kV S STN | Meaford C 132/33/11kVDUMMY | Western Power Distribution (West Midlands) plc | Landfill Gas, Sewage Gas, Biogas (not CHP) |  |  |  | 2.85 | 3 | [12 empty] | No | Connected | 2020-07-14 | 3 | 1.9 | 2 | 4.1325 | 4.35 | 2006-01-01 00:00:00
2200042233342 | Lightsource SPV 69 Limited | BLATCHWORTHY SOLAR FARM, STOODLEIGH |  | Blatchworthy Farm | TIVERTON | Devon | EX16 9QH | 289841.385 | 116899.356 | Exeter Main S.G.P. | Tiverton Bsp | Tiverton Moorhayes | Western Power Distribution (South West) plc | Photovoltaic |  |  |  | 1.1012 | 1.1592 | [12 empty] | No | Connected | 2020-07-14 | 1.1592 | 1.14 | 1.2 | 0.04275 | 0.045 | 2013-04-25 00:00:00
1170000078221 | Severn Trent Wind Power Ltd | Wanlip Wind Farm |  | Wanlip Treatment Works | WANLIP | Leicestershire | LE7 4PF | 459496.324 | 312090.335 | RATCLIFFE ON SOAR 132kV S STN | WILLOUGHBY 33kV S STN | MOUNTSORREL 33 11kV S STN | Western Power Distribution (East Midlands) plc | Onshore Wind |  |  |  | 2.375 | 2.5 | [12 empty] | No | Connected | 2020-07-14 | 2.5 | 2.375 | 2.5 | 0.03325 | 0.035 | 2013-07-01 00:00:00
1170000133263 | Severn Trent Wind Power Ltd | Severn Trent Water Treatment Works Wind Turbine Site |  | Megaloughton Ln | DERBY |  | DE21 7BR | 439107.07 | 334983.307 | WILLINGTON 132kV S STN | DERBY 33kV S STN | CHADDESDEN 33 11kV S STN | Western Power Distribution (East Midlands) plc | Onshore Wind |  |  |  | 4.75 | 5 | [12 empty] | No | Connected | 2020-07-14 | 5 | 4.75 | 5 | 0.057 | 0.06 | 2013-06-01 00:00:00
1460001925703 | Birmingham District Energy Company Limited | BIRMINGHAM, National Indoor Arena |  | National Indoor Arena | BIRMINGHAM | West Midlands | B1 2NR | 405914.947 | 286908.738 | BUSTLEHOLM 132kV S STN | LADYWOOD 132 11kV S STN | Ladywood 132/11kVDUMMY | Western Power Distribution (West Midlands) plc | Mixed |  |  |  | 1.14 | 1.2 | [12 empty] | No | Connected | 2020-07-14 | 1.2 | 0.57 | 0.6 | 1.805 | 1.9 | 2008-07-01 00:00:00
1170000180760 | Wickham Solar Ltd | Phase 2 Lime Solar Farm | Lodge Farm | Spalding Road | BOURNE | Lincolnshire | PE10 0AU | 510583.548 | 319591.816 | WALPOLE 132kV S STN | BOURNE 33kV S STN | TUNNEL BANK BOURNE 33 11kV S STN | Western Power Distribution (East Midlands) plc | Photovoltaic |  |  |  | 4.75 | 5 | [12 empty] | No | Connected | 2020-07-14 | 5 | 4.75 | 5 | 0.0475 | 0.05 | 2013-04-26 00:00:00
1170000240114 | Fold Hill Foods Ltd | FOLD HILL |  | FOLD HILL | BOSTON | LINCOLNSHIRE | PE22 9RJ | 539884.839 | 354041.226 | WALPOLE 132kV S STN | BOSTON 33kV S STN | STICKNEY 33 11kV S STN | Western Power Distribution (East Midlands) plc | Photovoltaic |  |  |  | 0.9975 | 1.05 | [12 empty] | No | Connected | 2020-07-14 | 1.05 | 0.9975 | 1.05 | 1.425 | 1.5 | 2013-08-30 00:00:00
1470000201908 | K T C ( EDIBLES) LTD | Plot 13/14 |  | Plot 13/14 | Wednesbury | West Midlands | 0 | 397368.973 | 294900.524 | OCKER HILL C 132kV S STN | To be confirmed | Ocker Hill B 132/33/11kVDUMMY | Western Power Distribution (West Midlands) plc | Photovoltaic |  |  |  | 0.20995 | 0.221 | [12 empty] | No | Connected | 2020-07-14 | 0.221 | 0.20995 | 0.221 | 1.14 | 1.2 | 2013-06-30 00:00:00
1470000207626 | Tesco Stores Limited | STOURBRIDGE, Crown Lane | Tesco | Crown Lane | STOURBRIDGE | West Midlands | DY8 1DW | 389973.866 | 284429.292 | PENN 132kV S STN | Lye 132/11kV | Lye 11kV DUMMY | Western Power Distribution (West Midlands) plc | Mini CHP (<1MW) |  |  |  | 0.19 | 0.2 | [12 empty] | No | Connected | 2020-07-14 | 0.2 | 0.19 | 0.2 | 1.14 | 1.2 | 2013-08-01 00:00:00
2200042259527 | Viridor Waste Management Ltd | EXETER EFW PLANT, GRACE ROAD SOUTH | Exeter Efw Plant | Grace Road South | EXETER | Devon | EX2 8QE | 292558.241 | 90523.017 | Exeter Main S.G.P. | Exeter City Bsp | Marsh Barton | Western Power Distribution (South West) plc | Waste Incineration (not CHP) |  |  |  | 4.4792 | 4.715 | [12 empty] | No | Connected | 2020-07-14 | 4.715 | 4.75 | 5 | 1.9 | 2 | 2014-03-01 00:00:00
2199989612769 | Dwr Cymru Welsh Water | Llyn Brianne Reservoir, Dyfed |  | Llyn Brianne Hydro Electric Generating Facility | DYFED |  | SA20 0NP | 279166.858 | 248265.255 | Swansea North Grid | Ammanford Grid | 33kV connection | Western Power Distribution (South Wales) plc | Hydro |  |  |  | 5.1775 | 5.45 | [12 empty] | No | Connected | 2020-07-14 | 5.45 | 5.7 | 6 | 0.095 | 0.1 | 1996-08-31 00:00:00
1170000199798 | BL Wind Limited | Burton Wold Wind Farm Extension Ltd |  | Thrapston Road | WELLINGBOROUGH |  | NN9 5HW | 492748.022 | 275965.229 | GRENDON 132kV S STN | IRTHLINGBOROUGH 33kV S STN | 33kV connection | Western Power Distribution (East Midlands) plc | Onshore Wind |  |  |  | 13.68 | 14.4 | [12 empty] | No | Connected | 2020-07-14 | 14.4 | 13.68 | 14.4 | 0.19 | 0.2 | 2014-06-19 00:00:00
1100050222516 | Cummins Engine Co. Ltd | Cummins Engines Ltd |  | Royal Oakway South | DAVENTRY | Northampton | NN11 8NU | 456271.014 | 262953.7 | COVENTRY 132kV S STN | DAVENTRY 33KV S STN | BRAUNSTON ROAD 33 11kV S STN | Western Power Distribution (East Midlands) plc | Mini CHP (<1MW) |  |  |  | 0.95 | 1 | [12 empty] | No | Connected | 2020-07-14 | 1 | 3.515 | 3.7 | 3.515 | 3.7 | 1990-02-28 00:00:00
1470000214206 | Good Hope Hospital N H S Trust | Estates Department |  | Estates Department | Sutton Coldfield | West Midlands | B75 7RR | 412865.71 | 296569.989 | LEA MARSTON 132kV S STN | SUTTON COLDFIELD 132kV S STN | Sutton Coldfield 132/11kVDUMMY | Western Power Distribution (West Midlands) plc | Mixed |  |  |  | 2.1328 | 2.245 | [12 empty] | No | Connected | 2020-07-14 | 2.245 | 1.3727 | 1.445 | 1.9 | 2 | 2011-02-02 00:00:00
1170000248187, 1170000248220 | Severn Trent Water Limited | STWA CLAY MILLS, Meadow Lane, Stretton | Stwa Clay Mills | Meadow Lane | BURTON ON TRENT | Staffordshire | DE13 0DB | 0 | 0 | DRAKELOW 132kV | BURTON 132kV S STN | Burton 11kV | Western Power Distribution (East Midlands) plc | Landfill Gas, Sewage Gas, Biogas (not CHP) |  |  |  | 1.805 | 1.9 | [12 empty] | No | Connected | 2020-07-14 | 1.9 | 1.805 | 1.9 | 1.425 | 1.5 | 2011-03-09 00:00:00
2200042206631 | Hazel Renewables Limited | WHITELACKINGTON PARSONAGE BARN | Parsonage Barn | Stocklinch Road | ILMINSTER | Somerset | TA19 9EF | 337733.489 | 116263.918 | Axminster S.G.P. | Woodcote Bsp | 33kV connection | Western Power Distribution (South West) plc | Photovoltaic |  |  |  | 5.016 | 5.28 | [12 empty] | No | Connected | 2020-07-14 | 5.28 | 6.65 | 7 | 0.095 | 0.1 | 2013-07-17 00:00:00
2200042279417 | Lightsource SPV 1 Limited | Tavistock Tredown Solar Farm | Solar Farm | Tredown | TAVISTOCK | Devon | PL19 0QT | 239968.106 | 81519.176 | Alverdiscott S.G.P. | Pyworthy Bsp | Lifton | Western Power Distribution (South West) plc | Photovoltaic |  |  |  | 1.0488 | 1.104 | [12 empty] | No | Connected | 2020-07-14 | 1.104 | 1.14 | 1.2 | 0.0475 | 0.05 | 2013-08-01 00:00:00
1170000233570 | Roade Windfarm Ltd | M1 Windfarm | M1 Windfarm | Hartwell Road | NORTHAMPTON | Northamptonshire | NN7 2HD | 477947.727 | 252264.286 | GRENDON 132kV S STN | NORTHAMPTON 33kV S STN | 33kV connection | Western Power Distribution (East Midlands) plc | Onshore Wind |  |  |  | 7.2675 | 7.65 | [12 empty] | No | Connected | 2020-07-14 | 7.65 | 7.2675 | 7.65 | 0.19475 | 0.205 | 2014-04-01 00:00:00
1170000217090 | Mugen Euro Co Ltd | MUGEN EURO |  | Snowdon Drive | MILTON KEYNES | Buckinghamshire | MK6 1AP | 449551.355 | 253651.468 | EAST CLAYDON 132KV S STN | BRACKLEY 132kV S STN | WOODFORD HALSE 33 11kV S STN | Western Power Distribution (East Midlands) plc | To be confirmed |  |  |  | 0 | 0 | [12 empty] | No | Connected | 2020-07-14 | 0 | 1.425 | 1.5 | 0.57 | 0.6 | 0
1470000223441 | Innovative Environmental Solutions UK Ltd | 6 Union Rd |  | Union Road | OLDBURY |  | B69 3EL | 398320.814 | 290748.136 | OLDBURY 132kV | Oldbury B 33kV | 33kV connection | Western Power Distribution (West Midlands) plc | Waste Incineration (not CHP) |  |  |  | 33.25 | 35 | [12 empty] | No | Connected | 2020-07-14 | 35 | 33.25 | 35 | 9.5 | 10 | 2013-08-31 00:00:00
2200042267138 | Triodos Renewables (Severn) Limited | Bristol - Wessex Wind Farm Merebank Rd |  | Merebank Road Wind Farm | BRISTOL |  | BS11 8AQ | 352834.793 | 179813.307 | Seabank Sgp | Avonmouth Bsp | Kingsweston | Western Power Distribution (South West) plc | Onshore Wind |  |  |  | 7.79 | 8.2 | [12 empty] | No | Connected | 2020-07-14 | 8.2 | 7.79 | 8.2 | 0.209 | 0.22 | 2013-11-01 00:00:00
2200042254139 | Anesco Asset Management Two Ltd | Nynehead, Grange Farm 33kV Solar Park |  | Grange Farm 33kv Solar Park | NYNEHEAD | Devon | TA21 0BU | 314385.149 | 124079.27 | Taunton S.G.P. | Taunton Main Bsp | 33kV connection | Western Power Distribution (South West) plc | Photovoltaic |  |  |  | 5.0605 | 5.3268 | [12 empty] | No | Connected | 2020-07-14 | 5.3268 | 4.75 | 5 | 0.0475 | 0.05 | 2013-08-27 00:00:00
1430000000650, 1430000047018 | Severn Trent Water Limited | Minworth STW |  | Kingsbury Road | BIRMINGHAM | West Midlands | B76 9DS | 416404.755 | 291752.568 | NECHELLS EAST 132kV S STN | CASTLE BROMWICH 132 11kV S STN | Castle Bromwich 132/11kVDUMMY | Western Power Distribution (West Midlands) plc | Landfill Gas, Sewage Gas, Biogas (not CHP) |  |  |  | 11.2945 | 11.889 | [12 empty] | No | Connected | 2020-07-14 | 11.889 | 8.075 | 8.5 | 8.075 | 8.5 | 2013-10-01 00:00:00
1100050313401 | Alkane Energy UK Limited | Acreage Lane |  | Acreage Lane | Nottinghamshire |  | NG20 8RN | 452852.241 | 367218.254 | CHESTERFIELD 132kV S STN | MANSFIELD 33kV S STN | ACREAGE LANE 33 11kV S STN | Western Power Distribution (East Midlands) plc | Mixed |  |  |  | 9.5475 | 10.05 | [12 empty] | No | Connected | 2020-07-14 | 10.05 | 9.5475 | 10.05 | 0.3325 | 0.35 | 2009-12-21 00:00:00
1460002242876 | Mark Bennion | ROSE HILL FARM |  | ROSE HILL FARM | GLOUCESTER | GLOUCESTERSHIRE | GL18 2EF | 368475.559 | 233397.508 | BISHOPS WOOD 132kV S STN | HEREFORD 66kV S STN | DYMOCK 66 11kV S STN | Western Power Distribution (West Midlands) plc | Mixed |  |  |  | 1.14 | 1.2 | [12 empty] | No | Connected | 2020-07-14 | 1.2 | 1.14 | 1.2 | 0.2375 | 0.25 | 2011-08-11 00:00:00
1170000191840 | Stables Solar Limited | Pine Close |  | Pine Close | NUNEATON | Warwickshire | CV13 6EB | 440261.789 | 297052.155 | COVENTRY 132kV S STN | HINCKLEY 33kV S STN | MIDDLEFIELD 33 11kV S STN | Western Power Distribution (East Midlands) plc | Photovoltaic |  |  |  | 2.09 | 2.2 | [12 empty] | No | Connected | 2020-07-14 | 2.2 | 2.09 | 2.2 | 0.01425 | 0.015 | 2014-04-01 00:00:00
2200042209580 | Anesco Asset Management 5 Limited | WIVELISCOMBE SANDYMOOR ROAD |  | South Of Sandymoor Road | WIVELISCOMBE |  | TA4 2LT | 308616.951 | 127222.091 | Taunton S.G.P. | Taunton Main Bsp | Wiveliscombe | Western Power Distribution (South West) plc | Photovoltaic |  |  |  | 2.4168 | 2.544 | [12 empty] | No | Connected | 2020-07-14 | 2.544 | 2.85 | 3 | 0.04275 | 0.045 | 2013-09-13 00:00:00
1170000272055, 1170000272064 | Wolseley UK Ltd | Wolseley UK NDC, Harrison Way, Spa Park, Leamington Spa, CV31 3HH | Wolseley Uk Ndc | Harrison Way | LEAMINGTON SPA | Warwickshire | CV31 3HH | 431538.552 | 264066.684 | BERKSWELL 132kV S STN | WARWICK 33kV S STN | LOCKHEED 33 11kV S STN | Western Power Distribution (East Midlands) plc | Photovoltaic |  |  |  | 1.71 | 1.8 | [12 empty] | No | Connected | 2020-07-14 | 1.8 | 1.71 | 1.8 | 1.0858 | 1.143 | 2013-12-27 00:00:00
2200042278487 | Lightsource SPV 8 Limited | Cleave Farm, Lower Kingdon, Gammaton | Cleave Farm | Lower Kingdon Gammaton | BIDEFORD | Devon | EX39 4QF | 249775.112 | 124866.089 | Alverdiscott S.G.P. | East Yelland Bsp | 33kV connection | Western Power Distribution (South West) plc | Photovoltaic |  |  |  | 3.4295 | 3.61 | [12 empty] | No | Connected | 2020-07-14 | 3.61 | 3.781 | 3.98 | 0.0475 | 0.05 | 2013-10-25 00:00:00
1170000280117 | Sutton Grange AD Limited | Low Farm | Low Farm | Low Road | RETFORD | Nottinghamshire | DN22 8SB | 469810.245 | 385634.278 | STAYTHORPE C 132kV S STN | CHECKERHOUSE 33kV S STN | 33kV connection | Western Power Distribution (East Midlands) plc | Small CHP (>1MW, <5MW) |  |  |  | 2.85 | 3 | [12 empty] | No | Connected | 2020-07-14 | 3 | 2.85 | 3 | 0.95 | 1 | 2014-01-04 00:00:00
1470000258880 | FUCHS LUBRICANTS UK PLC | Fuchs Lubricants |  | CENTURY STREET | STOKE-ON-TRENT | Staffordshire | ST1 5HU | 387806.322 | 347923.897 | Cellarhead 132kV | STAGEFIELDS 132kV S STN | Stagefields 132/33/11kV | Western Power Distribution (West Midlands) plc | Photovoltaic |  |  |  | 0.4294 | 0.452 | [12 empty] | No | Connected | 2020-07-14 | 0.452 | 0.4294 | 0.452 | 1.045 | 1.1 | 2014-01-01 00:00:00
2200042171226 | TGC Solar 102 Limited | Hayle Land at Higher Trenhayle Farm |  | Land At Higher Trenhayle Farm | HAYLE | Cornwall | TR27 6EA | 158417.939 | 36375.384 | Indian Queens S.G.P. | Hayle Bsp | 33kV connection | Western Power Distribution (South West) plc | Photovoltaic |  |  |  | 2.3826 | 2.508 | [12 empty] | No | Connected | 2020-07-14 | 2.508 | 2.85 | 3 | 0.02375 | 0.025 | 2013-10-29 00:00:00
1470000257798 | Burton Solar Farm Limited | Burton Solar Farm Ltd |  |  | STRATFORD UPON AVON | Warwickshire | CV37 0RW | 418178.411 | 256866.714 | FECKENHAM 66 11kV S STN | Feckenham 66/11kVDUMMY | STRATFORD 66 11kV S STN | Western Power Distribution (West Midlands) plc | Photovoltaic |  |  |  | 3.325 | 3.5 | [12 empty] | No | Connected | 2020-07-14 | 3.5 | 3.325 | 3.5 | 0.04275 | 0.045 | 2014-01-01 00:00:00
1460001443384 | Cory Environmental (Central) Limited | VIGO UTOPIA LANDFILL GENERATING SITE |  | VIGO UTOPIA LANDFILL GENERATING SITE | ALDRIDGE | WALSALL | WS9 8TB | 405028.644 | 301364.583 | BUSTLEHOLM 132kV S STN | RUSHALL 132kV S STN | Rushall 132/11kVDUMMY | Western Power Distribution (West Midlands) plc | Landfill Gas, Sewage Gas, Biogas (not CHP) |  |  |  | 1.995 | 2.1 | [12 empty] | No | Connected | 2020-07-14 | 2.1 | 1.995 | 2.1 | 0.076 | 0.08 | 2006-01-01 00:00:00
1170000280970 | Turweston Solar Farm Limited | Turweston Airfield Solar Farm |  | Turweston Airfield Solar Farm | TURWESTON | Buckinghamshire | NN15 5YD | 461036.339 | 238731.828 | EAST CLAYDON 132KV S STN | BRACKLEY 132kV S STN | 33kV connection | Western Power Distribution (East Midlands) plc | Photovoltaic |  |  |  | 14.725 | 15.5 | [12 empty] | No | Connected | 2020-07-14 | 15.5 | 14.725 | 15.5 | 0.057 | 0.06 | 2014-01-01 00:00:00
1170000281565, 1170000281574 | Milton Keynes General NHS Trust | Milton Keynes Hospital |  | Milton Keynes Hospital | Eaglestone |  | MK6 5LD | 486929.186 | 237307.737 | EAST CLAYDON 132KV S STN | BLETCHLEY 33KV S STN | SECKLOW GATE 33 11kV S STN | Western Power Distribution (East Midlands) plc | Other Generation |  |  |  | 1.9 | 2 | [12 empty] | No | Connected | 2020-07-14 | 2 | 1.9 | 2 | 4.275 | 4.5 | 2011-01-01 00:00:00
1470000267582 | Sainsbury's Supermarkets Limited | Sainsburys Distribution Centre, Radial Park, Stoke | K Line Depot | Radial Park | STOKE ON TRENT |  | ST4 4EX | 387775.459 | 343078.497 | Cellarhead 132kV | BOOTHEN 132kV S STN | Boothen 132/33/11kVDUMMY | Western Power Distribution (West Midlands) plc | Photovoltaic |  |  |  | 0.59185 | 0.623 | [12 empty] | No | Connected | 2020-07-14 | 0.623 | 0.59185 | 0.623 | 1.0916 | 1.149 | 2013-12-01 00:00:00
2198765266030 | Novera Energy Generation No.2 Limited | Newport, Docksway Landfill Site |  | Docksway Landfill Site | NEWPORT | Gwent | NP20 2NS | 330681.553 | 185367.484 | Uskmouth | Newport West | Newport West Primary | Western Power Distribution (South Wales) plc | Landfill Gas, Sewage Gas, Biogas (not CHP) |  |  |  | 0.9557 | 1.006 | [12 empty] | No | Connected | 2020-07-14 | 1.006 | 1.9 | 2 | 0.0475 | 0.05 | 2000-04-17 00:00:00
1470000259225 | Pingry Solar Ltd | Pingry Farm Solar |  | Near Perrygrove Road | COLEFORD | Gloucestershire | GL16 8QD | 357382.613 | 209549.03 | PORT HAM 132kV S STN | LYDNEY 33kV S STN | BIXHEAD 33 11kV S STN | Western Power Distribution (West Midlands) plc | Photovoltaic |  |  |  | 2.565 | 2.7 | [12 empty] | No | Connected | 2020-07-14 | 2.7 | 2.565 | 2.7 | 0.06175 | 0.065 | 2014-02-01 00:00:00
2200042214952 | Stonebarrow Farm Solar Park Limited | Pound Road, Hawkchurch |  | Pound Road | HAWKCHURCH | Devon | EX13 5UP | 335224.225 | 98836.917 | Axminster S.G.P. | Woodcote Bsp | 33kV connection | Western Power Distribution (South West) plc | Photovoltaic |  |  |  | 5.871 | 6.18 | [12 empty] | No | Connected | 2020-07-14 | 6.18 | 5.871 | 6.18 | 0.07125 | 0.075 | 2013-12-08 00:00:00
2200042302252 | Mells Park Trust | Soho Farm Solar Array | Soho Farm | Soho | RADSTOCK | Somerset | BA3 5RD | 369952.666 | 147863.413 | Seabank Sgp | Radstock Bsp 132kv | Newbury | Western Power Distribution (South West) plc | Photovoltaic |  |  |  | 1.425 | 1.5 | [12 empty] | No | Connected | 2020-07-14 | 1.5 | 1.425 | 1.5 | 0.04275 | 0.045 | 2014-02-01 00:00:00
1160001474342 | Clean Electricity Generation UK Ltd | Units 1C & 1D Trafalgar Park, Victory Road, Derby, DE24 8DX | Units 1c & 1d | Trafalgar Park | DERBY | Derbyshire | DE24 8DX | 0 | 0 | To be confirmed | To be confirmed | To be confirmed | Western Power Distribution (East Midlands) plc | Other Generation |  |  |  | 3.515 | 3.7 | [12 empty] | No | Connected | 2020-07-14 | 3.7 | 3.515 | 3.7 | 0.285 | 0.3 | 2012-03-26 00:00:00
1470000253455 | Stantway Solar Farm Limited | Stantway Solar Park |  | The Strand | GLOS | Glos | GL14 1QG | 372856.606 | 213487.987 | PORT HAM 132kV S STN | LYDNEY 33kV S STN | ELTON 33 11kV S STN | Western Power Distribution (West Midlands) plc | Photovoltaic |  |  |  | 1.425 | 1.5 | [12 empty] | No | Connected | 2020-07-14 | 1.5 | 1.425 | 1.5 | 0.038 | 0.04 | 2013-04-01 00:00:00
2200042165082 | Hope Solar Park Limited | Hayle - Gwithian Road, Connor Downs | Hope | Gwithian Road | HAYLE | Cornwall | TR27 5EB | 159757.06 | 39868.422 | Indian Queens S.G.P. | Camborne Bsp | 33kV connection | Western Power Distribution (South West) plc | Photovoltaic |  |  |  | 4.9875 | 5.25 | [12 empty] | No | Connected | 2020-07-14 | 5.25 | 4.9875 | 5.25 | 0.0475 | 0.05 | 2013-12-19 00:00:00
2200042165064 | Callington Solar Park Limited | Callington Haye Lane 33kV Solar Park Haye Farm |  | Haye Lane 33kv Solar Park | CALLINGTON | Cornwall | PL17 7LG | 235232.006 | 70284.861 | Landulph S.G.P. | St Germans Bsp | 33kV connection | Western Power Distribution (South West) plc | Photovoltaic |  |  |  | 4.9875 | 5.25 | [12 empty] | No | Connected | 2020-07-14 | 5.25 | 4.9875 | 5.25 | 0.0475 | 0.05 | 2013-12-18 00:00:00
1470000273451 | R & L Holt Ltd | Sandylands Nurseries |  | Offenham Cross | EVESHAM | Worcestershire | WR11 8RB | 406117.874 | 245363.15 | FECKENHAM 66 11kV S STN | Feckenham 66/11kVDUMMY | EVESHAM 66 11kV S STN | Western Power Distribution (West Midlands) plc | Mini CHP (<1MW) |  |  |  | 1.0735 | 1.13 | [12 empty] | No | Connected | 2020-07-14 | 1.13 | 1.0735 | 1.13 | 1.045 | 1.1 | 2013-02-01 00:00:00
2200042308040 | Photon Power Limited | Radstock Whitchurch Farm, Ston Easton |  | Whitchurch Farm | RADSTOCK |  | BA3 4DW | 363577.122 | 152250.137 | Seabank Sgp | Radstock Bsp 132kv | 33kV connection | Western Power Distribution (South West) plc | Photovoltaic |  |  |  | 4.731 | 4.98 | [12 empty] | No | Connected | 2020-07-14 | 4.98 | 4.75 | 5 | 0.0095 | 0.01 | 2013-12-20 00:00:00
1470000275486 | MSP Kent Ltd | Norton Hall |  | Off Broad Marston Road | MICKLETON | Gloucestershire | GL55 6PX | 414832.341 | 244826.068 | FECKENHAM 66 11kV S STN | Feckenham 66/11kVDUMMY | LONG MARSTON 66 11kV S STN | Western Power Distribution (West Midlands) plc | Photovoltaic |  |  |  | 4.75 | 5 | [12 empty] | No | Connected | 2020-07-14 | 5 | 4.75 | 5 | 0.019 | 0.02 | 2014-04-01 00:00:00
1470000278343 | Mapei (UK) Ltd | Mapei (UK) Ltd, Steelpark Rd, Halesowen, B62 8HD | Mapei | STEELPARK ROAD | HALESOWEN | WEST MIDLANDS | B62 8HD | 397084.953 | 285027.922 | KITWELL 132kV S STN | HALESOWEN 132kV S STN | Halesowen 132/11kVDUMMY | Western Power Distribution (West Midlands) plc | Photovoltaic |  |  |  | 0.2375 | 0.25 | [12 empty] | No | Connected | 2020-07-14 | 0.25 | 0.2375 | 0.25 | 1.14 | 1.2 | 2013-12-21 00:00:00
2200042305485 | Blackdown Solar Power Limited | Tricky Warren PV Farm |  | Tricky Warren | SOMERSET |  | . | 321061.349 | 114790.105 | Taunton S.G.P. | Taunton Main Bsp | 33kV connection | Western Power Distribution (South West) plc | Photovoltaic |  |  |  | 6.783 | 7.14 | [12 empty] | No | Connected | 2020-07-14 | 7.14 | 6.8115 | 7.17 | 0.02375 | 0.025 | 2014-01-16 00:00:00
2100041105609 | Wear Point Wind Limited | Wear Point Wind Farm |  | Wear Point Wind Farm | WATERSON | Pembrokeshire | SA73 1DR | 194239.373 | 204548.767 | Pembroke Power Station | Haverfordwest Grid | 33kV connection | Western Power Distribution (South Wales) plc | Onshore Wind |  |  |  | 7.79 | 8.2 | [12 empty] | No | Connected | 2020-07-14 | 8.2 | 9.5 | 10 | 0.0665 | 0.07 | 2013-12-20 00:00:00
1470000283014 | Intervate Renewable Energy Limited | Intervate Limited, Portersfield Rd, Cradley Heath, West Midlands |  | Portersfield Road | CRADLEY HEATH | West Midlands | B64 7BN | 394698.301 | 285657.08 | KITWELL 132kV S STN | HALESOWEN 132kV S STN | Halesowen 132/11kVDUMMY | Western Power Distribution (West Midlands) plc | Biomass & Energy Crops (not CHP) |  |  |  | 1.425 | 1.5 | [12 empty] | No | Connected | 2020-07-14 | 1.5 | 1.425 | 1.5 | 0.2375 | 0.25 | 2014-10-02 00:00:00
2200042333739 | Yeo Valley Farms (Production) Ltd | Blagdon Lag Farm Production Bath Road | Lag Farm | Bath Road | BRISTOL |  | BS40 7SG | 351680.597 | 158697.929 | Bridgwater S.G.P. | Churchill Bsp 132kv | Blagdon 33/11kv S/S | Western Power Distribution (South West) plc | Photovoltaic |  |  |  | 0.475 | 0.5 | [12 empty] | No | Connected | 2020-07-14 | 0.5 | 0.475 | 0.5 | 2.85 | 3 | 2014-01-14 00:00:00
1470000270353 | Robert Hopkins Environmental Services Ltd | ENERGY RECOVERY SERVICES (WEST MIDLANDS) LTD |  | Bullock Street | WEST BROMWICH | West Midlands | B70 7HE | 400489.932 | 289966.832 | OCKER HILL C 132kV S STN | To be confirmed | Black Lake 132/11kVDUMMY | Western Power Distribution (West Midlands) plc | Biomass & Energy Crops (not CHP) |  |  |  | 3.8 | 4 | [12 empty] | No | Connected | 2020-07-14 | 4 | 3.8 | 4 | 0.76 | 0.8 | 2014-03-15 00:00:00
2200042215255 | Newton Solar Energy Limited | Taunton New Rendy Farm Oake |  | New Rendy Farm | TAUNTON | Somerset | TA4 1BD | 315963.072 | 123822.03 | Taunton S.G.P. | Taunton Main Bsp | 33kV connection | Western Power Distribution (South West) plc | Photovoltaic |  |  |  | 3.876 | 4.08 | [12 empty] | No | Connected | 2020-07-14 | 4.08 | 3.876 | 4.08 | 0.0475 | 0.05 | 2014-01-29 00:00:00
2200042316789 | Solar Energy Renewables LLP | Highbridge Watchfield Lawn Pilmore Lane |  | Watchfield Lawn | HIGHBRIDGE | Somerset | TA9 4LA | 334192.697 | 147811.141 | Bridgwater S.G.P. | Bridgwater Grid Bsp | 33kV connection | Western Power Distribution (South West) plc | Photovoltaic |  |  |  | 7.524 | 7.92 | [12 empty] | No | Connected | 2020-07-14 | 7.92 | 7.733 | 8.14 | 0.0855 | 0.09 | 2014-02-28 00:00:00
2200042314995 | Mendip Solar Ltd | Chewton Mendip Shooters Bottom Solar Farm Townshead Lane |  | Shooters Bottom Farm | CHEWTON MENDIP | Somerset | BA3 4LU | 359092.778 | 150032.39 | Seabank Sgp | Radstock Bsp 132kv | 33kV connection | Western Power Distribution (South West) plc | Photovoltaic |  |  |  | 6.0491 | 6.3675 | [12 empty] | No | Connected | 2020-07-14 | 6.3675 | 6.0496 | 6.368 | 0.02375 | 0.025 | 2014-02-06 00:00:00
1170000306918 | Lightsource SPV 61 Limited | Little Morton Farm |  |  | RETFORD | Nottinghanshire | DN22 8BE | 466971.733 | 379241.871 | STAYTHORPE C 132kV S STN | CHECKERHOUSE 33kV S STN | 33kV connection | Western Power Distribution (East Midlands) plc | Photovoltaic |  |  |  | 11.4 | 12 | [12 empty] | No | Connected | 2020-07-14 | 12 | 11.4 | 12 | 0.095 | 0.1 | 2014-03-31 00:00:00
2200042312881 | Beeston Solar Energy Limited | South Molton Kingsland Barton |  | Kingsland Barton | SOUTH MOLTON |  | EX36 4HP | 269236.55 | 126016.345 | Alverdiscott S.G.P. | Barnstaple Bsp | 33kV connection | Western Power Distribution (South West) plc | Photovoltaic |  |  |  | 4.75 | 5 | [12 empty] | No | Connected | 2020-07-14 | 5 | 4.9875 | 5.25 | 0.0475 | 0.05 | 2014-02-21 00:00:00
1470000292125 | Sainsbury's Supermarkets Limited | BIRMINGHAM, Faraday Avenue |  | Faraday Avenue | COLESHILL | Birmingham | B46 1AL | 420857.536 | 291531.705 | LEA MARSTON 132kV S STN | HAMS HALL SOUTH 132kV S STN | Hams Hall South 132/11kVDUMMY | Western Power Distribution (West Midlands) plc | Photovoltaic |  |  |  | 2.185 | 2.3 | [12 empty] | No | Connected | 2020-07-14 | 2.3 | 2.185 | 2.3 | 2.6125 | 2.75 | 2014-02-24 00:00:00
2198765427530 | Jamont (UK) Limited | Bridgend Paper Mill |  | Bridgend Paper Mill | BRIDGEND |  | CF34 9RS | 0 | 0 | Grange | Grange Bsp | Llynfi | Western Power Distribution (South Wales) plc | Other Generation |  |  |  | 11.894 | 12.52 | [12 empty] | No | Connected | 2020-07-14 | 12.52 | 3.8 | 4 | 14.25 | 15 | 1995-02-17 00:00:00
1160000481065 | ALKANE ENERGY UK LTD | TORAY TEXTILES IMPORT/EXPORT |  | TORAY TEXTILES IMPORT/EXPORT | MANSFIELD | NOTTINGHAM | NG19 0FT | 456987.995 | 361672.788 | CHESTERFIELD 132kV S STN | CLIPSTONE 33kV S STN | CROWN FM 33 11kV S STN | Western Power Distribution (East Midlands) plc | Landfill Gas, Sewage Gas, Biogas (not CHP) |  |  |  | 3.61 | 3.8 | [12 empty] | No | Connected | 2020-07-14 | 3.8 | 3.61 | 3.8 | 0.2375 | 0.25 | 2006-11-01 00:00:00
1170000281193 | Lambridge Solar Ltd | Grange Farm, Burton Pedwardine |  | Asgarby Road | SLEAFORD | Lincolnshire | NG34 0BX | 510791.381 | 343418.896 | BICKER FEN 132kV S STN | SLEAFORD 33kV S STN | 33kV connection | Western Power Distribution (East Midlands) plc | Photovoltaic |  |  |  | 7.125 | 7.5 | [12 empty] | No | Connected | 2020-07-14 | 7.5 | 7.125 | 7.5 | 0.095 | 0.1 | 2014-01-17 00:00:00
1170000306893 | Lightsource SPV 62 Limited | Lodge Farm |  | Long Hedge Lane | ORSTON | Nottinghamshire | NN13 9PL | 477993.273 | 341477.514 | STAYTHORPE C 132kV S STN | HAWTON 33kV S STN | 33kV connection | Western Power Distribution (East Midlands) plc | Photovoltaic |  |  |  | 9.5 | 10 | [12 empty] | No | Connected | 2020-07-14 | 10 | 9.5 | 10 | 0.19 | 0.2 | 2014-03-31 00:00:00
2200042174281 | St Columb Solar Park Limited | Trekenning Farm, St Columb, Cornwall, |  | Trekenning Farm | ST COLUMB | Cornwall | TR8 4JA | 192333.251 | 62304.053 | Indian Queens S.G.P. | Fraddon Bsp | 33kV connection | Western Power Distribution (South West) plc | Photovoltaic |  |  |  | 5.149 | 5.42 | [12 empty] | No | Connected | 2020-07-14 | 5.42 | 5.6667 | 5.965 | 0.0475 | 0.05 | 2014-03-01 00:00:00
2100041182170, 2100041182180 | Associated British Ports South Wales | Newport Associated British Ports |  | Associated British Ports | NEWPORT | Gwent | NP20 2UW | 0 | 0 | Uskmouth | Newport West | Newport West Primary | Western Power Distribution (South Wales) plc | Mixed |  |  |  | 4.6075 | 4.85 | [12 empty] | No | Connected | 2020-07-14 | 4.85 | 4.37 | 4.6 | 9.5 | 10 | 2014-04-01 00:00:00
2200042342079 | Trehawke Solar Limited | Liskeard, Trehawke Farm, Menheniot |  | Trehawke Farm | LISKEARD | Cornwall | PL14 3RH | 231054.706 | 62088.931 | Landulph S.G.P. | St Germans Bsp | 33kV connection | Western Power Distribution (South West) plc | Photovoltaic |  |  |  | 8.645 | 9.1 | [12 empty] | No | Connected | 2020-07-14 | 9.1 | 8.645 | 9.1 | 0.0855 | 0.09 | 2014-03-15 00:00:00
2200042184378 | Four Burrows Solar Park Limited | TRURO Four Burrows Solar Park | Four Burrows Solar Park | Little Lambriggan | TRURO |  | TR4 9NG | 176610.926 | 49460.361 | Indian Queens S.G.P. | Truro Bsp | 33kV connection | Western Power Distribution (South West) plc | Photovoltaic |  |  |  | 5.947 | 6.26 | [12 empty] | No | Connected | 2020-07-14 | 6.26 | 6.555 | 6.9 | 0.0475 | 0.05 | 2014-02-19 00:00:00
1470000289976 | Rainbows Solar Farm Limited | Rainbows Farm |  | Badsey Lane | WILLERSEY | Worcestershire | WR11 7HF | 410446.056 | 240844.073 | FECKENHAM 66 11kV S STN | Feckenham 66/11kVDUMMY | BROADWAY 66 11kV S STN | Western Power Distribution (West Midlands) plc | Photovoltaic |  |  |  | 3.344 | 3.52 | [12 empty] | No | Connected | 2020-07-14 | 3.52 | 3.344 | 3.52 | 0.0475 | 0.05 | 2014-03-01 00:00:00
2100041172109 | Equitix Solar (1) Limited | ST HILARY Garn Farm Solar Farm |  | Garn Farm Solar Farm | ST HILARY | Vale Of Glamorgan | CF71 7DP | 303312.448 | 173518.395 | Aberthaw Power Station | Barry Grid | 33kV connection | Western Power Distribution (South Wales) plc | Photovoltaic |  |  |  | 5.985 | 6.3 | [12 empty] | No | Connected | 2020-07-14 | 6.3 | 6.08 | 6.4 | 0.38 | 0.4 | 2014-03-01 00:00:00
1160001463874 | Beeswax Dyson Farming Ltd | Nocton Fen Adj Unit |  | Nocton Fen Road | NOCTON | Lincolnshire | LN4 2AZ | 509099.76 | 365694.524 | WEST BURTON 132kV S STN | LINCOLN MAIN No 1 33kV S STN | METHERINGHAM 33 11kV S STN | Western Power Distribution (East Midlands) plc | Biomass & Energy Crops (not CHP) |  |  |  | 1.9 | 2 | [12 empty] | No | Connected | 2020-07-14 | 2 | 1.9 | 2 | 0.304 | 0.32 | 2011-12-20 00:00:00
1170000326472 | Northampton General Hospital | Clifftonville Rd |  | Clifftonville Rd | 0 |  | NN1 5BD | 476092.967 | 260207.861 | GRENDON 132kV S STN | NORTHAMPTON 33kV S STN | NORTHAMPTON 11kV S STN | Western Power Distribution (East Midlands) plc | Mini CHP (<1MW) |  |  |  | 1.9 | 2 | [12 empty] | No | Connected | 2020-07-14 | 2 | 0.3325 | 0.35 | 2.85 | 3 | 2014-03-01 00:00:00
2200042323137 | KS SPV 21 Limited | Saltash,North Wayton Farm |  | North Wayton Farm | SALTASH | Cornwall | PL12 6QQ | 241263.746 | 63105.161 | Landulph S.G.P. | Landulph Bsp | 33kV connection | Western Power Distribution (South West) plc | Photovoltaic |  |  |  | 6.3365 | 6.67 | [12 empty] | No | Connected | 2020-07-14 | 6.67 | 6.3365 | 6.67 | 0.0855 | 0.09 | 2014-03-24 00:00:00
2200042329069 | Pitts Farm Limited | Dinder, Pitts farm |  | Pitts Farm | DINDER | Somerset | BA5 3DX | 359197.016 | 145717.736 | Seabank Sgp | Radstock Bsp 132kv | 33kV connection | Western Power Distribution (South West) plc | Photovoltaic |  |  |  | 2.28 | 2.4 | [12 empty] | No | Connected | 2020-07-14 | 2.4 | 2.28 | 2.4 | 0.0475 | 0.05 | 2014-03-25 00:00:00
2200042329087 | Crapnell Farm Limited | Dinder Farm, Chilcote, Nr Wells |  | Dinder Farm | WELLS | Somerset | BA5 3DX | 359153.289 | 145574.106 | Seabank Sgp | Radstock Bsp 132kv | 33kV connection | Western Power Distribution (South West) plc | Photovoltaic |  |  |  | 3.2015 | 3.37 | [12 empty] | No | Connected | 2020-07-14 | 3.37 | 3.2015 | 3.37 | 0.0475 | 0.05 | 2014-03-25 00:00:00
2100041115796 | Rudbaxton Solar Park Limited | Rudbaxton Solar Park | Rudbaxton Solar Farm | Great Rudbaxton Farm | RUDBAXTON | Pembrokeshire | SA62 4DB | 196947.913 | 220975.249 | Pembroke Power Station | Haverfordwest Grid | 33kV connection | Western Power Distribution (South Wales) plc | Photovoltaic |  |  |  | 7.923 | 8.34 | [12 empty] | No | Connected | 2020-07-14 | 8.34 | 8.645 | 9.1 | 0.0475 | 0.05 | 2014-03-31 00:00:00
2200042340889 | GPP Langstone LLP | TAUNTON LOWER MARSH FARM PV SITE 1 | Site 1 | Lower Marsh Farm | TAUNTON | Somerset | TA2 8AB | 322608.907 | 127989.303 | Taunton S.G.P. | Taunton Main Bsp | Staplegrove | Western Power Distribution (South West) plc | Photovoltaic |  |  |  | 2.375 | 2.5 | [12 empty] | No | Connected | 2020-07-14 | 2.5 | 2.375 | 2.5 | 0.04275 | 0.045 | 2014-03-20 00:00:00
2200042340903 | GPP Langstone LLP | TAUNTON LOWER MARSH FARM PV SITE 2 | Site 2 | Lower Marsh Farm | TAUNTON | Somerset | TA2 8AB | 322608.907 | 127989.303 | Taunton S.G.P. | Taunton Main Bsp | Staplegrove | Western Power Distribution (South West) plc | Photovoltaic |  |  |  | 2.375 | 2.5 | [12 empty] | No | Connected | 2020-07-14 | 2.5 | 2.375 | 2.5 | 0.04275 | 0.045 | 2014-03-20 00:00:00
2100041201327 | Betingau Solar Limited | Cefn Betingau Farm, Swansea | Cefn Betingau Farm | Rhydypandy Road | SWANSEA |  | SA6 6NX | 266323.419 | 201218.124 | Swansea North Grid | Swansea North Bsp | 33kV connection | Western Power Distribution (South Wales) plc | Photovoltaic |  |  |  | 8.3125 | 8.75 | [12 empty] | No | Connected | 2020-07-14 | 8.75 | 8.55 | 9 | 0.02375 | 0.025 | 2014-03-31 00:00:00
2200042315785 | Elgin Energy 8 Limited | LISKEARD TREWIDLAND FARM ST KEYNE |  | Trewidland Farm | LISKEARD | Cornwall | PL14 4SP | 226130.638 | 59381.344 | Landulph S.G.P. | St Germans Bsp | 33kV connection | Western Power Distribution (South West) plc | Photovoltaic |  |  |  | 5.13 | 5.4 | [12 empty] | No | Connected | 2020-07-14 | 5.4 | 4.75 | 5 | 0.0285 | 0.03 | 2014-03-14 00:00:00
2200042346000 | Elgin Energy 9 Limited | Trequite, Liskeard,Cornwall |  |  | LISKEARD | Cornwall | PL14 3RQ | 231767.13 | 61066.491 | Landulph S.G.P. | St Germans Bsp | 33kV connection | Western Power Distribution (South West) plc | Photovoltaic |  |  |  | 11.286 | 11.88 | [12 empty] | No | Connected | 2020-07-14 | 11.88 | 9.405 | 9.9 | 0.0285 | 0.03 | 2014-03-14 00:00:00
2100041202640 | Monsolar IQ Limited | Woden Solar Park Michaelstone La Pit |  | Cwrt Yr Ala Rd | CARDIFF |  | CF5 5QS | 313806.822 | 175122.687 | Aberthaw Power Station | Cardiff West Grid | Highmead | Western Power Distribution (South Wales) plc | Photovoltaic |  |  |  | 0.95 | 1 | [12 empty] | No | Connected | 2020-07-14 | 1 | 4.7424 | 4.992 | 0.02375 | 0.025 | 2014-03-17 00:00:00
2200042297587 | Aurum Solar Bodmin Limited | Bodmin Outland Woods, Bodiniel Farm | Outland Woods | Bodiniel Farm | BODMIN | Cornwall | PL31 2PF | 206236.504 | 68492.428 | Indian Queens S.G.P. | St Tudy Bsp | 33kV connection | Western Power Distribution (South West) plc | Photovoltaic |  |  |  | 3.99 | 4.2 | [12 empty] | No | Connected | 2020-07-14 | 4.2 | 3.99 | 4.2 | 0.0285 | 0.03 | 2014-03-31 00:00:00
2200042340230 | Goonhilly Solar Limited | Goonhilly 33kV Solar Park |  | Goonhilly Solar Park | GOONHILLY | Cornwall | TR12 7AZ | 170477.987 | 20476.989 | Indian Queens S.G.P. | Rame Bsp | 33kV connection | Western Power Distribution (South West) plc | Photovoltaic |  |  |  | 3.762 | 3.96 | [12 empty] | No | Connected | 2020-07-14 | 3.96 | 3.762 | 3.96 | 0.095 | 0.1 | 2014-03-07 00:00:00
1470000270353 | Robert Hopkins Environmental Services Ltd | ENERGY RECOVERY SERVICES (WEST MIDLANDS) LTD |  | Bullock Street | WEST BROMWICH | West Midlands | B70 7HE | 400489.932 | 289966.832 | OCKER HILL C 132kV S STN | To be confirmed | Black Lake 132/11kVDUMMY | Western Power Distribution (West Midlands) plc | Biomass & Energy Crops (not CHP) |  |  |  | 3.8 | 4 | [12 empty] | No | Connected | 2020-07-14 | 4 | 3.8 | 4 | 0.76 | 0.8 | 2014-03-15 00:00:00
1470000278478 | Bypass Nurseries LSPV Ltd | Bypass Nurseries |  | A44 Evesham Bypass | EVESHAM | Worcestershire | WR11 8UB | 405437.615 | 244987.161 | FECKENHAM 66 11kV S STN | Feckenham 66/11kVDUMMY | EVESHAM 66 11kV S STN | Western Power Distribution (West Midlands) plc | Photovoltaic |  |  |  | 3.325 | 3.5 | [12 empty] | No | Connected | 2020-07-14 | 3.5 | 3.325 | 3.5 | 0.02375 | 0.025 | 2014-03-28 00:00:00
2200042324460 | Lightsource SPV 59 Limited | Great Torrington Week Farm Solar Park (EHV) |  | Week Farm Solar Park | GREAT TORRINGTON | Devon | EX38 7HU | 251356.298 | 119225.116 | Alverdiscott S.G.P. | East Yelland Bsp | 33kV connection | Western Power Distribution (South West) plc | Photovoltaic |  |  |  | 2.736 | 2.88 | [12 empty] | No | Connected | 2020-07-14 | 2.88 | 3.0096 | 3.168 | 0.0475 | 0.05 | 2014-03-18 00:00:00
2200042242899 | TGC Solar 83 Limited | Land near Hazard Farm,Totnes Devon |  | Land Near Hazard Farm | TOTNES | Devon | TQ9 6DN | 274911.968 | 59407.853 | Abham S.G.P. | Totnes Bsp | 33kV connection | Western Power Distribution (South West) plc | Photovoltaic |  |  |  | 6.08 | 6.4 | [12 empty] | No | Connected | 2020-07-14 | 6.4 | 4.7025 | 4.95 | 0.02375 | 0.025 | 2014-03-21 00:00:00
2200042343221 | Lightsource SPV 2 Limited | Shepton Mallet New Row Farm |  | New Row Farm | SHEPTON MALLET | Somerset | BA4 4JT | 362518.098 | 144470.32 | Seabank Sgp | Radstock Bsp 132kv | 33kV connection | Western Power Distribution (South West) plc | Photovoltaic |  |  |  | 3.705 | 3.9 | [12 empty] | No | Connected | 2020-07-14 | 3.9 | 3.705 | 3.9 | 0.0475 | 0.05 | 2014-03-25 00:00:00
2200042215097 | Whitley Solar Park (Ashcott Farm) Limited | STREET Whitley Farm Solar Park |  | Whitley Farm Solar Park | STREET | Somerset | . | 344584.877 | 137006.921 | Bridgwater S.G.P. | Bridgwater Grid Bsp | 33kV connection | Western Power Distribution (South West) plc | Photovoltaic |  |  |  | 5.7 | 6 | [12 empty] | No | Connected | 2020-07-14 | 6 | 5.7 | 6 | 0.07125 | 0.075 | 2014-03-14 00:00:00
2200042171192 | TGC Solar 68 Limited | Rew Farm, Sweethouse, Nr Lanhydrock, Bodmin | Rew Farm | Sweethouse | BODMIN | Cornwall | PL30 5AW | 208900.983 | 61693.959 | Indian Queens S.G.P. | Fraddon Bsp | 33kV connection | Western Power Distribution (South West) plc | Photovoltaic |  |  |  | 4.332 | 4.56 | [12 empty] | No | Connected | 2020-07-14 | 4.56 | 4.085 | 4.3 | 0.02375 | 0.025 | 2014-03-21 00:00:00
2200042342041 | WSE Pyde Drove Limited | Pyde Drove, Woolavington,Somerset |  | Pyde Drove | WOOLAVINGTON | Somerset | TA7 8FF | 335319.821 | 142820.537 | Bridgwater S.G.P. | Bridgwater Grid Bsp | 33kV connection | Western Power Distribution (South West) plc | Photovoltaic |  |  |  | 6.27 | 6.6 | [12 empty] | No | Connected | 2020-07-14 | 6.6 | 6.65 | 7 | 0.057 | 0.06 | 2014-03-21 00:00:00
1470000190530 | Veolia ES Shropshire Ltd | SHREWSBURY VANGUARD WAY | Bolingbroke House | Vanguard Way | SHREWSBURY | Shropshire | SY1 3TG | 350986.13 | 316343.8 | SHREWSBURY 132kV S STN | Shrewsbury 132/33kVDUMMY | 33kV connection | Western Power Distribution (West Midlands) plc | Mixed |  |  |  | 9.215 | 9.7 | [12 empty] | No | Connected | 2020-07-14 | 9.7 | 9.215 | 9.7 | 1.33 | 1.4 | 2014-07-31 00:00:00
2200042333687 | Voltaise (UK) Limited | Bodmin Kerriers Farm Solar Park |  | Kerriers Farm | BODMIN | Cornwall | PL30 5LP | 200171.539 | 63870.646 | Indian Queens S.G.P. | St Tudy Bsp | 33kV connection | Western Power Distribution (South West) plc | Photovoltaic |  |  |  | 7.752 | 8.16 | [12 empty] | No | Connected | 2020-07-14 | 8.16 | 7.752 | 8.16 | 0.0475 | 0.05 | 2014-03-31 00:00:00
2200042214720 | Penare Farm Solar Park Limited | Truro Penare Farm Shortlanesend |  | Penare Farm | TRURO | Cornwall | TR4 9DG | 181002.037 | 49242.493 | Indian Queens S.G.P. | Truro Bsp | 33kV connection | Western Power Distribution (South West) plc | Photovoltaic |  |  |  | 7.923 | 8.34 | [12 empty] | No | Connected | 2020-07-14 | 8.34 | 7.923 | 8.34 | 0.18525 | 0.195 | 2014-03-17 00:00:00
1100051165611 | MABLETHORPE WIND PARK LIMITED | MABLETHORPE Water Treatment Works Mile End Lane LN12 2QW | Water Treatment Works | Mile End Lane | MABLETHORPE | Lincolnshire | LN12 2QW | 549040.561 | 382475.514 | BICKER FEN 132kV S STN | SKEGNESS 33kV S STN | TRUSTHORPE 33 11kV S STN | Western Power Distribution (East Midlands) plc | Onshore Wind |  |  |  | 1.14 | 1.2 | [12 empty] | No | Connected | 2020-07-14 | 1.2 | 1.14 | 1.2 | 0.475 | 0.5 | 2002-06-26 00:00:00
2200042315749 | Kernick and Trethosa Solar Limited | St Columb, St Stephen Solar Park |  | St Stephen Solar Park | ST STEPHEN | Cornwall | PL26 7QJ | 193507.572 | 54940.534 | Indian Queens S.G.P. | Fraddon Bsp | 33kV connection | Western Power Distribution (South West) plc | Photovoltaic |  |  |  | 11.172 | 11.76 | [12 empty] | No | Connected | 2020-07-14 | 11.76 | 11.172 | 11.76 | 0.0475 | 0.05 | 2014-03-25 00:00:00
2100041201309 | Elgin Energy 7 Limited | Clawdd Ddu Farm, Pontarddulais | Clawdd Ddu Farm | Pontarddulais | AMMANFORD |  | SA18 3RE | 259866.55 | 209311.447 | Swansea North Grid | Ammanford Grid | 33kV connection | Western Power Distribution (South Wales) plc | Photovoltaic |  |  |  | 10.9725 | 11.55 | [12 empty] | No | Connected | 2020-07-14 | 11.55 | 11.685 | 12.3 | 0.0285 | 0.03 | 2014-03-31 00:00:00
1170000336382 | Defence Infrastructure Organisation | OAKHAM, St. Georges Barracks |  | St. Georges Barracks | OAKHAM | Leicestershire | LE15 8RL | 493194.85 | 304710.617 | GRENDON 132kV S STN | OAKHAM 33kV S STN | EMPINGHAM 33 11kV S STN | Western Power Distribution (East Midlands) plc | Mixed |  |  |  | 0.1995 | 0.21 | [12 empty] | No | Connected | 2020-07-14 | 0.21 | 0 | 0 | 1.1542 | 1.215 | 2012-04-17 00:00:00
2200042352183 | Sunsave 12 (Derriton Fields) Limited | Derriton Fields, Holsworthy |  | Derriton Fields | HOLSWORTHY | Devon | EX22 6JX | 233098.593 | 102688.812 | Alverdiscott S.G.P. | Pyworthy Bsp | 33kV connection | Western Power Distribution (South West) plc | Photovoltaic |  |  |  | 9.044 | 9.52 | [12 empty] | No | Connected | 2020-07-14 | 9.52 | 9.044 | 9.52 | 0.057 | 0.06 | 2014-03-19 00:00:00
1170000323133 | Volkswagen Group UK Limited | VOLKSWAGEN GROUP |  | VOLKSWAGEN GROUP | DORDON | TAMWORTH | B78 1SZ | 425412.139 | 299364.484 | LEA MARSTON 132kV S STN | TAMWORTH 33kV S STN | BIRCH COPPICE 33 11kV S STN | Western Power Distribution (East Midlands) plc | Photovoltaic |  |  |  | 1.425 | 1.5 | [12 empty] | No | Connected | 2020-07-14 | 1.5 | 1.425 | 1.5 | 1.9 | 2 | 2014-05-01 00:00:00
2200042291229 | Arevalous Power SPV 1 Limited | Rockbeare, Till House, Saundercroft Road |  | Till House | NEAR ROCKBEARE | Devon | EX5 3BB | 301310.835 | 96863.657 | Exeter Main S.G.P. | Exeter Main Bsp | 33kV connection | Western Power Distribution (South West) plc | Photovoltaic |  |  |  | 7.6475 | 8.05 | [12 empty] | No | Connected | 2020-07-14 | 8.05 | 7.6475 | 8.05 | 0.095 | 0.1 | 2014-03-28 00:00:00
2100041150842 | Milford Haven Properties Limited | Liddeston Ridge, Milford Haven |  | Liddeston Ridge | MILFORD HAVEN | Pembrokeshire | SA73 3LS | 189907.132 | 206569.654 | Pembroke Power Station | Haverfordwest Grid | 33kV connection | Western Power Distribution (South Wales) plc | Photovoltaic |  |  |  | 4.7443 | 4.994 | [12 empty] | No | Connected | 2020-07-14 | 4.994 | 4.9875 | 5.25 | 0.02375 | 0.025 | 2014-03-21 00:00:00
1470000275556 | AEE Renewables UK 31 Limited | Says Court Farm |  | Badminton Road | BRISTOL | South Gloucestershire | BS36 2NY | 369115.954 | 180677.928 | IRON ACTON 132kV S STN | CHIPPING SODBURY 132kV S STN | 33kV connection | Western Power Distribution (West Midlands) plc | Photovoltaic |  |  |  | 14.25 | 15 | [12 empty] | No | Connected | 2020-07-14 | 15 | 14.25 | 15 | 0.019 | 0.02 | 2014-03-24 00:00:00
1170000313171 | Lightsource SPV 37 Limited | Ermine Farm |  |  | GRANTHAM | Lincolnshire | NG32 3RN | 500736.289 | 346752.153 | BICKER FEN 132kV S STN | SLEAFORD 33kV S STN | 33kV connection | Western Power Distribution (East Midlands) plc | Photovoltaic |  |  |  | 25.65 | 27 | [12 empty] | No | Connected | 2020-07-14 | 27 | 25.65 | 27 | 0.19 | 0.2 | 2014-03-27 00:00:00
1170000300891 | Network Rail Infrastructure Limited | Hunters Lane Rugby | Roc | Hunters Lane | RUGBY |  | CV21 1EA | 0 | 0 | To be confirmed | To be confirmed | To be confirmed | Western Power Distribution (East Midlands) plc | Photovoltaic |  |  |  | 0.6859 | 0.722 | [12 empty] | No | Connected | 2020-07-14 | 0.722 | 0.0361 | 0.038 | 1.1875 | 1.25 | 2014-04-14 00:00:00
2100041150790 | KS SPV 23 Limited | WHITLAND Caermelyn Solar Farm |  | Caermelyn Solar Farm | WHITLAND | Carmarthenshire | SA34 0SS | 218526.16 | 217966.595 | Pembroke Power Station | Haverfordwest Grid | 33kV connection | Western Power Distribution (South Wales) plc | Photovoltaic |  |  |  | 14.2306 | 14.9796 | [12 empty] | No | Connected | 2020-07-14 | 14.9796 | 14.25 | 15 | 0.1425 | 0.15 | 2014-03-31 00:00:00
2200042218414 | Pitworthy Solar Limited | Holsworthy Pitworthy Solar Farm |  | Pitworthy Solar Farm | HOLSWORTHY | Devon | EX22 7JT | 228744.892 | 104885.865 | Alverdiscott S.G.P. | Pyworthy Bsp | 33kV connection | Western Power Distribution (South West) plc | Photovoltaic |  |  |  | 11.6679 | 12.282 | [12 empty] | No | Connected | 2020-07-14 | 12.282 | 11.6679 | 12.282 | 0.057 | 0.06 | 2014-03-28 00:00:00
1170000326463 | Hazel Capital Development (Wrangle) Limited | Land at Wrangle Farm |  | Adj Ings Drove | BOSTON | Lincolnshire | PE22 0PZ | 538502.196 | 349347.408 | WALPOLE 132kV S STN | BOSTON 33kV S STN | 33kV connection | Western Power Distribution (East Midlands) plc | Photovoltaic |  |  |  | 8.55 | 9 | [12 empty] | No | Connected | 2020-07-14 | 9 | 8.55 | 9 | 0.057 | 0.06 | 2014-03-26 00:00:00
1170000271353 | Holbeach Biogas Limited | Manor Farm |  |  | SPALDING | Lincolnshire | PE12 8LR | 540306.7 | 328469.391 | WALPOLE 132kV S STN | SPALDING CLAY LAKE 33kV S STN | HOLBEACH 33 11kV S STN | Western Power Distribution (East Midlands) plc | To be confirmed |  |  |  | 0 | 0 | [12 empty] | No | Connected | 2020-07-14 | 0 | 0.76 | 0.8 | 1.615 | 1.7 | 0
1470000303910 | Vale Green Energy | Rotherdale Farm |  | Long Lane | PERSHORE | Worcestershire | WH10 2LA | 396571.276 | 250656.022 | FECKENHAM 66 11kV S STN | Feckenham 66/11kVDUMMY | 66kV connection | Western Power Distribution (West Midlands) plc | Photovoltaic |  |  |  | 14.25 | 15 | [12 empty] | No | Connected | 2020-07-14 | 15 | 14.25 | 15 | 0.095 | 0.1 | 2014-06-05 00:00:00
1470000299469 | PV Growth Ltd | Wroxton PV Array | Wroxton Pv Array | Ironstone Road | BANBURY | Oxfordshire | OX15 6ED | 440130.692 | 242363.669 | FECKENHAM 66 11kV S STN | Feckenham 66/11kVDUMMY | EPWELL 66 11kV S STN | Western Power Distribution (West Midlands) plc | Photovoltaic |  |  |  | 1.425 | 1.5 | [12 empty] | No | Connected | 2020-07-14 | 1.5 | 1.425 | 1.5 | 0.0665 | 0.07 | 2014-03-31 00:00:00
1470000310449 | Spirax Sarco Ltd | RUNNINGS ROAD | Spirax Sarco Ltd | RUNNINGS ROAD | GLOUCESTERSHIRE |  | GL51 9NQ | 393355.487 | 224612.029 | PORT HAM 132kV S STN | MARLE HILL 132 66kV S STN | Marle Hill 132/66/11kVDUMMY | Western Power Distribution (West Midlands) plc | Mini CHP (<1MW) |  |  |  | 0.133 | 0.14 | [12 empty] | No | Connected | 2020-07-14 | 0.14 | 1.14 | 1.2 | 1.425 | 1.5 | 2014-04-04 00:00:00
1170000337517 | Argyll Solar Limited | Burton Pedwardine Phase 2 |  | Grange Farm, Asgarby Road | SLEAFORD | Loncolshire | NG34 9NS | 510476.456 | 343452.693 | BICKER FEN 132kV S STN | SLEAFORD 33kV S STN | 33kV connection | Western Power Distribution (East Midlands) plc | Photovoltaic |  |  |  | 3.5625 | 3.75 | [12 empty] | No | Connected | 2020-07-14 | 3.75 | 3.325 | 3.5 | 0.095 | 0.1 | 2014-03-31 00:00:00
2200042119866 | Coombe Fisheries Ltd | Barnstaple - HV 2014 Supply at Riverside Road Pottington Industrial Estate |  | Riverside Road | BARNSTAPLE | Devon | EX31 1QN | 254697.512 | 133757.106 | Alverdiscott S.G.P. | East Yelland Bsp | Barnstaple Quay | Western Power Distribution (South West) plc | Photovoltaic |  |  |  | 0.096187 | 0.10125 | [12 empty] | No | Connected | 2020-07-14 | 0.10125 | 0.057 | 0.06 | 1.0925 | 1.15 | 2012-05-10 00:00:00
2100041150772 | St Modwen Properties plc | Baglan Bay Solar Farm, Port Talbot |  | Baglan Bay Solar Farm | BAGLAN BAY | Port Talbot | SA12 | 273228.831 | 191947.721 | Swansea North Grid | Briton Ferry Grid | 33kV connection | Western Power Distribution (South Wales) plc | Photovoltaic |  |  |  | 4.18 | 4.4 | [12 empty] | No | Connected | 2020-07-14 | 4.4 | 4.75 | 5 | 0.019 | 0.02 | 2014-05-01 00:00:00
1470000278185 | Beegreen Solar Ltd | Hurst Farm Solar Site |  | Lydney Bypass | LYDNEY | Glos | GL15 4LH | 365015.39 | 203422.696 | PORT HAM 132kV S STN | LYDNEY 33kV S STN | MEAD LA 33 11kV S STN | Western Power Distribution (West Midlands) plc | Photovoltaic |  |  |  | 3.895 | 4.1 | [12 empty] | No | Connected | 2020-07-14 | 4.1 | 3.895 | 4.1 | 0.038 | 0.04 | 2014-01-01 00:00:00
1470000283690 | WSS Hayford Farm Solar Park Limited | Hayford Farm |  |  | SHREWSBURY | Shropshire | SY5 9PF | 336363.607 | 310347.532 | SHREWSBURY 132kV S STN | Shrewsbury 132/33kVDUMMY | 33kV connection | Western Power Distribution (West Midlands) plc | Photovoltaic |  |  |  | 14.25 | 15 | [12 empty] | No | Connected | 2020-07-14 | 15 | 14.25 | 15 | 0.095 | 0.1 | 2014-07-01 00:00:00
1470000426091, 1470000426107 | Gloucestershire Hospitals NHS Foundation Trust | Cheltenham General Hospital | Cheltenham General Hospital | Sandford Road | CHELT | Glos | GL53 7AN | 395131.62 | 221649.346 | PORT HAM 132kV S STN | MONTPELLIER 132kV S STN | Montpellier 132/11kVDUMMY | Western Power Distribution (West Midlands) plc | Small CHP (>1MW, <5MW) |  |  |  | 0.51585 | 0.543 | [12 empty] | No | Connected | 2020-07-14 | 0.543 | 0.51585 | 0.543 | 1.52 | 1.6 | 2014-06-01 00:00:00
2200042333710 | Keystone Power Limited | Plymouth Energy Park STOR 1 (former Toshiba Factory) Ernesettle Lane |  | Plymouth Energy Park | PLYMOUTH | Devon | . | 244668.406 | 60219.101 | Landulph S.G.P. | Ernesettle Bsp | 33kV connection | Western Power Distribution (South West) plc | Other Generation |  |  |  | 18.24 | 19.2 | [12 empty] | No | Connected | 2020-07-14 | 19.2 | 19 | 20 | 0.19 | 0.2 | 2014-05-15 00:00:00
1100771075253 | Alkane Energy UK Limited | Old Mill Lane Industrial Estate |  | Raymond Way | MANSFIELD WOODHOUSE | Nottinghamshire | NG19 9BG | 454689.135 | 362050.538 | CHESTERFIELD 132kV S STN | MANSFIELD 33kV S STN | MANSFIELD 11kV S STN | Western Power Distribution (East Midlands) plc | Mixed |  |  |  | 1.425 | 1.5 | [12 empty] | No | Connected | 2020-07-14 | 1.5 | 1.425 | 1.5 | 0.095 | 0.1 | 2005-07-26 00:00:00
2200042354214 | Woodland Barton Wind LLP | Roche Woodland Barton Victoria Windfarm |  | Victoria Windfarm | ROCHE | Cornwall | . | 199907.363 | 61983.556 | Indian Queens S.G.P. | St Austell Bsp | 33kV connection | Western Power Distribution (South West) plc | Onshore Wind |  |  |  | 3.61 | 3.8 | [12 empty] | No | Connected | 2020-07-14 | 3.8 | 3.61 | 3.8 | 0.0475 | 0.05 | 2014-07-28 00:00:00
1160001263231, 1160001263240 | Tesco Stores Limited | Fenny Lock, Bletcham Way, MILTON KEYNES |  | Bletcham Way | MILTON KEYNES | Bucks | MK1 1QA | 488495.502 | 234945.591 | EAST CLAYDON 132KV S STN | BLETCHLEY 33KV S STN | VICTORIA ROAD 33 11kV S STN | Western Power Distribution (East Midlands) plc | Other Generation |  |  |  | 1.52 | 1.6 | [12 empty] | No | Connected | 2020-07-14 | 1.6 | 1.52 | 1.6 | 1.045 | 1.1 | 2010-06-29 00:00:00
1170000346502 | Lowther Farms | Ashby Lane Farm |  |  | NORTHAMPTON |  | NN6 8GP | 466649.386 | 274054.755 | COVENTRY 132kV S STN | DAVENTRY 33KV S STN | WEST HADDON 33 11kV S STN | Western Power Distribution (East Midlands) plc | Photovoltaic |  |  |  | 1.425 | 1.5 | [12 empty] | No | Connected | 2020-07-14 | 1.5 | 1.425 | 1.5 | 0.076 | 0.08 | 2014-07-18 00:00:00
2100041197878 | Rashmika SPV1 Limited | Bary Sutton Farm Solar Park |  | Sutton Farm Solar Park | BARRY |  | CF62 3AA | 307815.645 | 169656.411 | Aberthaw Power Station | East Aberthaw | 33kV connection | Western Power Distribution (South Wales) plc | Photovoltaic |  |  |  | 5.32 | 5.6 | [12 empty] | No | Connected | 2020-07-14 | 5.6 | 5.32 | 5.6 | 0.0665 | 0.07 | 2014-03-31 00:00:00
2100041197896 | Oda Solar SPV1 Limited | Loughor Solar park, Aberthaw |  | Loughor Solar Park | BARRY | Vale Of Glamorgan | CF62 4JA | 302537.113 | 167260.531 | Aberthaw Power Station | East Aberthaw | 33kV connection | Western Power Distribution (South Wales) plc | Photovoltaic |  |  |  | 3.99 | 4.2 | [12 empty] | No | Connected | 2020-07-14 | 4.2 | 4.446 | 4.68 | 0.0285 | 0.03 | 2014-03-31 00:00:00
1170000388229 | Barclaycard PLC | 1234 Pavillion Drive, Northampton NN4 7SG |  | Pavillion Drive | Northamptonshire |  | NN4 7SG | 477080.636 | 258432.319 | GRENDON 132kV S STN | NORTHAMPTON 33kV S STN | BRACKMILLS 33 11kV S STN | Western Power Distribution (East Midlands) plc | Photovoltaic |  |  |  | 0.0475 | 0.05 | [12 empty] | No | Connected | 2020-07-14 | 0.05 | 0.0475 | 0.05 | 2.28 | 2.4 | 2014-06-30 00:00:00
2200042392502 | Good Energy Generation Limited | Hazel Solar Creathorne Farm Poundstock |  | Creathorne Farm Solar | BUDE | Cornwall | EX23 0NE | 220865.775 | 102606.902 | Alverdiscott S.G.P. | Pyworthy Bsp | Stratton | Western Power Distribution (South West) plc | Photovoltaic |  |  |  | 1.7575 | 1.85 | [12 empty] | No | Connected | 2020-07-14 | 1.85 | 1.7575 | 1.85 | 0.0475 | 0.05 | 2014-07-31 00:00:00
1100770303406 | Nottingham Trent University | Brackenhurst Hall , Nottingham Road |  | Brackenhurst Hall , Nottingham Road | SOUTHWELL | Nottinghamshire | NG25 0QF | 469559.901 | 352360.733 | STAYTHORPE C 132kV S STN | HAWTON 33kV S STN | SOUTHWELL 33 11kV S STN | Western Power Distribution (East Midlands) plc | Mixed |  |  |  | 0.89483 | 0.94193 | [12 empty] | No | Connected | 2020-07-14 | 0.94193 | 0.095 | 0.1 | 1.9 | 2 | 2003-01-01 00:00:00
2200042172930 | Lumicity 2 Limited | Ilfracombe West Hill Farm West Dean |  | West Hill Farm | ILFRACOMBE | Devon | EX34 8NF | 250300.271 | 140597.559 | Alverdiscott S.G.P. | East Yelland Bsp | 33kV connection | Western Power Distribution (South West) plc | Photovoltaic |  |  |  | 7.315 | 7.7 | [12 empty] | No | Connected | 2020-07-14 | 7.7 | 8.9633 | 9.435 | 0.0665 | 0.07 | 2014-07-31 00:00:00
1170000388752 | Welbeck Solar Limited | Welbeck Colliery |  | Elkesley Road | MANSFIELD | Nottinghamshire | NG20 9PU | 456995.704 | 369744.553 | CHESTERFIELD 132kV S STN | CLIPSTONE 33kV S STN | 33kV connection | Western Power Distribution (East Midlands) plc | Photovoltaic |  |  |  | 9.12 | 9.6 | [12 empty] | No | Connected | 2020-07-14 | 9.6 | 9.12 | 9.6 | 0.095 | 0.1 | 2014-07-24 00:00:00
1170000369110 | Bulls Head Solar Limited | Eakley Lanes North PV |  | Eakley Lanes Solar Park North | NEWPORT PAGNELL | Buckinghamshire | MK16 8LP | 481473.491 | 251170.512 | GRENDON 132kV S STN | NORTHAMPTON EAST 33kV S STN | 33kV connection | Western Power Distribution (East Midlands) plc | Photovoltaic |  |  |  | 4.75 | 5 | [12 empty] | No | Connected | 2020-07-14 | 5 | 4.75 | 5 | 0.095 | 0.1 | 2014-09-01 00:00:00
1170000369147 | SL Solar Services Limited | Eakley Lanes South PV |  | Eakley Lanes Solar Park South | NEWPORT PAGNELL | Buckinghamshire | MK16 8LP | 481649.542 | 250592.655 | GRENDON 132kV S STN | NORTHAMPTON EAST 33kV S STN | 33kV connection | Western Power Distribution (East Midlands) plc | Photovoltaic |  |  |  | 4.75 | 5 | [12 empty] | No | Connected | 2020-07-14 | 5 | 4.75 | 5 | 0.76 | 0.8 | 2014-09-01 00:00:00
1170000305107 | Sun Glow Power Limited | Solar Farm, Mallory Road, Bishops Tachbrook, Warwick, CV34 6SU |  | Mallory Road, | WARWICK, |  | CV34 6SU | 430601.675 | 261417.802 | BERKSWELL 132kV S STN | WARWICK 33kV S STN | BANBURY ROAD 33 11kV S STN | Western Power Distribution (East Midlands) plc | Photovoltaic |  |  |  | 3.325 | 3.5 | [12 empty] | No | Connected | 2020-07-14 | 3.5 | 3.325 | 3.5 | 0.02375 | 0.025 | 2014-12-01 00:00:00
1170000391462 | Culworth Grounds Solar Limited | Culworth Solar |  | Banbury Lane | BANBURY | Oxfordshire | OX17 2HW | 454400.495 | 245604.041 | EAST CLAYDON 132KV S STN | BRACKLEY 132kV S STN | THENFORD 33 11kV S STN | Western Power Distribution (East Midlands) plc | Photovoltaic |  |  |  | 3.04 | 3.2 | [12 empty] | No | Connected | 2020-07-14 | 3.2 | 3.04 | 3.2 | 0.0285 | 0.03 | 2014-11-01 00:00:00
1130000054953 | Severn Trent Water Limited | Wanlip (STW) |  | Fillingate Lane | LEICESTER | Leicestershire | LE7 4PF | 459627.268 | 311749.823 | RATCLIFFE ON SOAR 132kV S STN | WILLOUGHBY 33kV S STN | MOUNTSORREL 33 11kV S STN | Western Power Distribution (East Midlands) plc | Landfill Gas, Sewage Gas, Biogas (not CHP) |  |  |  | 1.0982 | 1.156 | [12 empty] | No | Connected | 2020-07-14 | 1.156 | 0.76 | 0.8 | 4.275 | 4.5 | 2009-05-16 00:00:00
1100051050600 | British Sugar plc | Newark Sugar Factory, Muskham Road, |  | Newark Sugar Factory, Muskham Road | Notts | Nottinghamshire | NG24 1DL | 479441.98 | 355193.544 | STAYTHORPE C 132kV S STN | HAWTON 33kV S STN | NEWARK JUNCTION 33 11kV S STN | Western Power Distribution (East Midlands) plc | Medium CHP (>5MW,<50MW) |  |  |  | 9.5 | 10 | [12 empty] | No | Connected | 2020-07-14 | 10 | 3.23 | 3.4 | 3.23 | 3.4 | 2013-08-21 00:00:00
1160001301515 | Staples Brothers Ltd | Staples Vegetables | Marsh Farm | Sea Lane | BOSTON | Lincolnshire | PE22 9HE | 544596.706 | 350667.281 | WALPOLE 132kV S STN | BOSTON 33kV S STN | WRANGLE 33 11kV S STN | Western Power Distribution (East Midlands) plc | Biomass & Energy Crops (not CHP) |  |  |  | 2.28 | 2.4 | [12 empty] | No | Connected | 2020-07-14 | 2.4 | 2.28 | 2.4 | 1.71 | 1.8 | 2011-01-06 00:00:00
1430000001370, 1430000001360 | University Of Birmingham | EDGBASTON, University of Birmingham | Maintenance Building | Chp Station | EDGBASTON | Birmingham | B15 2TT | 0 | 0 | KITWELL 132kV S STN | 132kV connection | 132kV connection | Western Power Distribution (West Midlands) plc | Mixed |  |  |  | 13.7852 | 14.5107 | [12 empty] | No | Connected | 2020-07-14 | 14.5107 | 6.65 | 7 | 14.25 | 15 | 2000-08-01 00:00:00
2200031823558 | Four Burrows Ltd | TRURO FOUR BURROWS WINDFARM |  | Four Burrows Windfarm | TRURO | Cornwall | TR2 4DT | 176821.527 | 48433.92 | Indian Queens S.G.P. | Truro Bsp | 33kV connection | Western Power Distribution (South West) plc | Onshore Wind |  |  |  | 4.275 | 4.5 | [12 empty] | No | Connected | 2020-07-14 | 4.5 | 4.275 | 4.5 | 0.095 | 0.1 | 1994-11-07 00:00:00
1470000344990 | Charles Ransford & Son Ltd | Timber Yard |  | Timber Yard | Bishops Castle | Shropshire | SY9 5AQ | 332626.02 | 288723.415 | BISHOPS WOOD 132kV S STN | LUDLOW 132kV S STN | BISHOPS CASTLE 33 11kV S STN | Western Power Distribution (West Midlands) plc | Photovoltaic |  |  |  | 0.61275 | 0.645 | [12 empty] | No | Connected | 2020-07-14 | 0.645 | 0.61275 | 0.645 | 1.2587 | 1.325 | 2014-08-26 00:00:00
2100041200262 | Tiers Cross Solar Limited | Tiers Cross, Robeston West, Milford Haven. |  | Tiers Cross (Formerly Known As Rose Cottage) | MILFORD HAVEN |  | SA73 3TN | 190296.798 | 208771.895 | Pembroke Power Station | 132kV connection | 132kV connection | Western Power Distribution (South Wales) plc | Photovoltaic |  |  |  | 22.7858 | 23.985 | [12 empty] | No | Connected | 2020-07-14 | 23.985 | 22.7905 | 23.99 | 0.22325 | 0.235 | 2014-09-03 00:00:00
2200042407879 | Tope Farm Solar Limited | Totnes Near Yonder Park, Blackawton, |  | Near Yonder Park | TOTNES | Devon | TQ9 7DR | 283044.575 | 52230.036 | Abham S.G.P. | Paignton Bsp | 33kV connection | Western Power Distribution (South West) plc | Photovoltaic |  |  |  | 2.8215 | 2.97 | [12 empty] | No | Connected | 2020-07-14 | 2.97 | 2.8215 | 2.97 | 0.02375 | 0.025 | 2014-09-15 00:00:00
1170000410274 | Ryder Point Wind Limited | Matlock, Brassington, Ryder Point | Bone Mill Quarry | Manystones Lane | MATLOCK | Derbyshire | DE4 4ES | 425778.715 | 354649.893 | WILLINGTON 132kV S STN | WINSTER 33kV S STN | HOPTON 33 11kV S STN | Western Power Distribution (East Midlands) plc | Onshore Wind |  |  |  | 3.8 | 4 | [12 empty] | No | Connected | 2020-07-14 | 4 | 3.8 | 4 | 0.1425 | 0.15 | 2015-08-01 00:00:00
2100041230842 | Sunsave 14 (Fenton) Limited | Fenton Home Farm Solar Farm |  | Fenton Home Farm Solar Farm | HAVERFORDWEST | Pembrokeshire | SA62 4PY | 198797.554 | 217333.718 | Pembroke Power Station | Haverfordwest Grid | 33kV connection | Western Power Distribution (South Wales) plc | Photovoltaic |  |  |  | 29.716 | 31.28 | [12 empty] | No | Connected | 2020-07-14 | 31.28 | 34.2 | 36 | 0.0475 | 0.05 | 2014-09-30 00:00:00
1170000407884 | Bilsthorpe Solar Limited | Bilsthorpe Colliery, Eakring Road, Bilsthorpe, Nottinghamshire NG22 8UA |  | Bilsthorpe Colliery | BILSTHORPE | Nottinghamshire | NG22 8UA | 465818.969 | 361162.008 | CHESTERFIELD 132kV S STN | ANNESLEY 33kV S STN | 33kV connection | Western Power Distribution (East Midlands) plc | Photovoltaic |  |  |  | 4.56 | 4.8 | [12 empty] | No | Connected | 2020-07-14 | 4.8 | 4.56 | 4.8 | 0.0475 | 0.05 | 2014-11-17 00:00:00
2200032168616 | Uk Power Reserve Limited | TAUNTON BRADON FARM T/A CANTELO NURSERIES | Cantelo Nurseries | Bradon Farm | TAUNTON | Somerset | TA3 6RX | 336153.139 | 119854.683 | Bridgwater S.G.P. | Bridgwater Grid Bsp | 33kV connection | Western Power Distribution (South West) plc | Other Generation |  |  |  | 9.215 | 9.7 | [12 empty] | No | Connected | 2020-07-14 | 9.7 | 9.215 | 9.7 | 0.7125 | 0.75 | 2000-01-01 00:00:00
1170000394979 | Emberton Solar Park Limited | Emberton, Olney, Milton Keynes, MK46 5JL |  | Emberton | MILTON KEYNES |  | MK46 5JL | 489895.27 | 249328.069 | GRENDON 132kV S STN | NORTHAMPTON EAST 33kV S STN | 33kV connection | Western Power Distribution (East Midlands) plc | Photovoltaic |  |  |  | 7.106 | 7.48 | [12 empty] | No | Connected | 2020-07-14 | 7.48 | 7.106 | 7.48 | 0.0475 | 0.05 | 2015-03-31 00:00:00
1170000319243 | Wellingborough Solar Ltds | Land off The Ridge, Great Doddington, Wellingborough, Northamptonshire, NN29 7TU |  | Land Off The Ridge | WELLINGBOROUGH | Northamptonshire | NN29 7TU | 488942.263 | 265651.881 | GRENDON 132kV S STN | WELLINGBOROUGH 33kV S STN | 33kV connection | Western Power Distribution (East Midlands) plc | Photovoltaic |  |  |  | 9.5 | 10 | [12 empty] | No | Connected | 2020-07-14 | 10 | 9.5 | 10 | 0.095 | 0.1 | 2014-12-16 00:00:00
2100041212230 | Pentre Solar Limited | Pentre Farm, Llanon, Llanelli |  | Pentre Farm | LLANELLI |  | SA14 6AP | 253557.975 | 208836.852 | Swansea North Grid | Trostre Grid | 33kV connection | Western Power Distribution (South Wales) plc | Photovoltaic |  |  |  | 4.8402 | 5.095 | [12 empty] | No | Connected | 2020-07-14 | 5.095 | 5.225 | 5.5 | 0.5225 | 0.55 | 2014-09-25 00:00:00
1170000192366 | Daintree Wind Farm Limited | Crick Dirft Wind Farm |  | A428 | CRICK |  | NN6 7EA | 457273.222 | 272644.289 | COVENTRY 132kV S STN | DAVENTRY 33KV S STN | CRICK 33 11kV S STN | Western Power Distribution (East Midlands) plc | Onshore Wind |  |  |  | 4.75 | 5 | [12 empty] | No | Connected | 2020-07-14 | 5 | 4.75 | 5 | 0.02375 | 0.025 | 2014-10-01 00:00:00
1470000344261 | Bowley Storage & Marketing | Bowley Court Farm | Bowley Court Farms |  | LEOMINSTER | Herefordshire | HR6 0PL | 351762.578 | 253348.057 | BISHOPS WOOD 132kV S STN | HEREFORD 66kV S STN | BODENHAM 66 11kV S STN | Western Power Distribution (West Midlands) plc | Mixed |  |  |  | 1.235 | 1.3 | [12 empty] | No | Connected | 2020-07-14 | 1.3 | 1.235 | 1.3 | 0.19 | 0.2 | 2012-12-20 00:00:00
2200042424768 | Nomansland Biogas Limited | Tiverton Menchine Farm AD Plant | Menchine Farm Ad Plant | Menchine Farm | TIVERTON | Devon | EX16 8NP | 283227.895 | 113548.085 | Exeter Main S.G.P. | Exeter City Bsp | Witheridge | Western Power Distribution (South West) plc | Mixed |  |  |  | 2.755 | 2.9 | [12 empty] | No | Connected | 2020-07-14 | 2.9 | 1.805 | 1.9 | 0.285 | 0.3 | 2014-10-01 00:00:00
1170000398495 | ENERGIEPARK UK LI GMBH & CO LILBOURNE KG (UK BRANCH) | Lilbourne 12MW wind farm |  | Off Station Road | RUGBY | Northamptonshire | CV23 0SX | 456637.646 | 277250.552 | COVENTRY 132kV S STN | RUGBY 33kV S STN | 33kV connection | Western Power Distribution (East Midlands) plc | Onshore Wind |  |  |  | 11.4 | 12 | [12 empty] | No | Connected | 2020-07-14 | 12 | 11.4 | 12 | 0.1425 | 0.15 | 2014-11-01 00:00:00
2200042382639 | NextPower Gover Farm Limited | Truro - Gover Park, Gover Hill, Mount Hawke |  | Gover Park | TRURO | Cornwall | TR4 8BH | 172158.642 | 48305.051 | Indian Queens S.G.P. | Camborne Bsp | 33kV connection | Western Power Distribution (South West) plc | Photovoltaic |  |  |  | 7.3625 | 7.75 | [12 empty] | No | Connected | 2020-07-14 | 7.75 | 7.3625 | 7.75 | 0.0475 | 0.05 | 2014-10-16 00:00:00
1170000369086 | UK Solar (Hartwell) LLP | Hartwell Solar Farm, Hartwell, Northamptonshire, NN7 2EU |  | Hartwell Solar Farm | NORTHAMPTONSHIRE |  | NN7 2EU | 479179.451 | 249014.007 | GRENDON 132kV S STN | NORTHAMPTON 33kV S STN | 33kV connection | Western Power Distribution (East Midlands) plc | Photovoltaic |  |  |  | 14.25 | 15 | [12 empty] | No | Connected | 2020-07-14 | 15 | 14.25 | 15 | 0.095 | 0.1 | 2014-12-01 00:00:00
2100041246319 | Longlands Lane Renewables Limited | Magor, Longlands Lane WT |  | Longlands Lane Wind Turbine | MAGOR | Gwent | NP26 3DX | 340832.601 | 185505.183 | Uskmouth | Magor Grid | Magor Primary | Western Power Distribution (South Wales) plc | Onshore Wind |  |  |  | 1.425 | 1.5 | [12 empty] | No | Connected | 2020-07-14 | 1.5 | 1.425 | 1.5 | 0.0095 | 0.01 | 2014-11-17 00:00:00
1170000431168 | Marks And Spencer plc | NEW DISTRIBUTION CENTRE |  | NEW DISTRIBUTION CENTRE | CASTLE DONINGTON |  | DE74 2HL | 443586.641 | 328182.15 | WILLINGTON 132kV S STN | SPONDON B 33kV S STN | TRENT LANE 33 11kV S STN | Western Power Distribution (East Midlands) plc | Photovoltaic |  |  |  | 0.3325 | 0.35 | [12 empty] | No | Connected | 2020-07-14 | 0.35 | 4.75 | 5 | 4.75 | 5 | 2014-11-01 00:00:00
2200042384200 | Equitix Solar (5) Limited | Canworthy Solar Farm, near Canworthy Water, |  | Canworthy Solar Farm | LAUNCESTON, | Cornwall, | PL15 8LY | 222524.449 | 93242.936 | Alverdiscott S.G.P. | 132kV connection | 132kV connection | Western Power Distribution (South West) plc | Photovoltaic |  |  |  | 31.16 | 32.8 | [12 empty] | No | Connected | 2020-07-14 | 32.8 | 31.16 | 32.8 | 0.19 | 0.2 | 2014-11-01 00:00:00
2200040210501 | South West Water Ltd | Restormel WTW |  | Water Treatment Works | LOSTWITHIEL | Cornwall | PL30 5AW | 209670.81 | 62474.55 | Indian Queens S.G.P. | Fraddon Bsp | Lostwithiel | Western Power Distribution (South West) plc | Photovoltaic |  |  |  | 4.275 | 4.5 | [12 empty] | No | Connected | 2020-07-14 | 4.5 | 4.275 | 4.5 | 3.99 | 4.2 | 2014-10-14 00:00:00
2200042385462 | Airvolution Energy (Garlenick) Limited | Truro Garlenick Estate |  | Garlenick Estate | TRURO |  | TR2 4RQ | 194711.648 | 48954.693 | Indian Queens S.G.P. | Fraddon Bsp | 33kV connection | Western Power Distribution (South West) plc | Onshore Wind |  |  |  | 3.8 | 4 | [12 empty] | No | Connected | 2020-07-14 | 4 | 3.8 | 4 | 0.095 | 0.1 | 2014-10-24 00:00:00
2200042356285 | Galsworthy Wind Park Limited | Bideford Galsworthy Wind Farm |  | Galsworthy Wind Farm | BIDEFORD | Devon | EX39 5NP | 240855.179 | 114479.523 | Alverdiscott S.G.P. | 132kV connection | 132kV connection | Western Power Distribution (South West) plc | Onshore Wind |  |  |  | 8.74 | 9.2 | [12 empty] | No | Connected | 2020-07-14 | 9.2 | 8.74 | 9.2 | 0.95 | 1 | 2014-10-31 00:00:00
2200031823530 | St Breock Limited | St Breock Windfarm, near Wadebridge |  | St Breock Windfarm | NEAR WADEBRIDGE | Cornwall | PL27 7LG | 197414.841 | 68951.54 | Indian Queens S.G.P. | St Tudy Bsp | 33kV connection | Western Power Distribution (South West) plc | Onshore Wind |  |  |  | 14.2025 | 14.95 | [12 empty] | No | Connected | 2020-07-14 | 14.95 | 9.5 | 10 | 0.171 | 0.18 | 1997-11-01 00:00:00
1170000325317 | Watford Lodge Wind Farm Ltd | Watford Lodge Windfarm Ltd |  | West Haddon Road | NORTHANTS |  | NN6 7UN | 460422.621 | 270484.998 | COVENTRY 132kV S STN | DAVENTRY 33KV S STN | 33kV connection | Western Power Distribution (East Midlands) plc | Onshore Wind |  |  |  | 9.7375 | 10.25 | [12 empty] | No | Connected | 2020-07-14 | 10.25 | 9.7375 | 10.25 | 0.16625 | 0.175 | 2015-08-18 00:00:00
1170000428537 | Branston Solar Park Limited | Branston Solar Park, Mere Road, Branston, Lincolnshire, LN4 1NJ |  | Mere Road | LINCOLNSHIRE |  | LN4 1NJ | 503227.029 | 365654.604 | WEST BURTON 132kV S STN | LINCOLN MAIN No 1 33kV S STN | 33kV connection | Western Power Distribution (East Midlands) plc | Photovoltaic |  |  |  | 14.25 | 15 | [12 empty] | No | Connected | 2020-07-14 | 15 | 14.25 | 15 | 0.0475 | 0.05 | 2015-03-09 00:00:00
1470000398346 | Millclose Solar Limited | Barr Farm Solar |  | Stafford Road | WOLVERHAMPTON | West Midlands | WV10 7DZ | 391400.509 | 307921.097 | Bushbury D 132kV | BUSHBURY C 132kV S STN | Bushbury B-C 132/33/11kVDUMMY | Western Power Distribution (West Midlands) plc | Photovoltaic |  |  |  | 1.425 | 1.5 | [12 empty] | No | Connected | 2020-07-14 | 1.5 | 1.425 | 1.5 | 0.057 | 0.06 | 2015-03-01 00:00:00
1470000401334, 1470000401325 | Severn Trent Water Limited | Coleshill STW Food |  | Lichfield Road | Birmingham |  | B46 1EG | 419315.797 | 291268.308 | LEA MARSTON 132kV S STN | HAMS HALL SOUTH 132kV S STN | Hams Hall South 132/11kVDUMMY | Western Power Distribution (West Midlands) plc | Small CHP (>1MW, <5MW) |  |  |  | 1.615 | 1.7 | [12 empty] | No | Connected | 2020-07-14 | 1.7 | 1.615 | 1.7 | 1.425 | 1.5 | 2014-11-05 00:00:00
2200042443325 | Stanley 2014 Limited | Grange Farm, Northwood, Winterbourne, Bristol |  | Grange Farm | BRISTOL |  | BS36 1RR | 363366.855 | 182487.486 | Iron Acton S.G.P. | Lockleaze Bsp 132kv | 33kV connection | Western Power Distribution (South West) plc | Photovoltaic |  |  |  | 16.302 | 17.16 | [12 empty] | No | Connected | 2020-07-14 | 17.16 | 16.302 | 17.16 | 0.0285 | 0.03 | 2014-11-10 00:00:00
1170000442860 | Malakbel SPV 1 Limited | TUXFORD WESTWOOD SOLAR FARM |  | Westwood Solar Farm | TUXFORD | Nottinghamshire | NG22 0PF | 470647.767 | 370079.605 | STAYTHORPE C 132kV S STN | CHECKERHOUSE 33kV S STN | TUXFORD 33 11kV S STN | Western Power Distribution (East Midlands) plc | Photovoltaic |  |  |  | 4.0755 | 4.29 | [12 empty] | No | Connected | 2020-07-14 | 4.29 | 4.0755 | 4.29 | 0.1425 | 0.15 | 2014-11-01 00:00:00
2200042418807 | East Youlstone Wind Farm Limited | East Youlstone, Bude, |  | East Youlstone | BUDE | Cornwall | EX23 9PU | 228092.278 | 115826.937 | Alverdiscott S.G.P. | Pyworthy Bsp | 33kV connection | Western Power Distribution (South West) plc | Onshore Wind |  |  |  | 3.8 | 4 | [12 empty] | No | Connected | 2020-07-14 | 4 | 3.8 | 4 | 0.095 | 0.1 | 2014-12-01 00:00:00
1170000444102 | Skegness Solar Park Limited | SKEGNESS Burgh Road West PE24 4UF | Skegness Solar Farm | Burgh Road West | SKEGNESS | Lincolnshire | PE24 4UF | 553821.065 | 363662.774 | BICKER FEN 132kV S STN | SKEGNESS 33kV S STN | WARTH LANE SKEGNESS 33 11kV S STN | Western Power Distribution (East Midlands) plc | Photovoltaic |  |  |  | 4.75 | 5 | [12 empty] | No | Connected | 2020-07-14 | 5 | 4.75 | 5 | 0.38 | 0.4 | 2015-03-01 00:00:00
2200042430770 | Hanson Quarry Products Europe Limited | FROME WHATLEY QUARRY |  | Whatley Quarry | FROME | Somerset | BA11 3LF | 372984.884 | 147818.692 | Seabank Sgp | Radstock Bsp 132kv | Whatley Qu Mells | Western Power Distribution (South West) plc | Other Generation |  |  |  | 9.3024 | 9.792 | [12 empty] | No | Connected | 2020-07-14 | 9.792 | 6.65 | 7 | 6.65 | 7 | 2014-11-15 00:00:00
1470000406909 | Severn Trent Water Limited | TEWKSBURY, Ledbury Road |  | Ledbury Road | Tewksbury | Gloucestershire | GL20 6EB | 389062.646 | 233574.872 | PORT HAM 132kV S STN | Tewkesbury Grid 132/11kV | Tewkesbury Grid 132/11kVDUMMY | Western Power Distribution (West Midlands) plc | Other Generation |  |  |  | 3.135 | 3.3 | [12 empty] | No | Connected | 2020-07-14 | 3.3 | 0.608 | 0.64 | 3.515 | 3.7 | 2014-12-10 00:00:00
1470000278097 | Sunsave 43 (Epwell) Limited | Epwell PV Array | Epwell Grounds Farm | Epwell Road | BANBURY | Oxfordshire | OX15 6HF | 0 | 0 | FECKENHAM 66 11kV S STN | Feckenham 66/11kVDUMMY | EPWELL 66 11kV S STN | Western Power Distribution (West Midlands) plc | Photovoltaic |  |  |  | 6.65 | 7 | [12 empty] | No | Connected | 2020-07-14 | 7 | 6.65 | 7 | 0.095 | 0.1 | 2014-12-01 00:00:00
2200042410339 | Lightsource SPV 87 Limited | Somerton Somerton Door Solar Park |  | Somerton Door Solar Park | SOMERTON | Somerset | . | 347148.033 | 130264.543 | Bridgwater S.G.P. | Bridgwater Grid Bsp | 33kV connection | Western Power Distribution (South West) plc | Photovoltaic |  |  |  | 6.9825 | 7.35 | [12 empty] | No | Connected | 2020-07-14 | 7.35 | 7.0585 | 7.43 | 0.07125 | 0.075 | 2014-11-24 00:00:00
1170000444681 | Atherstone Solar Farm | Atherstone Solar Farm | Grendon House Farm | Warton Lane | ATHERSTONE | Warwickshire | CV9 3DT | 429691.317 | 301506.344 | LEA MARSTON 132kV S STN | TAMWORTH 33kV S STN | 33kV connection | Western Power Distribution (East Midlands) plc | Photovoltaic |  |  |  | 13.3 | 14 | [12 empty] | No | Connected | 2020-07-14 | 14 | 13.3 | 14 | 0.0475 | 0.05 | 2015-03-09 00:00:00
1170000413708 | UK Solar (Fiskerton) LLP | Fiskerton Solar Farm, Fiskerton Airfield, Reepham Road, Fiskerton, Lincolnshire, | Fiskerton Airfield | Reepham Road | LINCOLN | Lincolnshire | LN3 | 504973.405 | 372963.646 | WEST BURTON 132kV S STN | LINCOLN MAIN No 1 33kV S STN | 33kV connection | Western Power Distribution (East Midlands) plc | Photovoltaic |  |  |  | 28.5 | 30 | [12 empty] | No | Connected | 2020-07-14 | 30 | 28.5 | 30 | 0.095 | 0.1 | 2015-03-01 00:00:00
1470000406430 | UK Solar (Lower Newton) LLP | Lower Newton Solar Farm |  | Lower Newton Farm | TEAN | Staffordshire | ST10 4JN | 398834.512 | 338611.233 | Cellarhead 132kV | FORSBROOK 33kV S STN | 33kV connection | Western Power Distribution (West Midlands) plc | Photovoltaic |  |  |  | 8.55 | 9 | [12 empty] | No | Connected | 2020-07-14 | 9 | 8.55 | 9 | 0.0475 | 0.05 | 2015-03-11 00:00:00
2200042387502 | Kenwyn Solar Limited | Four Burrows 2, Three Burrows, Truro |  | Four Burrows 2 | TRURO | Cornwall | . | 175749.465 | 47935.108 | Indian Queens S.G.P. | Truro Bsp | 33kV connection | Western Power Distribution (South West) plc | Photovoltaic |  |  |  | 5.757 | 6.06 | [12 empty] | No | Connected | 2020-07-14 | 6.06 | 5.7 | 6 | 0.0475 | 0.05 | 2014-12-05 00:00:00
1470000381050 | Borough Of Telford & Wrekin | Telford Wheat Leasows Solar |  | Queensway | TELFORD | Shropshire | TF1 6AJ | 367371.263 | 313723.037 | IRONBRIDGE 132kV S STN | Ironbridge 400/132kV | HORTONWOOD 132 11kV S STN | Western Power Distribution (West Midlands) plc | Photovoltaic |  |  |  | 3.8 | 4 | [12 empty] | No | Connected | 2020-07-14 | 4 | 3.8 | 4 | 0.0475 | 0.05 | 2014-12-10 00:00:00
1170000447502 | Second Generation Park Farm Limited | Park Farm Solar PV Plant |  | End Of Babelake Street | ASHBY-DE-LA-ZOUCH | Uk | LE65 1TG | 435597.044 | 312657.641 | ENDERBY 132kV S STN | COALVILLE 33KV S STN | 33kV connection | Western Power Distribution (East Midlands) plc | Photovoltaic |  |  |  | 9.5 | 10 | [12 empty] | No | Connected | 2020-07-14 | 10 | 9.5 | 10 | 0.19 | 0.2 | 2015-02-15 00:00:00
2200042447019 | Heulwen Solar Limited | Congresbury Iwood Lane Solar Park |  | Iwood Lane Solar Park | CONGRESBURY | North Somerset | . | 344911.126 | 162406.744 | Bridgwater S.G.P. | Churchill Bsp 132kv | 33kV connection | Western Power Distribution (South West) plc | Photovoltaic |  |  |  | 7.6 | 8 | [12 empty] | No | Connected | 2020-07-14 | 8 | 7.6 | 8 | 0.02375 | 0.025 | 2014-12-18 00:00:00
1170000451439 | Aston House Solar Limited | Aston House Solar Farm, Aston House Farm, Derbyshire, DE6 5HG. | Aston House Solar Farm | Aston House Farm | DERBY | Derbyshire | DE6 5HQ | 417396.76 | 331396.657 | DRAKELOW 132kV | Burton 33kV | 33kV connection | Western Power Distribution (East Midlands) plc | Photovoltaic |  |  |  | 14.06 | 14.8 | [12 empty] | No | Connected | 2020-07-14 | 14.8 | 14.06 | 14.8 | 0.0855 | 0.09 | 2015-03-23 00:00:00
1170000447488 | Smith Hall Solar Farm Limited | Smith Hall Farm Solar Plant, Smith Hall Lane, Hulland Ward, Ashbourne, DE63ES |  | Smith Hall Farm Solar Plant | HULLAND WARD, ASHBOURNE | Derbyshire | DE6 3ES | 426565.081 | 346214.694 | CHESTERFIELD 132kV S STN | ALFRETON 33kV S STN | 33kV connection | Western Power Distribution (East Midlands) plc | Photovoltaic |  |  |  | 5.7 | 6 | [12 empty] | No | Connected | 2020-07-14 | 6 | 5.7 | 6 | 0.1425 | 0.15 | 2016-03-24 00:00:00
1170000437220 | Welbeck Hazel Limited | Welbeck Solar Farm, Welbeck Estates, Carburton, Nottinghamshire, NG22 9EY | Welbeck Solar Farm | Welbeck Estates | NOTTINGHAMSHIRE |  | NG22 9EY | 459873.115 | 371390.004 | CHESTERFIELD 132kV S STN | CLIPSTONE 33kV S STN | 33kV connection | Western Power Distribution (East Midlands) plc | Photovoltaic |  |  |  | 11.248 | 11.84 | [12 empty] | No | Connected | 2020-07-14 | 11.84 | 11.248 | 11.84 | 0.0855 | 0.09 | 2015-03-13 00:00:00
1170000430191 | Lightsource SPV 30 Limited | Eakring Solar Farm, North Laithes Farm, Wellow Road, Eakring, Notts, NG22 0AN | Eakring Solar Farm | North Laithes Farm, Wellow Road | NOTTINGHAMSHIRE |  | NG22 0AN | 465902.375 | 362132.52 | CHESTERFIELD 132kV S STN | CLIPSTONE 33kV S STN | 33kV connection | Western Power Distribution (East Midlands) plc | Photovoltaic |  |  |  | 9.5 | 10 | [12 empty] | No | Connected | 2020-07-14 | 10 | 9.5 | 10 | 0.0475 | 0.05 | 2015-03-17 00:00:00
2200042465212 | Dunkeswell G1 Solar Farm Ltd | HONITON FLIGHTWAY SOLAR FARM | Flightway Solar Farm | Off Flightway | HONITON | Devon | EX14 4QX | 313740.2 | 108096.082 | Exeter Main S.G.P. | Tiverton Bsp | Dunkeswell 33/11kv | Western Power Distribution (South West) plc | Photovoltaic |  |  |  | 2.66 | 2.8 | [12 empty] | No | Connected | 2020-07-14 | 2.8 | 1.9 | 2 | 0.04275 | 0.045 | 2015-02-01 00:00:00
2200042432634 | Wilmington Community Solar Limited | Marksbury Solar Park |  | Solar Park | BATH |  | BA2 9JG | 365058.301 | 161427.613 | Seabank Sgp | Radstock Bsp 132kv | 33kV connection | Western Power Distribution (South West) plc | Photovoltaic |  |  |  | 1.8953 | 1.995 | [12 empty] | No | Connected | 2020-07-14 | 1.995 | 1.8953 | 1.995 | 0.02375 | 0.025 | 2015-02-01 00:00:00
2200042238094 | West Kingsmill Solar Limited | West Kingsmill Solar Farm |  | West Kingsmill Farm | SALTASH | Cornwall | PL12 6NB | 240656.528 | 62882.999 | Landulph S.G.P. | St Germans Bsp | Saltash Whity Cross | Western Power Distribution (South West) plc | Photovoltaic |  |  |  | 1.33 | 1.4 | [12 empty] | No | Connected | 2020-07-14 | 1.4 | 1.33 | 1.4 | 0.00475 | 0.005 | 2014-04-01 00:00:00
1170000447042 | Solar Park Developments 3 LTD | Grange Farm, Kirkby On Bain, Lincolnshire, LN10 6YY |  | Grange Farm | LINCOLNSHIRE |  | LN19 6YY | 523109.329 | 362088.419 | BICKER FEN 132kV S STN | SLEAFORD 33kV S STN | 33kV connection | Western Power Distribution (East Midlands) plc | Photovoltaic |  |  |  | 7.125 | 7.5 | [12 empty] | No | Connected | 2020-07-14 | 7.5 | 7.125 | 7.5 | 0.0665 | 0.07 | 2015-03-20 00:00:00
2100041252837 | Brynteg Solar Limited | Brynteg Solar Farm, Llanelli |  | Brynteg Farm | LLANELLI | Dyfed | SA15 4ND | 249301.546 | 203405.535 | Swansea North Grid | Trostre Grid | 33kV connection | Western Power Distribution (South Wales) plc | Photovoltaic |  |  |  | 11.628 | 12.24 | [12 empty] | No | Connected | 2020-07-14 | 12.24 | 12.236 | 12.88 | 0.114 | 0.12 | 2014-12-19 00:00:00
2200042398220 | Redlands Solar Farm Limited | Redlands Farm, Bridgwater, Somerset |  | Redlands Farm | BRIDGWATER | Somerset | TA7 9BG | 342921.954 | 135396.887 | Bridgwater S.G.P. | Bridgwater Grid Bsp | 33kV connection | Western Power Distribution (South West) plc | Photovoltaic |  |  |  | 5.016 | 5.28 | [12 empty] | No | Connected | 2020-07-14 | 5.28 | 5.016 | 5.28 | 0.0285 | 0.03 | 2014-11-20 00:00:00
1170000454138 | Better Energy Creswell K/S Limited | Creswell Solar Farm |  | Frithwood Lane | WORKSOP | Nottinghamshire | S80 4AJ | 452704.754 | 373274 | CHESTERFIELD 132kV S STN | WHITWELL 33kV S STN | CRAGGS LANE 33 11kV S STN | Western Power Distribution (East Midlands) plc | Photovoltaic |  |  |  | 4.75 | 5 | [12 empty] | No | Connected | 2020-07-14 | 5 | 4.75 | 5 | 0.0475 | 0.05 | 2015-02-09 00:00:00
1100770557111 | Novera Energy Generation No.2 Limited | Bilsthorpe Landfill Site |  | Bilsthorpe Landfill Site | Bilsthorpe |  | Nottingham | 465643.795 | 360554.303 | CHESTERFIELD 132kV S STN | CLIPSTONE 33kV S STN | BILSTHORPE 33 11kV S STN | Western Power Distribution (East Midlands) plc | Landfill Gas, Sewage Gas, Biogas (not CHP) |  |  |  | 1.9 | 2 | [12 empty] | No | Connected | 2020-07-14 | 2 | 1.9 | 2 | 0.057 | 0.06 | 2008-01-11 00:00:00
1170000461678 | Hunciecroft Solar Ltd | Hunciecroft Solar Farm |  | Worksop Road | HOLBECK | Nottinghamshire | S80 3ND | 453992.482 | 373868.777 | CHESTERFIELD 132kV S STN | WHITWELL 33kV S STN | CRAGGS LANE 33 11kV S STN | Western Power Distribution (East Midlands) plc | Photovoltaic |  |  |  | 5.2725 | 5.55 | [12 empty] | No | Connected | 2020-07-14 | 5.55 | 5.2725 | 5.55 | 0.0475 | 0.05 | 2015-03-02 00:00:00
2200042400873 | Liverton 2014 Limited | Exmouth Liverton Farm Salterton Road |  | Liverton Solar Farm | EXMOUTH | Devon | EX8 5BW | 303561.572 | 82880.797 | Exeter Main S.G.P. | Exmouth Bsp | 33kV connection | Western Power Distribution (South West) plc | Photovoltaic |  |  |  | 3.7145 | 3.91 | [12 empty] | No | Connected | 2020-07-14 | 3.91 | 3.7145 | 3.91 | 0.038 | 0.04 | 2015-02-01 00:00:00
2200042417803 | Capelands Solar Farm Limited | Barnstaple Capelands Farm Bratton Fleming |  | Capelands Farm | BARNSTAPLE, | Devon | EX32 7JN | 266221.034 | 138919.693 | Alverdiscott S.G.P. | Barnstaple Bsp | 33kV connection | Western Power Distribution (South West) plc | Photovoltaic |  |  |  | 7.1478 | 7.524 | [12 empty] | No | Connected | 2020-07-14 | 7.524 | 7.1478 | 7.524 | 0.0285 | 0.03 | 2015-01-21 00:00:00
2200042348674 | KS SPV 11 Limited | Truro Nanteague Solar Farm, Marazanvose |  | Nanteague Solar Farm | TRURO | Cornwall | TR4 9DH | 179516.902 | 49687.686 | Indian Queens S.G.P. | Truro Bsp | 33kV connection | Western Power Distribution (South West) plc | Photovoltaic |  |  |  | 6.5312 | 6.875 | [12 empty] | No | Connected | 2020-07-14 | 6.875 | 6.5312 | 6.875 | 0.057 | 0.06 | 2015-01-26 00:00:00
2200042465198 | Lightsource SPV 31 Limited | Walland Farm, Lenards Cottage, Lenards Road, | Walland Farm | Lenards Cottage Lenards Road | BIDEFORD | Devon | EX39 5QH | 235290.596 | 122026.389 | Alverdiscott S.G.P. | East Yelland Bsp | 33kV connection | Western Power Distribution (South West) plc | Photovoltaic |  |  |  | 4.0755 | 4.29 | [12 empty] | No | Connected | 2020-07-14 | 4.29 | 4.0755 | 4.29 | 0.095 | 0.1 | 2015-02-02 00:00:00
2200042171458 | Winnards Solar Limited | South Moor Farm, Winnards Perch, St Columb, |  | Winnards Perch, | ST COLUMB | Cornwall | TR8 5EE | 192402.039 | 66767.657 | Indian Queens S.G.P. | Fraddon Bsp | 33kV connection | Western Power Distribution (South West) plc | Photovoltaic |  |  |  | 3.325 | 3.5 | [12 empty] | No | Connected | 2020-07-14 | 3.5 | 3.325 | 3.5 | 0.057 | 0.06 | 2015-01-30 00:00:00
2200042340824 | GPP Langstone LLP | Totnes Bidwell near Dartington |  | Bidwell Near Dartington | TOTNES | Devon | TQ9 6DU | 277310.822 | 61531.017 | Abham S.G.P. | Totnes Bsp | 33kV connection | Western Power Distribution (South West) plc | Photovoltaic |  |  |  | 4.75 | 5 | [12 empty] | No | Connected | 2020-07-14 | 5 | 4.75 | 5 | 0.02375 | 0.025 | 2015-03-01 00:00:00
1170000438321 | Lightsource SPV 129 Ltd | Thoresby Solar Farm |  | Netherfield Lane | BUDBY | Nottinghamshire | NG22 9PG | 461006.847 | 370864.901 | CHESTERFIELD 132kV S STN | CLIPSTONE 33kV S STN | 33kV connection | Western Power Distribution (East Midlands) plc | Photovoltaic |  |  |  | 16.15 | 17 | [12 empty] | No | Connected | 2020-07-14 | 17 | 16.15 | 17 | 0.1615 | 0.17 | 2015-03-20 00:00:00
1470000422654 | Coleford Energy Ltd | Milkwall Solar Park |  | Pingry Lane | COLEFORD | Glos | GL16 8QP | 357379.725 | 209554.547 | PORT HAM 132kV S STN | LYDNEY 33kV S STN | BIXHEAD 33 11kV S STN | Western Power Distribution (West Midlands) plc | Photovoltaic |  |  |  | 2.565 | 2.7 | [12 empty] | No | Connected | 2020-07-14 | 2.7 | 2.565 | 2.7 | 0.0475 | 0.05 | 2015-04-01 00:00:00
2200042349748 | Good Energy Carloggas Solar Park (009) Limited | St Austell Carloggas Farm St Stephen, |  | Carloggas Farm | ST AUSTELL | Cornwall | PL26 7RA | 195595.528 | 54251.428 | Indian Queens S.G.P. | Fraddon Bsp | 33kV connection | Western Power Distribution (South West) plc | Photovoltaic |  |  |  | 7.8896 | 8.3048 | [12 empty] | No | Connected | 2020-07-14 | 8.3048 | 7.8897 | 8.305 | 0.2185 | 0.23 | 2015-02-03 00:00:00
1170000447725 | SunE Prestop Park Limited | Prestop Park Farm |  |  | ASHBY | Leicestershire | LE65 2TE | 433918.627 | 317339.97 | DRAKELOW 132kV | GRESLEY 33kV S STN | 33kV connection | Western Power Distribution (East Midlands) plc | Photovoltaic |  |  |  | 16.15 | 17 | [12 empty] | No | Connected | 2020-07-14 | 17 | 16.15 | 17 | 0.057 | 0.06 | 2015-03-21 00:00:00
2100041195106 | Lightsource SPV 76 Limited | COWBRIDGE TREGUFF PV |  | Treguff Pv Generation | COWBRIDGE | Vale Of Glamorgan | CF71 5LT | 302180.784 | 171062.064 | Aberthaw Power Station | East Aberthaw | 33kV connection | Western Power Distribution (South Wales) plc | Photovoltaic |  |  |  | 2.964 | 3.12 | [12 empty] | No | Connected | 2020-07-14 | 3.12 | 3.61 | 3.8 | 0.095 | 0.1 | 2015-02-04 00:00:00
2200042400891 | Tengore Solar Limited | Tengore Lane, Langport |  | Tengore Lane | LANGPORT | Somerset | TA10 9JL | 344697.617 | 127410.112 | Bridgwater S.G.P. | Bridgwater Grid Bsp | 33kV connection | Western Power Distribution (South West) plc | Photovoltaic |  |  |  | 2.8215 | 2.97 | [12 empty] | No | Connected | 2020-07-14 | 2.97 | 2.8215 | 2.97 | 0.02375 | 0.025 | 2015-02-05 00:00:00
1170000457626 | Southam Solar Farm Ltd | Elms Farm Southam solar farm |  | Plough Lane | BISHOPS ITCHINGTON | Warwickshire | CV47 2QG | 438109.342 | 257978.051 | BERKSWELL 132kV S STN | HARBURY 33kV S STN | 33kV connection | Western Power Distribution (East Midlands) plc | Photovoltaic |  |  |  | 8.55 | 9 | [12 empty] | No | Connected | 2020-07-14 | 9 | 8.55 | 9 | 0.0475 | 0.05 | 2015-03-05 00:00:00
1470000425549 | SSB Condover Limited | Condover Solar Farm |  | Condover 2 Pv | SHREWSBURY | Shropshire | SY5 6HJ | 350944.29 | 307095.361 | IRONBRIDGE 132kV S STN | IRONBRIDGE 132 33kV S STN | 33kV connection | Western Power Distribution (West Midlands) plc | Photovoltaic |  |  |  | 9.5 | 10 | [12 empty] | No | Connected | 2020-07-14 | 10 | 9.5 | 10 | 0.076 | 0.08 | 2015-03-29 00:00:00
2200042465170 | Second Generation Coombeshead Limited | Coombeshead Farm, Diptford, Totnes TQ9 7NG |  | Coombeshead Farm | TOTNES |  | TQ9 7NG | 274821.77 | 55790.106 | Abham S.G.P. | Totnes Bsp | 33kV connection | Western Power Distribution (South West) plc | Photovoltaic |  |  |  | 7.2732 | 7.656 | [12 empty] | No | Connected | 2020-07-14 | 7.656 | 7.2732 | 7.656 | 0.019 | 0.02 | 2015-02-13 00:00:00
2200042485291 | South West Water Ltd | Totnes Littlehempston River Dart Treatment Works |  | River Dart Treatment Works | TOTNES | Devon | TQ9 6LZ | 280282.56 | 61854.859 | Abham S.G.P. | Totnes Bsp | Totnes | Western Power Distribution (South West) plc | Mixed |  |  |  | 0.83216 | 0.87596 | [12 empty] | No | Connected | 2020-07-14 | 0.87596 | 0.285 | 0.3 | 3.325 | 3.5 | 2001-01-01 00:00:00
1170000415955 | Gaultney Solar Park Limited | West Lodge Farm & Rural Centre |  |  | KETTERING |  | NN14 2SH | 481598.484 | 283748.651 | GRENDON 132kV S STN | KETTERING 33kV S STN | 33kV connection | Western Power Distribution (East Midlands) plc | Photovoltaic |  |  |  | 17.1 | 18 | [12 empty] | No | Connected | 2020-07-14 | 18 | 17.1 | 18 | 0.0475 | 0.05 | 2015-03-31 00:00:00
2100041260340 | ESF Llwyndu Limited | LLWYNDU SOLAR FARM |  | Llwyndu Solar Farm | NR BLAENPORTH |  | SA43 2JB | 227173.305 | 248752.168 | Swansea North Grid | Rhos Grid | 33kV connection | Western Power Distribution (South Wales) plc | Photovoltaic |  |  |  | 5.643 | 5.94 | [12 empty] | No | Connected | 2020-07-14 | 5.94 | 6.2073 | 6.534 | 0.0285 | 0.03 | 2015-02-19 00:00:00
2200042442386 | Moorhouse Community Solar Limited | Moorhouse Solar HVM |  | Moorhouse Lane | BRISTOL |  | BS10 7RU | 354463.174 | 179579.907 | Seabank Sgp | Avonmouth Bsp | Avonmouth | Western Power Distribution (South West) plc | Photovoltaic |  |  |  | 1.425 | 1.5 | [12 empty] | No | Connected | 2020-07-14 | 1.5 | 1.425 | 1.5 | 0.0285 | 0.03 | 2015-03-01 00:00:00
2200042457912 | First Solar Project Limited | Pencoose Farm, Stithias, Cornwall, TR3 7DN |  | Pencoose Farm | STITHIAS | Cornwall | TR3 7DN | 172882.857 | 37974.759 | Indian Queens S.G.P. | Rame Bsp | 33kV connection | Western Power Distribution (South West) plc | Photovoltaic |  |  |  | 6.897 | 7.26 | [12 empty] | No | Connected | 2020-07-14 | 7.26 | 6.897 | 7.26 | 0.05225 | 0.055 | 2015-03-18 00:00:00
1170000468441 | Sun and Soil Renewable 12 Ltd | WRAGBY | Pimrose Hill Solar Farm | Bardney Road | WRAGBY | Lincolnshire | LN8 5JE | 513609.405 | 376774.59 | WEST BURTON 132kV S STN | LINCOLN MAIN No 1 33kV S STN | WRAGBY 33 11kV S STN | Western Power Distribution (East Midlands) plc | Photovoltaic |  |  |  | 3.3345 | 3.51 | [12 empty] | No | Connected | 2020-07-14 | 3.51 | 3.3345 | 3.51 | 0.1425 | 0.15 | 2015-03-01 00:00:00
2200042446993 | MTS Rydon Solar Limited | Rydon Farm, Ogwell, Newton Abbot |  | Rydon Farm | NEWTON ABBOT | Devon | TQ12 6DB | 284346.085 | 68755.426 | Abham S.G.P. | Newton Abbot Bsp (Forde Road) | 33kV connection | Western Power Distribution (South West) plc | Photovoltaic |  |  |  | 7.8375 | 8.25 | [12 empty] | No | Connected | 2020-07-14 | 8.25 | 7.8375 | 8.25 | 0.057 | 0.06 | 2015-03-01 00:00:00
2100041267930 | WSE Rhydypandy Limited | SWANSEA CEFN BETINGAU B | Cefn Betingau B | Rhydypandy Road | SWANSEA |  | SA6 6NX | 265895.204 | 201591.666 | Swansea North Grid | Swansea North Bsp | 33kV connection | Western Power Distribution (South Wales) plc | Photovoltaic |  |  |  | 4.845 | 5.1 | [12 empty] | No | Connected | 2020-07-14 | 5.1 | 5.7 | 6 | 0.0285 | 0.03 | 2015-02-20 00:00:00
1470000416800 | Sunsave 11 (Wrockwardine Farm) Limited | Wrockwardine Farm | Wrockwardine Farm |  | TELFORD |  | TF6 5DG | 361026.211 | 311896.347 | SHREWSBURY 132kV S STN | Shrewsbury 132/33kVDUMMY | 33kV connection | Western Power Distribution (West Midlands) plc | Photovoltaic |  |  |  | 9.5 | 10 | [12 empty] | No | Connected | 2020-07-14 | 10 | 9.5 | 10 | 0.152 | 0.16 | 2015-03-31 00:00:00
2200042467600 | Second Generation Sawmills Limited | Ashcombe Solar Park, Near, Dawlish |  | Ashcombe Solar Park | DAWLISH |  | EX7 0QD | 291687.862 | 77812.586 | Abham S.G.P. | Newton Abbot Bsp (Forde Road) | 33kV connection | Western Power Distribution (South West) plc | Photovoltaic |  |  |  | 5.2012 | 5.475 | [12 empty] | No | Connected | 2020-07-14 | 5.475 | 5.2012 | 5.475 | 0.0855 | 0.09 | 2015-03-01 00:00:00
1470000430103 | Lightsource SPV 103 Ltd | Pitchford Solar Farm |  | Pitchford Solar Farm | PITCHFORD | Shropshire | SY5 7DS | 351655.983 | 302827.081 | IRONBRIDGE 132kV S STN | IRONBRIDGE 132 33kV S STN | 33kV connection | Western Power Distribution (West Midlands) plc | Photovoltaic |  |  |  | 14.25 | 15 | [12 empty] | No | Connected | 2020-07-14 | 15 | 14.25 | 15 | 0.095 | 0.1 | 2015-03-27 00:00:00
2100041136546 | KS SPV 18 Limited | Hoplass Solar Farm, Rhoscrowther |  | Hoplass Solar Farm | RHOSCROWTHER | Pembrokeshire | SA71 5TG | 191915.835 | 201205.363 | Pembroke Power Station | Golden Hill Grid | 33kV connection | Western Power Distribution (South Wales) plc | Photovoltaic |  |  |  | 8.075 | 8.5 | [12 empty] | No | Connected | 2020-07-14 | 8.5 | 8.55 | 9 | 0.0285 | 0.03 | 2015-03-13 00:00:00
1170000480699 | Littlewood Farm Solar Limited | Littlewood Solar Farm, Hanslope |  | Littlewood Farm | MILTON KEYNES |  | MK197NF | 482338.26 | 247115.972 | EAST CLAYDON 132KV S STN | BRADWELL ABBEY 33kV S STN | 33kV connection | Western Power Distribution (East Midlands) plc | Photovoltaic |  |  |  | 11.4 | 12 | [12 empty] | No | Connected | 2020-07-14 | 12 | 11.4 | 12 | 0.095 | 0.1 | 2015-03-16 00:00:00
1170000485508 | Cherry Tree Solar Farm Limited | CHESTERFIELD CHERRY TREE SOLAR FARM |  | Chesterfield Road | CHESTERFIELD | Derbyshire | S44 5JG | 443219.115 | 371454.473 | CHESTERFIELD 132kV S STN | CHESTERFIELD 33kV S STN | Bolsover 11kV S Stn | Western Power Distribution (East Midlands) plc | Photovoltaic |  |  |  | 4.446 | 4.68 | [12 empty] | No | Connected | 2020-07-14 | 4.68 | 4.446 | 4.68 | 0.1425 | 0.15 | 2015-12-15 00:00:00
1170000379571 | Gedling Solar Limited | Gedling Solar Farm |  | Off Spring Lane | NOTTINGHAM | Nottinghamshire | NG4 4PH | 461730.259 | 344148.224 | Stoke Bardolph 132kv | NOTTINGHAM EAST 33kV S STN | GEDLING 33 11kV S STN | Western Power Distribution (East Midlands) plc | Photovoltaic |  |  |  | 4.56 | 4.8 | [12 empty] | No | Connected | 2020-07-14 | 4.8 | 4.56 | 4.8 | 0.0475 | 0.05 | 2015-03-01 00:00:00
2100040975990 | Pinewood Studios Wales Limited | Cardiff, Wentloog Avenue |  | Wentloog Avenue | CARDIFF |  | CF3 2EE | 323538.858 | 179235.72 | Cardiff East Grid | Trowbridge 132/11 Kv S/S | Trowbridge Primary | Western Power Distribution (South Wales) plc | Onshore Wind |  |  |  | 2.185 | 2.3 | [12 empty] | No | Connected | 2020-07-14 | 2.3 | 2.185 | 2.3 | 0.38 | 0.4 | 2011-02-07 00:00:00
1170000458569 | Morton Solar Limited | Morton 2 Solar Farm |  |  | RETFORD | Nottinghamshire | DN22 8HE | 466882.836 | 379496.664 | STAYTHORPE C 132kV S STN | CHECKERHOUSE 33kV S STN | 33kV connection | Western Power Distribution (East Midlands) plc | Photovoltaic |  |  |  | 19.684 | 20.72 | [12 empty] | No | Connected | 2020-07-14 | 20.72 | 19.684 | 20.72 | 0.0855 | 0.09 | 2015-03-03 00:00:00
1170000489210 | SSB Radcliffe Ltd | Blackberry Solar Farm North | Blackberry Solar Farm North | Off Stragglethorpe Road | NOTTINGHAM | Nottinghamshire | NG12 2JZ | 0 | 0 | Stoke Bardolph 132kv | NOTTINGHAM EAST 33kV S STN | COTGRAVE 33 11kV S STN | Western Power Distribution (East Midlands) plc | Photovoltaic |  |  |  | 4.674 | 4.92 | [12 empty] | No | Connected | 2020-07-14 | 4.92 | 4.674 | 4.92 | 0.076 | 0.08 | 2015-07-29 00:00:00
2100041258607 | Singrug Limited | BLACKWOOD CWM CAE SINGRUG FARM | Cwm Cae Singrug Farm | Mynyddislwyn | CAERPHILLY |  | NP12 2BG | 319617.922 | 193891.343 | Rassau G.S.P. | Crumlin | 33kV connection | Western Power Distribution (South Wales) plc | Photovoltaic |  |  |  | 8.4075 | 8.85 | [12 empty] | No | Connected | 2020-07-14 | 8.85 | 9.5 | 10 | 0.095 | 0.1 | 2015-03-02 00:00:00
1470000429775 | Cambridge Solar Power Ltd | CAMBRIDGE SOLAR POWER |  | Hill House Farm | CAMBRIDGE | Gloucestershire | GL2 7AN | 375234.829 | 204448.554 | IRON ACTON 132kV S STN | RYEFORD 132kV S STN | 33kV connection | Western Power Distribution (West Midlands) plc | Photovoltaic |  |  |  | 28.5 | 30 | [12 empty] | No | Connected | 2020-07-14 | 30 | 28.5 | 30 | 0.03515 | 0.037 | 2015-03-31 00:00:00
2100041254978 | Hendre Fawr Solar Limited | ABERDARE HENDRE FAWR SOLAR FARM |  | Hendre Fawr Farm | ABERDARE |  | CF44 9RX | 290653.145 | 205939.368 | Swansea North Grid | Hirwaun Grid | 33kV connection | Western Power Distribution (South Wales) plc | Photovoltaic |  |  |  | 9.31 | 9.8 | [12 empty] | No | Connected | 2020-07-14 | 9.8 | 9.69 | 10.2 | 0.0285 | 0.03 | 2015-03-06 00:00:00
2200042459566 | Hurcott Solar Limited | Hurcott, Dillington Estate, Ilminster, |  | Hurcott, | ILMINSTER | Somerset | TA19 0JS | 339031.214 | 115844.093 | Axminster S.G.P. | Woodcote Bsp | 33kV connection | Western Power Distribution (South West) plc | Photovoltaic |  |  |  | 7.106 | 7.48 | [12 empty] | No | Connected | 2020-07-14 | 7.48 | 7.5002 | 7.895 | 0.0285 | 0.03 | 2015-03-12 00:00:00
1170000489283 | SSB Cotgrave Ltd | Blackberry Solar Farm South | Blackberry Solar Farm South | Off Main Road | NOTTINGHAM | Nottinghamshire | NG12 3HN | 0 | 0 | Stoke Bardolph 132kv | NOTTINGHAM EAST 33kV S STN | COTGRAVE 33 11kV S STN | Western Power Distribution (East Midlands) plc | Photovoltaic |  |  |  | 4.674 | 4.92 | [12 empty] | No | Connected | 2020-07-14 | 4.92 | 4.674 | 4.92 | 0.076 | 0.08 | 2015-07-29 00:00:00
1470000426134 | Tower Hill Farm Renewables Limited | Land at Tower Hill Farm |  | Tytherington | WOTTON-UNDER-EDGE | Gloucester | GL12 8QA | 367184.59 | 188990.506 | IRON ACTON 132kV S STN | CHIPPING SODBURY 132kV S STN | 33kV connection | Western Power Distribution (West Midlands) plc | Photovoltaic |  |  |  | 8.55 | 9 | [12 empty] | No | Connected | 2020-07-14 | 9 | 8.55 | 9 | 0.095 | 0.1 | 2015-03-24 00:00:00
1170000445133 | Blue Planet Solar Park II Limited | Babworth Estate Solar Farm |  | Babworth Estate Solar Farm | RETFORD |  | DN22 7PX | 471511.216 | 383694.999 | STAYTHORPE C 132kV S STN | CHECKERHOUSE 33kV S STN | 33kV connection | Western Power Distribution (East Midlands) plc | Photovoltaic |  |  |  | 7.6 | 8 | [12 empty] | No | Connected | 2020-07-14 | 8 | 7.6 | 8 | 0.0475 | 0.05 | 2015-03-10 00:00:00
2200042443361 | Trickey Warren Solar Limited | Trickey Warren, Churchstanton, Taunton |  | Trickey Warren Solar Park | TAUNTON | Somerset | . | 321207.329 | 115641.814 | Taunton S.G.P. | Taunton Main Bsp | 33kV connection | Western Power Distribution (South West) plc | Photovoltaic |  |  |  | 3.705 | 3.9 | [12 empty] | No | Connected | 2020-07-14 | 3.9 | 3.705 | 3.9 | 0.0475 | 0.05 | 2015-02-28 00:00:00
2100041227102 | Dafen Reserve Power Ltd | Dafen Reserve Power Llethri Rd Dafen | Stor Generation | Llethri Road | LLANELLI |  | SA14 8ED | 252864 | 202219 | Swansea North Grid | Trostre Grid | Westfa | Western Power Distribution (South Wales) plc | Other Generation |  |  |  | 9.5 | 10 | [12 empty] | No | Connected | 2020-07-14 | 10 | 9.5 | 10 | 0.11875 | 0.125 | 2015-03-05 00:00:00
2200042457995 | Greenfields (A) Limited | Hawkers Farm, Yeo Moor, Theale, |  | Hawkers Farm, Yeo Moor | THEALE |  | BS28 4SN | 346889.597 | 147584.714 | Bridgwater S.G.P. | Street Bsp | 33kV connection | Western Power Distribution (South West) plc | Photovoltaic |  |  |  | 11.3252 | 11.9213 | [12 empty] | No | Connected | 2020-07-14 | 11.9213 | 9.8999 | 10.421 | 0.38 | 0.4 | 2015-03-13 00:00:00
1170000467581 | Nowhere Solar Limited | NOWHERE FARM FISHMERE END KIRTON | Nowhere Farm | Fishmere End | KIRTON | Lincolnshire | PE20 2HX | 527617.296 | 337947.722 | WALPOLE 132kV S STN | BOSTON 33kV S STN | 33kV connection | Western Power Distribution (East Midlands) plc | Photovoltaic |  |  |  | 6.175 | 6.5 | [12 empty] | No | Connected | 2020-07-14 | 6.5 | 6.175 | 6.5 | 0.0285 | 0.03 | 2015-03-31 00:00:00
2200042486036 | Grove Farm Solar Farm Limited | TOLLAND GROVE FARM SOLAR FARM |  | Grove Farm | TAUNTON | Somerset | TA4 3RN | 311764.37 | 131454.519 | Taunton S.G.P. | Taunton Main Bsp | Lydeard St Lawrence Primary | Western Power Distribution (South West) plc | Photovoltaic |  |  |  | 3.0704 | 3.232 | [12 empty] | No | Connected | 2020-07-14 | 3.232 | 3.0685 | 3.23 | 0.0475 | 0.05 | 2015-03-25 00:00:00
2200042420889, 2200042540710, 2200042540678, 2200042598144, 2200042495670, 2200042733869 | Lightsource SPV 110 Limited | Northmoor, Whitstone, nr Holsworthy, |  | Northmoor | NR HOLSWORTHY | Devon | EX22 6TD | 226976.462 | 97436.377 | Alverdiscott S.G.P. | 132kV connection | 132kV connection | Western Power Distribution (South West) plc | Mixed |  |  |  | 13.0815 | 13.77 | [12 empty] | No | Connected | 2020-07-14 | 13.77 | 13.3513 | 14.054 | 0.19 | 0.2 | 2015-03-20 00:00:00
2100041257269 | Hendai Solar Limited | Hendai Farm, Heol Adam, Gelligaer | Hendai Farm | Heol Adam | HENGOED |  | CF82 8FU | 311915.941 | 197865.442 | Upper Boat | Dowlais Grid | 33kV connection | Western Power Distribution (South Wales) plc | Photovoltaic |  |  |  | 9.5 | 10 | [12 empty] | No | Connected | 2020-07-14 | 10 | 9.5 | 10 | 0.057 | 0.06 | 2015-02-10 00:00:00
1170000443260 | Radstone P.V. Ltd | Hall Farm |  | Radstone Road | BRACKLEY | Northamptonshire | NN13 5PY | 458223.276 | 239749.635 | EAST CLAYDON 132KV S STN | BRACKLEY 132kV S STN | Brackley 11kv | Western Power Distribution (East Midlands) plc | Photovoltaic |  |  |  | 4.75 | 5 | [12 empty] | No | Connected | 2020-07-14 | 5 | 4.75 | 5 | 0.019 | 0.02 | 2015-03-27 00:00:00
2200042475424 | Lightsource SPV 97 Limited | Bystock Farm, Exmouth |  | Bystock Farm | EXMOUTH | Devon | EX8 5QG | 302317.186 | 84299.764 | Exeter Main S.G.P. | Exmouth Bsp | 33kV connection | Western Power Distribution (South West) plc | Photovoltaic |  |  |  | 3.344 | 3.52 | [12 empty] | No | Connected | 2020-07-14 | 3.52 | 3.344 | 3.52 | 0.3325 | 0.35 | 2015-03-23 00:00:00
2100041272870 | Sune Little Neath Solar Limited | Little Neath, Wogaston Farm |  | Little Neath | PEMBROKESHIRE |  | SA71 5AA | 191595 | 200849 | Pembroke Power Station | Haverfordwest Grid | 33kV connection | Western Power Distribution (South Wales) plc | Photovoltaic |  |  |  | 4.845 | 5.1 | [12 empty] | No | Connected | 2020-07-14 | 5.1 | 4.75 | 5 | 0.0285 | 0.03 | 2015-03-12 00:00:00
2200042475178 | New Banwell Solar Limited | Towerhead Farm, Banwell, |  | Towerhead Farm | WESTON SUPER MARE | North Somerset | BS29 6PQ | 340704.771 | 159626.994 | Bridgwater S.G.P. | Churchill Bsp 132kv | 33kV connection | Western Power Distribution (South West) plc | Photovoltaic |  |  |  | 6.175 | 6.5 | [12 empty] | No | Connected | 2020-07-14 | 6.5 | 6.175 | 6.5 | 0.0475 | 0.05 | 2015-03-16 00:00:00
2100041251285 | Saron Solar Limited | Saron Solar Farm, Ammanford |  | Saron Solar Farm | AMMANFORD |  | SA18 3BJ | 260707.838 | 212806.851 | Swansea North Grid | Ammanford Grid | 33kV connection | Western Power Distribution (South Wales) plc | Photovoltaic |  |  |  | 5.2873 | 5.5656 | [12 empty] | No | Connected | 2020-07-14 | 5.5656 | 5.2868 | 5.565 | 0.04275 | 0.045 | 2015-03-13 00:00:00
2100041251267 | Pen Y Cae Solar Limited | Pen Y Cae Solar Farm, Ammanford |  | Pen Y Cae Solar Farm | AMMANFORD |  | SA18 3LH | 259949.268 | 211501.153 | Swansea North Grid | Ammanford Grid | 33kV connection | Western Power Distribution (South Wales) plc | Photovoltaic |  |  |  | 5.6726 | 5.9712 | [12 empty] | No | Connected | 2020-07-14 | 5.9712 | 5.6724 | 5.971 | 0.04275 | 0.045 | 2015-03-13 00:00:00
2200042484855 | FIM Solar Generation I LLP | Higher Bye Farm, Watchet |  | Higher Bye Farm | WATCHET | Somerset | TA23 0JS | 305028.678 | 142199.929 | Taunton S.G.P. | Bowhays Cross Bsp | 33kV connection | Western Power Distribution (South West) plc | Photovoltaic |  |  |  | 5.529 | 5.82 | [12 empty] | No | Connected | 2020-07-14 | 5.82 | 5.529 | 5.82 | 0.0475 | 0.05 | 2015-03-18 00:00:00
2200042457499 | Ashlawn Solar Limited | Ashlawn Farm, Pill Road, Rooksbridge, |  | Ashlawn Farm, Pill Road | AXBRIDGE | Somerset | BS26 2TS | 337015.532 | 151303.244 | Bridgwater S.G.P. | Churchill Bsp 132kv | 33kV connection | Western Power Distribution (South West) plc | Photovoltaic |  |  |  | 4.6241 | 4.8675 | [12 empty] | No | Connected | 2020-07-14 | 4.8675 | 4.731 | 4.98 | 0.0475 | 0.05 | 2015-03-27 00:00:00
2100041260642 | Abergelli Solar Limited | Abergelli Farm, Swansea |  | Abergelli Farm | SWANSEA |  | SA5 7NN | 264993.701 | 201947.6 | Swansea North Grid | Swansea North Bsp | 33kV connection | Western Power Distribution (South Wales) plc | Photovoltaic |  |  |  | 5.9126 | 6.2238 | [12 empty] | No | Connected | 2020-07-14 | 6.2238 | 6.3982 | 6.735 | 0.13775 | 0.145 | 2015-03-13 00:00:00
2200042481924 | PV Growth Ltd | TAUNTON RACECOURSE PV SITE |  |  | TAUNTON | Somerset | TA3 7BL | 323792.859 | 121873.856 | Taunton S.G.P. | Taunton Main Bsp | Trull | Western Power Distribution (South West) plc | Photovoltaic |  |  |  | 1.4107 | 1.485 | [12 empty] | No | Connected | 2020-07-14 | 1.485 | 1.425 | 1.5 | 0.0475 | 0.05 | 2015-03-12 00:00:00
2200042473454 | ST Solarinvest Devon 1 Limited | Parkview Solar, Land North of Parkfield Cottages, |  | Parkview Solar | ASHBURTON | Devon | TQ13 7ND | 276295.872 | 68684.343 | Abham S.G.P. | Totnes Bsp | 33kV connection | Western Power Distribution (South West) plc | Photovoltaic |  |  |  | 4.8127 | 5.066 | [12 empty] | No | Connected | 2020-07-14 | 5.066 | 4.8127 | 5.066 | 0.0475 | 0.05 | 2015-03-31 00:00:00
1170000478351 | Solein Walmoor Limited | Walmoor Farm Retford |  | Grove Road | RETFORD |  | DN22 0RN | 472138.696 | 378977.974 | STAYTHORPE C 132kV S STN | CHECKERHOUSE 33kV S STN | ORDSALL RD 33 11kV S STN | Western Power Distribution (East Midlands) plc | Photovoltaic |  |  |  | 2.85 | 3 | [12 empty] | No | Connected | 2020-07-14 | 3 | 2.85 | 3 | 0.095 | 0.1 | 2015-03-27 00:00:00
2100041265525 | WSE Chapel Hill Limited | PEMBROKESHIRE YERBESTON SOLAR PARK |  | Yerbeston Solar Park | ST TWYNELLS | Pembrokeshire | SA72 4SU | 195944.95 | 197990.307 | Pembroke Power Station | Golden Hill Grid | 33kV connection | Western Power Distribution (South Wales) plc | Photovoltaic |  |  |  | 6.84 | 7.2 | [12 empty] | No | Connected | 2020-07-14 | 7.2 | 7.6 | 8 | 0.095 | 0.1 | 2015-03-23 00:00:00
1170000467527 | Federal Estates Ltd | CHELVESTON, The Airfield |  | The Airfield | CHELVESTON | Northamptonshire | NN96AR | 500660.715 | 268832.806 | GRENDON 132kV S STN | IRTHLINGBOROUGH 33kV S STN | 33kV connection | Western Power Distribution (East Midlands) plc | Photovoltaic |  |  |  | 38 | 40 | [12 empty] | No | Connected | 2020-07-14 | 40 | 38 | 40 | 0.095 | 0.1 | 2015-03-10 00:00:00
2200042469893 | OGE Newnham Estate Solar Limited | Newnham Farm, Newnham Estate, Plymouth, |  | Newnham Farm, | PLYMOUTH | Devon | PL7 5BN | 255863.127 | 58501.337 | Abham S.G.P. | Plympton Bsp | 33kV connection | Western Power Distribution (South West) plc | Photovoltaic |  |  |  | 8.512 | 8.96 | [12 empty] | No | Connected | 2020-07-14 | 8.96 | 8.512 | 8.96 | 0.095 | 0.1 | 2015-03-27 00:00:00
2200042484882 | Coombe Solar Limited | Woodmanton Solar Farm, Coombe Farm, Exe View Road, Exmouth |  | Woodmanton Solar Farm | EXMOUTH | Devon | EX8 5AZ | 301497.396 | 85055.774 | Exeter Main S.G.P. | Exmouth Bsp | 33kV connection | Western Power Distribution (South West) plc | Photovoltaic |  |  |  | 5.6525 | 5.95 | [12 empty] | No | Connected | 2020-07-14 | 5.95 | 5.6525 | 5.95 | 0.0475 | 0.05 | 2015-03-23 00:00:00
2100041270320 | SunE Hill Farm Solar Limited | PENRHIWARWYDD FARM MYNYDDISWYN |  | Penrhiwarwydd Farm | NEWPORT |  | NP11 7BB | 319279.234 | 192209.489 | Rassau G.S.P. | Crumlin | 33kV connection | Western Power Distribution (South Wales) plc | Photovoltaic |  |  |  | 5.814 | 6.12 | [12 empty] | No | Connected | 2020-07-14 | 6.12 | 5.814 | 6.12 | 0.095 | 0.1 | 2015-03-20 00:00:00
1170000424913 | Haymaker (Mount Mill) Limited | Mount Mill Solar Farm Stratford Road Wicken Milton Keynes MK19 6DG |  | Stratford Road | MILTON KEYNES |  | MK19 6DG | 475654.385 | 238576 | EAST CLAYDON 132KV S STN | STONY STRATFORD 33kV S STN | 33kV connection | Western Power Distribution (East Midlands) plc | Photovoltaic |  |  |  | 9.69 | 10.2 | [12 empty] | No | Connected | 2020-07-14 | 10.2 | 9.69 | 10.2 | 0.095 | 0.1 | 2015-03-18 00:00:00
2200042480656 | Wilton Solar Farm Limited | Wilton Solar Farm, Trerulefoot, Saltash |  | Wilton Solar Farm | SALTASH |  | PL12 5BL | 231346.035 | 58574.378 | Landulph S.G.P. | St Germans Bsp | 33kV connection | Western Power Distribution (South West) plc | Photovoltaic |  |  |  | 7.106 | 7.48 | [12 empty] | No | Connected | 2020-07-14 | 7.48 | 7.106 | 7.48 | 0.076 | 0.08 | 2015-03-23 00:00:00
1170000463160 | Glebe Farm SPV Limited | Glebe Farm Solar Park |  |  | NORTHAMPTON |  | NN19 7HP | 496486.117 | 262610.608 | GRENDON 132kV S STN | WELLINGBOROUGH 33kV S STN | 33kV connection | Western Power Distribution (East Midlands) plc | Photovoltaic |  |  |  | 24.7 | 26 | [12 empty] | No | Connected | 2020-07-14 | 26 | 24.7 | 26 | 0.38 | 0.4 | 2015-03-20 00:00:00
2200042475832 | SunE Burthy Farm Solar Limited | Burthy Farm, Summercourt, Newquay |  | Burthy Farm | NEWQUAY | Cornwall | TR8 5BN | 190560.186 | 55769.638 | Indian Queens S.G.P. | Fraddon Bsp | 33kV connection | Western Power Distribution (South West) plc | Photovoltaic |  |  |  | 9.5285 | 10.03 | [12 empty] | No | Connected | 2020-07-14 | 10.03 | 9.5 | 10 | 0.0285 | 0.03 | 2015-03-20 00:00:00
2100041269840 | Golden Hill Solar Limited | Golden Hill Solar Park |  | Mylett'S Hill | PEMBROKE | Pembrokeshire | SA71 4SY | 199145.304 | 202395.012 | Pembroke Power Station | Golden Hill Grid | Golden Hill Primary | Western Power Distribution (South Wales) plc | Photovoltaic |  |  |  | 4.7975 | 5.05 | [12 empty] | No | Connected | 2020-07-14 | 5.05 | 6.65 | 7 | 0.095 | 0.1 | 2015-03-26 00:00:00
2200042475201 | Bowerhouse Solar Limited | HEWISH ROOKERY FARM |  | Rookery Farm | HEWISH | North Somerset | BS23 6TL | 340519.091 | 161701.882 | Bridgwater S.G.P. | Churchill Bsp 132kv | 33kV connection | Western Power Distribution (South West) plc | Photovoltaic |  |  |  | 6.4115 | 6.749 | [12 empty] | No | Connected | 2020-07-14 | 6.749 | 6.4115 | 6.749 | 0.0475 | 0.05 | 2015-03-27 00:00:00
2100041268846 | Shoals Hook Solar (UK) Limited | HAVERFORDWEST SHOALS HOOK SOLAR FARM | T.G Morgan & A.E Morgan | Shoals Hook Solar Farm | HAVERFORDWEST | Pembrokshire | SA62 4PZ | 197824.968 | 216601.381 | Pembroke Power Station | Haverfordwest Grid | 33kV connection | Western Power Distribution (South Wales) plc | Photovoltaic |  |  |  | 11.514 | 12.12 | [12 empty] | No | Connected | 2020-07-14 | 12.12 | 11.4 | 12 | 0.057 | 0.06 | 2015-03-27 00:00:00
2100041264099 | Crug Mawr Solar Farm Limited | CARDIGAN CRUG MAWR FARM |  | Crug Mawr Solar Farm | CARDIGAN |  | SA43 1RD | 220672.721 | 246990.967 | Swansea North Grid | Rhos Grid | 33kV connection | Western Power Distribution (South Wales) plc | Photovoltaic |  |  |  | 5.757 | 6.06 | [12 empty] | No | Connected | 2020-07-14 | 6.06 | 5.7 | 6 | 0.02375 | 0.025 | 2015-03-25 00:00:00
1470000452073 | Solar Energy Renewables LLP | Willows PV Array | Willows Farm | Chadbury Road | EVESHAM | Worcestershire | WR11 4TG | 402985.534 | 247260.747 | FECKENHAM 66 11kV S STN | Feckenham 66/11kVDUMMY | EVESHAM 66 11kV S STN | Western Power Distribution (West Midlands) plc | Photovoltaic |  |  |  | 4.75 | 5 | [12 empty] | No | Connected | 2020-07-14 | 5 | 4.75 | 5 | 0.04275 | 0.045 | 2015-08-20 00:00:00
2200042461324, 2200042501429 | Power Quinn Limited | CAMELFORD OTTERHAM DOWN 132KV |  | Otterham Down | CAMELFORD | Cornwall | . | 215837.355 | 90188.885 | Indian Queens S.G.P. | 132kV connection | 132kV connection | Western Power Distribution (South West) plc | Onshore Wind |  |  |  | 3.895 | 4.1 | [12 empty] | No | Connected | 2020-07-14 | 4.1 | 3.895 | 4.1 | 0.0475 | 0.05 | 2014-12-01 00:00:00
2200042461306 | Garvinack Solar Farm Limited | TRURO GARVINACK FARM |  | Garvinack Farm | TRURO | Cornwall | TR4 9EP | 177285.029 | 48403.971 | Indian Queens S.G.P. | Truro Bsp | 33kV connection | Western Power Distribution (South West) plc | Photovoltaic |  |  |  | 6.745 | 7.1 | [12 empty] | No | Connected | 2020-07-14 | 7.1 | 6.745 | 7.1 | 0.1463 | 0.154 | 2015-03-20 00:00:00
1470000437758 | Sune Sundorne Grove Solar Ltd | Sundorne Solar Farm |  | Sundorne Grove | SHREWSBURY | Shropshire | SY1 4TH | 352192.339 | 315258.692 | SHREWSBURY 132kV S STN | Shrewsbury 132/33kVDUMMY | 33kV connection | Western Power Distribution (West Midlands) plc | Photovoltaic |  |  |  | 16.15 | 17 | [12 empty] | No | Connected | 2020-07-14 | 17 | 16.15 | 17 | 0.475 | 0.5 | 2015-03-31 00:00:00
1170000446606 | Haymaker (Homestead) Ltd | Homestead Solar Farm |  | Watling Street | TOWCESTER | Northamptonshire | NN12 6LH | 474012.336 | 245755.581 | EAST CLAYDON 132KV S STN | STONY STRATFORD 33kV S STN | 33kV connection | Western Power Distribution (East Midlands) plc | Photovoltaic |  |  |  | 14.25 | 15 | [12 empty] | No | Connected | 2020-07-14 | 15 | 14.25 | 15 | 0.095 | 0.1 | 2015-03-24 00:00:00
1170000474107 | AMP GM001 | GRANGE FARM SUTTON ST JAMES | Grange Farm | Horsemoor Drove | SPALDING | Lincolnshire | PE12 0EZ | 539054.962 | 319036.103 | WALPOLE 132kV S STN | SOUTH HOLLAND 33kV S STN | 33kV connection | Western Power Distribution (East Midlands) plc | Photovoltaic |  |  |  | 9.5 | 10 | [12 empty] | No | Connected | 2020-07-14 | 10 | 9.5 | 10 | 0.057 | 0.06 | 2015-03-25 00:00:00
1170000487151 | Egmanton Solar Park Limited | Cobb Farm |  | Weston Road | RETFORD | Nottinghamshire | NG22 0HH | 474873.209 | 368815.079 | STAYTHORPE C 132kV S STN | CHECKERHOUSE 33kV S STN | 33kV connection | Western Power Distribution (East Midlands) plc | Photovoltaic |  |  |  | 9.5 | 10 | [12 empty] | No | Connected | 2020-07-14 | 10 | 9.5 | 10 | 0.0475 | 0.05 | 2015-03-27 00:00:00
2200042473472 | Roskrow Solar Limited | Roskrow, Penryn, Cornwall |  | Roskrow | PENRYN | Cornwall | TR10 9AT | 176524.678 | 35449.459 | Indian Queens S.G.P. | Rame Bsp | 33kV connection | Western Power Distribution (South West) plc | Photovoltaic |  |  |  | 5.4325 | 5.7184 | [12 empty] | No | Connected | 2020-07-14 | 5.7184 | 8.4246 | 8.868 | 0.057 | 0.06 | 2015-03-27 00:00:00
1170000468024 | Push Energy (Rolleston) Limited | Rolleston Park |  | Rolleston Park | BURTON ON TRENT | Staffordshire | DE13 9HQ | 421336.018 | 327252.798 | DRAKELOW 132kV | Burton 33kV | 33kV connection | Western Power Distribution (East Midlands) plc | Photovoltaic |  |  |  | 15.2 | 16 | [12 empty] | No | Connected | 2020-07-14 | 16 | 15.2 | 16 | 0.7524 | 0.792 | 2015-03-30 00:00:00
2100041278161 | Gelliwern Solar Limited | Gelliwern Isaf Solar Farm, Felindre, Swansea |  | Gelliwern Isaf Solar Farm | SWANSEA |  | SA5 7PJ | 262438.19 | 201597.4 | Swansea North Grid | Swansea North Bsp | 33kV connection | Western Power Distribution (South Wales) plc | Photovoltaic |  |  |  | 4.75 | 5 | [12 empty] | No | Connected | 2020-07-14 | 5 | 4.75 | 5 | 0.02375 | 0.025 | 2015-03-27 00:00:00
2200042462188 | Tenth Solar Project Limited | Callington Newton Barton, Newton Ferrers Estate |  | Newton Barton, | CALLINGTON |  | PL17 7HS | 235896.619 | 66578.092 | Landulph S.G.P. | Landulph Bsp | 33kV connection | Western Power Distribution (South West) plc | Photovoltaic |  |  |  | 15.675 | 16.5 | [12 empty] | No | Connected | 2020-07-14 | 16.5 | 15.675 | 16.5 | 0.1235 | 0.13 | 2015-03-30 00:00:00
2100041115918 | GP Biotec Ltd | GP Biotec Ltd |  | Great Porthamel | BRECON | Powys | LD3 0DL | 316022.099 | 234988.767 | Rassau G.S.P. | Abergavenny | Glasbury | Western Power Distribution (South Wales) plc | Biomass & Energy Crops (not CHP) |  |  |  | 1.425 | 1.5 | [12 empty] | No | Connected | 2020-07-14 | 1.5 | 1.425 | 1.5 | 0.095 | 0.1 | 2015-03-25 00:00:00
1170000400781 | Krannich Solar Farm 1 Limited | Moat Farm, Barnby Moor |  | Moat Farm, | RETFORD |  | DN22 8QS | 466859.296 | 384893.36 | STAYTHORPE C 132kV S STN | CHECKERHOUSE 33kV S STN | 33kV connection | Western Power Distribution (East Midlands) plc | Photovoltaic |  |  |  | 3.8 | 4 | [12 empty] | No | Connected | 2020-07-14 | 4 | 3.8 | 4 | 0.07125 | 0.075 | 2015-03-31 00:00:00
1460001945310 | Metropole Hotels (Holdings) Limited | BIRMINGHAM, Hilton Birmingham Metropole |  | Hilton Birmingham Metropole | BIRMINGHAM | West Midlands | B40 1PP | 419456.484 | 283780.905 | LEA MARSTON 132kV S STN | ELMDON 132kV S STN | Elmdon 132/11kVDUMMY | Western Power Distribution (West Midlands) plc | Mini CHP (<1MW) |  |  |  | 0.266 | 0.28 | [12 empty] | No | Connected | 2020-07-14 | 0.28 | 0.133 | 0.14 | 2.85 | 3 | 2008-12-18 00:00:00
2100041217850 | Beegreen Solar Ltd | Sedbury Solar Park |  | . | CHEPSTOW | Gwent | NP16 7EY | 355425.499 | 193264.914 | Uskmouth | Sudbrook | Chepstow | Western Power Distribution (South Wales) plc | Photovoltaic |  |  |  | 4.75 | 5 | [12 empty] | No | Connected | 2020-07-14 | 5 | 4.75 | 5 | 0.0665 | 0.07 | 2015-03-25 00:00:00
2100041286890 | Biogen Uk Ltd | Bryn Pica Waste |  | Bryn Pica | ABERDARE | Mid Glamorgan | CF44 0BX | 300913 | 205358.927 | Swansea North Grid | Hirwaun Grid | Aberdare | Western Power Distribution (South Wales) plc | Small CHP (>1MW, <5MW) |  |  |  | 1.1296 | 1.189 | [12 empty] | No | Connected | 2020-07-14 | 1.189 | 1.045 | 1.1 | 0.2375 | 0.25 | 2015-05-25 00:00:00
2200042461110 | Autumnus Energy Limited | Treswarrow 5MWp Solar Farm |  | Treswarrow Farm | PORT ISSAC | Cornwall | PL29 3TN | 198279.07 | 77922.311 | Indian Queens S.G.P. | St Tudy Bsp | Polzeath | Western Power Distribution (South West) plc | Photovoltaic |  |  |  | 4.56 | 4.8 | [12 empty] | No | Connected | 2020-07-14 | 4.8 | 4.75 | 5 | 0.01425 | 0.015 | 2015-03-17 00:00:00
1470000455863 | Solar Energy Renewables LLP | EVESHAM Salford Lodge Solar | Salford Lodge Solar |  | EVESHAM | Worcestershire | WR11 8SN | 404568.241 | 250930.431 | FECKENHAM 66 11kV S STN | Feckenham 66/11kVDUMMY | BEVINGTON 66 11kV S STN | Western Power Distribution (West Midlands) plc | Photovoltaic |  |  |  | 4.75 | 5 | [12 empty] | No | Connected | 2020-07-14 | 5 | 4.75 | 5 | 0.2375 | 0.25 | 2015-06-29 00:00:00
2200042527064 | Sunsave 19 (Wambrook) Limited | Wambrook Solar Farm |  | Wambrook | TAUNTON | Somerset | TA20 3DF | 330787.983 | 108944.922 | Axminster S.G.P. | Woodcote Bsp | Chard | Western Power Distribution (South West) plc | Photovoltaic |  |  |  | 3.876 | 4.08 | [12 empty] | No | Connected | 2020-07-14 | 4.08 | 3.876 | 4.08 | 0.0285 | 0.03 | 2015-06-01 00:00:00
1170000510252 | Her Majesty's Government Communications Centre Estates | HANSLOPE PARK |  | HANSLOPE PARK | BUCKINGHAMSHIRE |  | MK19 7BH | 481439.714 | 245741.601 | EAST CLAYDON 132KV S STN | BRADWELL ABBEY 33kV S STN | HANSLOPE PARK 33 11kV S STN | Western Power Distribution (East Midlands) plc | Photovoltaic |  |  |  | 0.03325 | 0.035 | [12 empty] | No | Connected | 2020-07-14 | 0.035 | 0.03325 | 0.035 | 5.225 | 5.5 | 2015-01-11 00:00:00
2100041270232 | Cuckoo Solar Limited | Cuckoo Grove West | Cuckoo Grove Farm | Cuckoo Lane | HAVERFORDWEST | Pembrokeshire | SA61 2UY | 192802.556 | 216608.537 | Pembroke Power Station | Haverfordwest Grid | Haverfordwest Power Stn | Western Power Distribution (South Wales) plc | Photovoltaic |  |  |  | 4.56 | 4.8 | [12 empty] | No | Connected | 2020-07-14 | 4.8 | 4.56 | 4.8 | 0.095 | 0.1 | 2015-03-19 00:00:00
2100041256901 | Pennant Walters (Hirwaun) Ltd | Mynydd Y Gynnon Farm, Hirwaun |  | Mynydd Y Gynnon Farm | MYNYDD Y BWLLFA | Mynydd Cefn Y Gynnon | CF44 9UL | 296086.678 | 204456.36 | Upper Boat | 132kV connection | 132kV connection | Western Power Distribution (South Wales) plc | Onshore Wind |  |  |  | 21.375 | 22.5 | [12 empty] | No | Connected | 2020-07-14 | 22.5 | 22.8 | 24 | 0.475 | 0.5 | 2015-03-12 00:00:00
2200042511659 | Second Generation Yardwall Limited | MARK YARDWALL MANOR FARM SOLAR PARK |  | Yardwall Manor Farm | MARK | Somerset | TA9 4QE | 336313.618 | 146997.241 | Bridgwater S.G.P. | Bridgwater Grid Bsp | Watchfield | Western Power Distribution (South West) plc | Photovoltaic |  |  |  | 2.66 | 2.8 | [12 empty] | No | Connected | 2020-07-14 | 2.8 | 2.375 | 2.5 | 0.04275 | 0.045 | 2015-05-28 00:00:00
None | Uk Power Reserve Limited | BRIDGWATER HUNTWORTH MARSH LANE (33kV SUPPLY) |  | Marsh Lane | BRIDGWATER | Somerset | TA6 6LQ | 330849.877 | 135286.037 | Bridgwater S.G.P. | Bridgwater Grid Bsp | 33kV connection | Western Power Distribution (South West) plc | Other Generation |  |  |  | 11.97 | 12.6 | [12 empty] | No | Connected | 2020-07-14 | 12.6 | 9.5 | 10 | 0.19 | 0.2 | 2001-11-02 00:00:00
2200042534104 | Southwestern Sustainability Limited | HARTNOLLFARM A.D. PLANT, HALBERTON | Hartnoll Farm A.D. Plant | Post Hill | TIVERTON | Devon | EX18 4NG | 299591.14 | 112855.692 | Exeter Main S.G.P. | Tiverton Bsp | Tiverton Junction | Western Power Distribution (South West) plc | Mini CHP (<1MW) |  |  |  | 1.14 | 1.2 | [12 empty] | No | Connected | 2020-07-14 | 1.2 | 1.14 | 1.2 | 0.285 | 0.3 | 2015-08-01 00:00:00
2200042334139, 2200042334148 | Devonport Royal Dockyard Limited | PLYMOUTH DEVONPORT ROYAL DOCKYARD NORTH/CENTRAL INTAKE |  | North & Central Intake | PLYMOUTH | Devon | PL1 4SG | 0 | 0 | To be confirmed | To be confirmed | 33kV connection | Western Power Distribution (South West) plc | Mixed |  |  |  | 73.15 | 77 | [12 empty] | No | Connected | 2020-07-14 | 77 | 22.705 | 23.9 | 33.25 | 35 | 1991-04-01 00:00:00
1470000431037 | BFS Group Limited | BIDVEST |  | Dorcas Road | Banbury | Oxon | OX16 8SX | 447136.096 | 240753.676 | EAST CLAYDON 132KV S STN | BANBURY 132kV S STN | Banbury 132/11kVDUMMY | Western Power Distribution (West Midlands) plc | Photovoltaic |  |  |  | 1.045 | 1.1 | [12 empty] | No | Connected | 2020-07-14 | 1.1 | 0.9975 | 1.05 | 1.52 | 1.6 | 2015-07-01 00:00:00
1470000484855 | Hollingsworth & Vose Co Ltd | Postlip Mills |  | Postlip Mills | Winchcombe | Glos | GL54 5BB | 400886.077 | 227034.872 | PORT HAM 132kV S STN | CHELTENHAM 66kV S STN | ALDERTON 66 11kV S STN | Western Power Distribution (West Midlands) plc | Photovoltaic |  |  |  | 0.2375 | 0.25 | [12 empty] | No | Connected | 2020-07-14 | 0.25 | 0.2375 | 0.25 | 1.9 | 2 | 2015-07-01 00:00:00
1170000117953 | Dalby Wind Park Ltd | Dalby Wind Park Ltd | Old Dalby Lodge Farm | Paddy Lane | MELTON MOWBRAY | Leicestershire | LE14 3LY | 465396.419 | 324095.606 | RATCLIFFE ON SOAR 132kV S STN | WILLOUGHBY 33kV S STN | 33kV connection | Western Power Distribution (East Midlands) plc | Onshore Wind |  |  |  | 7.2675 | 7.65 | [12 empty] | No | Connected | 2020-07-14 | 7.65 | 7.2675 | 7.65 | 0.475 | 0.5 | 2015-10-06 00:00:00
1170000532140 | Ollerton Solar Limited C/O Anesco | Ollerton Solar Farm |  | Mansfield Road | EDWINSTOWE | Nottinghamshire | NG22 9DX | 464156.892 | 367155.246 | CHESTERFIELD 132kV S STN | CLIPSTONE 33kV S STN | THORESBY 33 11kV S STN | Western Power Distribution (East Midlands) plc | Photovoltaic |  |  |  | 3.8 | 4 | [12 empty] | No | Connected | 2020-07-14 | 4 | 3.8 | 4 | 0.0152 | 0.016 | 2015-09-01 00:00:00
2200042473436 | Freathy Solar Park Limited | Freathy Solar Park |  | The Antony Estate | TORPOINT | Cornwall | PL11 3AZ | 239907.01 | 52857.726 | Landulph S.G.P. | St Germans Bsp | Torpoint Antony | Western Power Distribution (South West) plc | Photovoltaic |  |  |  | 3.5625 | 3.75 | [12 empty] | No | Connected | 2020-07-14 | 3.75 | 3.9235 | 4.13 | 0.04275 | 0.045 | 2015-06-24 00:00:00
2100041270349 | GPP Langstone LLP | Aberporth Solar Farm |  | Pencnwc | ABERPORTH | Ceredigion | SA43 2DT | 224839.903 | 250288.652 | Swansea North Grid | Rhos Grid | Blaenporth | Western Power Distribution (South Wales) plc | Photovoltaic |  |  |  | 1.1305 | 1.19 | [12 empty] | No | Connected | 2020-07-14 | 1.19 | 1.14 | 1.2 | 0.0475 | 0.05 | 2015-03-24 00:00:00
2199989612680 | Dwr Cymru Welsh Water | Elan Valley NFFO Hydro Electric Generating Facility |  | Elan Nffo Facility | RHAYADER | Powys | LD1 5HL | 292559.958 | 264540.887 | Rassau G.S.P. | Abergavenny | Rhayader | Western Power Distribution (South Wales) plc | Hydro |  |  |  | 3.8 | 4 | [12 empty] | No | Connected | 2020-07-14 | 4 | 2.5868 | 2.723 | 0.02375 | 0.025 | 1997-03-10 00:00:00
1170000395963 | New Albion Wind Limited | New Albion Wind Farm |  | New Albion Wind Farm | KETTERING |  | NN14 1QP | 484793.29 | 283955.425 | GRENDON 132kV S STN | KETTERING 33kV S STN | 33kV connection | Western Power Distribution (East Midlands) plc | Onshore Wind |  |  |  | 15.295 | 16.1 | [12 empty] | No | Connected | 2020-07-14 | 16.1 | 15.295 | 16.1 | 0.171 | 0.18 | 2015-08-10 00:00:00
1470000494686 | TB Resort Operations Limited | Belfry Resort |  | Belfry Resort | Wishaw | Sutton Coldfield | B76 9PR | 418116.263 | 295170.293 | LEA MARSTON 132kV S STN | HAMS HALL SOUTH 132kV S STN | Hams Hall South 132/11kVDUMMY | Western Power Distribution (West Midlands) plc | Photovoltaic |  |  |  | 0.09025 | 0.095 | [12 empty] | No | Connected | 2020-07-14 | 0.095 | 0.09025 | 0.095 | 1.1875 | 1.25 | 2015-08-31 00:00:00
2100041288620 | Associated British Ports | Port of Swansea | Port Of Swansea |  | SWANSEA |  | SA1 1QR | 267404.495 | 192787.284 | Swansea North Grid | Tir John Power Station | Tir John Primary | Western Power Distribution (South Wales) plc | Mixed |  |  |  | 0.931 | 0.98 | [12 empty] | No | Connected | 2020-07-14 | 0.98 | 0.893 | 0.94 | 3.325 | 3.5 | 2007-04-18 00:00:00
1170000475388 | Walkers Snack Foods Limited | Bursom Road |  | Bursom Road | Leicestershire |  | LE4 1BS | 456963.876 | 308636.7 | ENDERBY 132kV S STN | LEICESTER NORTH 33kV S STN | BEAUMONT LEYS 33 11kV S STN | Western Power Distribution (East Midlands) plc | Small CHP (>1MW, <5MW) |  |  |  | 1.9 | 2 | [12 empty] | No | Connected | 2020-07-14 | 2 | 1.9 | 2 | 5.814 | 6.12 | 2015-08-12 00:00:00
1460001514751 | Infinis (Re-Gen) Limited | POPLARS LANDFILL |  | POPLARS LANDFILL | LICHFIELD ROAD | CANNOCK | WS11 8EQ | 0 | 0 | RUGELEY 132kV S STN | CANNOCK 132kV S STN | Cannock 132/11kV | Western Power Distribution (West Midlands) plc | Landfill Gas, Sewage Gas, Biogas (not CHP) |  |  |  | 3.705 | 3.9 | [12 empty] | No | Connected | 2020-07-14 | 3.9 | 3.705 | 3.9 | 0.01425 | 0.015 | 2006-08-09 00:00:00
1470000423843 | Heaths of Stockton | STOCKTON HEATHS OF STOCKTON |  | Heaths Of Stockton | NEWPORT | Shropshire | TF10 9BA | 376878.488 | 316985.776 | IRONBRIDGE 132kV S STN | KETLEY 132kV S STN | NEWPORT 33 11kV S STN | Western Power Distribution (West Midlands) plc | Landfill Gas, Sewage Gas, Biogas (not CHP) |  |  |  | 1.4725 | 1.55 | [12 empty] | No | Connected | 2020-07-14 | 1.55 | 1.4725 | 1.55 | 0.1425 | 0.15 | 2015-08-01 00:00:00
1470000294196 | Rodbaston Ltd | Rodbaston Turbine 1 |  | Turbine 1 South Staffordshire College | PENKRIDGE | Stafford | ST19 5PH | 392388.414 | 311201.946 | Bushbury D 132kV | BUSHBURY C 132kV S STN | FOUR ASHES 33 11kV S STN | Western Power Distribution (West Midlands) plc | Onshore Wind |  |  |  | 1.9 | 2 | [12 empty] | No | Connected | 2020-07-14 | 2 | 1.9 | 2 | 0.03325 | 0.035 | 2015-08-20 00:00:00
1470000294201 | Rodbaston Ltd | Turbine 2 South Staffordshire College |  | Turbine 2 South Staffordshire College | PENKRIDGE | Stafford | ST19 5PH | 0 | 0 | Bushbury D 132kV | BUSHBURY C 132kV S STN | FOUR ASHES 33 11kV S STN | Western Power Distribution (West Midlands) plc | Onshore Wind |  |  |  | 1.9 | 2 | [12 empty] | No | Connected | 2020-07-14 | 2 | 1.9 | 2 | 0.03325 | 0.035 | 2015-08-21 00:00:00
1170000550681 | Helios Solar 1 Limited | COTON PARK GENERATION, Linton | Generation | Coton Park | SWADLINCOTE | Derbyshire | DE12 6RE | 427274.049 | 317796.566 | DRAKELOW 132kV | GRESLEY 33kV S STN | GRESLEY 11kV S STN | Western Power Distribution (East Midlands) plc | Photovoltaic |  |  |  | 3.325 | 3.5 | [12 empty] | No | Connected | 2020-07-14 | 3.5 | 3.325 | 3.5 | 0.095 | 0.1 | 2015-08-01 00:00:00
1170000439886 | Six Hills Lane (Ragdale) Limited | Ragdale PV Solar Park, Six Hills Road, Ragdale, Melton Mowbray, LE14 3PP | Ragdale Pv Solar Park | Six Hills Road | MELTON MOWBRAY |  | LE14 3PR | 465732.827 | 320403.467 | RATCLIFFE ON SOAR 132kV S STN | WILLOUGHBY 33kV S STN | 33kV connection | Western Power Distribution (East Midlands) plc | Photovoltaic |  |  |  | 12.6635 | 13.33 | [12 empty] | No | Connected | 2020-07-14 | 13.33 | 12.6635 | 13.33 | 0.779 | 0.82 | 2015-03-23 00:00:00
2100041290967 | FIM Solar Distribution LLP | Oak Cottage,Wiston, Haverfordwest |  | Oak Cottage | HAVERFORDWEST |  | SA62 4PR | 203448.827 | 217321.958 | Pembroke Power Station | Haverfordwest Grid | 33kV connection | Western Power Distribution (South Wales) plc | Photovoltaic |  |  |  | 4.3605 | 4.59 | [12 empty] | No | Connected | 2020-07-14 | 4.59 | 4.3605 | 4.59 | 0.057 | 0.06 | 2015-08-24 00:00:00
1470000459014 | H Weston & Sons Limited | WESTONS CIDER |  | WESTONS CIDER | HEREFORD |  | HR8 2NQ | 364870.886 | 233166.443 | BISHOPS WOOD 132kV S STN | HEREFORD 66kV S STN | DYMOCK 66 11kV S STN | Western Power Distribution (West Midlands) plc | Photovoltaic |  |  |  | 0.0475 | 0.05 | [12 empty] | No | Connected | 2020-07-14 | 0.05 | 0.0475 | 0.05 | 1.425 | 1.5 | 2013-08-01 00:00:00
1170000530969 | Kelmarsh Wind Farm Limited | Kelmarsh Wind Farm | Kelmarsh Wind Farm |  | MARKET HARBOROUGH | Northamptonshire | NN6 9NA | 471985.115 | 279082.401 | GRENDON 132kV S STN | KIBWORTH 33KV S STN | 33kV connection | Western Power Distribution (East Midlands) plc | Onshore Wind |  |  |  | 11.685 | 12.3 | [12 empty] | No | Connected | 2020-07-14 | 12.3 | 11.685 | 12.3 | 0.2375 | 0.25 | 2016-01-25 00:00:00
1470000508790, 1470000508780 | Sandwell and Birmingham Hospitals NHS Trust | Sandwell General Hospital |  | Sandwell General Hospital | West Bromwich |  | B70 8HE | 400832.371 | 292184.056 | OCKER HILL C 132kV S STN | To be confirmed | Black Lake 132/11kVDUMMY | Western Power Distribution (West Midlands) plc | Other Generation |  |  |  | 1.71 | 1.8 | [12 empty] | No | Connected | 2020-07-14 | 1.8 | 1.71 | 1.8 | 1.52 | 1.6 | 2015-09-01 00:00:00
1170000366280, 1170000561025 | Severn Trent Wind Power Ltd | STOKE LANE, STOKE BARDOLPH |  | STOKE LANE, STOKE BARDOLPH | NOTTINGHAMSHIRE |  | NG14 5HL | 463001.157 | 342032.771 | Stoke Bardolph 132kv | NOTTINGHAM EAST 33kV S STN | COLWICK 33 11kV S STN | Western Power Distribution (East Midlands) plc | Onshore Wind |  |  |  | 1.425 | 1.5 | [12 empty] | No | Connected | 2020-07-14 | 1.5 | 1.425 | 1.5 | 0.30875 | 0.325 | 2015-09-01 00:00:00
2200042222401 | Barton Close Farm Solar Park Limited | Braunton Barton Close Farm Solar Park |  | Georgeham | BRAUNTON | Devon | EX33 1HX | 247776.791 | 141531.084 | Alverdiscott S.G.P. | East Yelland Bsp | Georgeham | Western Power Distribution (South West) plc | Photovoltaic |  |  |  | 3.9187 | 4.125 | [12 empty] | No | Connected | 2020-07-14 | 4.125 | 3.9187 | 4.125 | 0.04275 | 0.045 | 2015-08-19 00:00:00
1470000461022 | Andigestion Limited | WINGMOOR FARM,STOKE ORCHARD,BISHOPS CLEEVE,CHELTENHAM GL52 7DG | Wingmoore Farm | Stoke Orchard Road | CHELTENHAM | Gloucestershire | GL52 7DG | 394506.102 | 227458.053 | PORT HAM 132kV S STN | CHELTENHAM 66kV S STN | BISHOPS CLEEVE 66 11kV S STN | Western Power Distribution (West Midlands) plc | Mixed |  |  |  | 1.9997 | 2.105 | [12 empty] | No | Connected | 2020-07-14 | 2.105 | 1.9997 | 2.105 | 0.285 | 0.3 | 2015-06-17 00:00:00
2200042534080 | Cornwall Energy Recovery Limited | Cornwall Energy Recovery Centre, Rostowrack Farm, St Dennis, Cornwall, |  | Cornwall Energy Recovery Centre | ST DENNIS | Cornwall | PL26 8DY | 194549.091 | 57035.703 | Indian Queens S.G.P. | 132kV connection | 132kV connection | Western Power Distribution (South West) plc | Waste Incineration (not CHP) |  |  |  | 25.3982 | 26.735 | [12 empty] | No | Connected | 2020-07-14 | 26.735 | 24.0996 | 25.368 | 5.51 | 5.8 | 2016-04-01 00:00:00
2100041172084 | Peak Gen Power 5 Limited | Peak Gen Llandarcy STOR |  | Peak Gen Llandarcy Stor | LLANDARCY | Neath | SA10 6FG | 271780.393 | 196149.918 | Swansea North Grid | Tir John Power Station | 33kV connection | Western Power Distribution (South Wales) plc | Other Generation |  |  |  | 19 | 20 | [12 empty] | No | Connected | 2020-07-14 | 20 | 19 | 20 | 0.475 | 0.5 | 2015-08-24 00:00:00
1170000560625 | Lafarge Cement UK | Works Lane |  | Works Lane | Nottinghamshire |  | NG13 9JT | 473676.804 | 335186.987 | RATCLIFFE ON SOAR 132kV S STN | WILLOUGHBY 33kV S STN | BINGHAM 33 11kV S STN | Western Power Distribution (East Midlands) plc | Landfill Gas, Sewage Gas, Biogas (not CHP) |  |  |  | 0.475 | 0.5 | [12 empty] | No | Connected | 2020-07-14 | 0.5 | 0.475 | 0.5 | 1.52 | 1.6 | 2014-04-01 00:00:00
1470000520148 | Big Bear Plastic Ltd | FANTASTIC WORKS |  | FANTASTIC WORKS | DROITWICH | WORCESTERSHIRE | WR9 0NX | 388676.401 | 265106.283 | BISHOPS WOOD 132kV S STN | STOURPORT 132 66 33kV S STN | DROITWICH 66 11kV S STN | Western Power Distribution (West Midlands) plc | To be confirmed |  |  |  | 0 | 0 | [12 empty] | No | Connected | 2020-07-14 | 0 | 0.1425 | 0.15 | 1.71 | 1.8 | 0
1470000501650 | Capital Stage Hall Farm Limited | Hall Farm PV |  |  | NEWNHAM | Gloucestershire | GL14 1ES | 369371.015 | 208311.239 | PORT HAM 132kV S STN | LYDNEY 33kV S STN | 33kV connection | Western Power Distribution (West Midlands) plc | Photovoltaic |  |  |  | 4.75 | 5 | [12 empty] | No | Connected | 2020-07-14 | 5 | 4.75 | 5 | 0.01425 | 0.015 | 2015-09-09 00:00:00
1170000535113 | Welland Bio Power Limited | Pebble Hall Farm AD |  | Pebble Hall Farm Ad | MARSTON TRUSSELL | Northamptonshire | LE17 9RD | 466148.555 | 284484.762 | GRENDON 132kV S STN | KIBWORTH 33KV S STN | 33kV connection | Western Power Distribution (East Midlands) plc | Other Generation |  |  |  | 15.732 | 16.56 | [12 empty] | No | Connected | 2020-07-14 | 16.56 | 19 | 20 | 1.9 | 2 | 2016-12-15 00:00:00
1170000552883 | Mercer Farming Ltd | BLAKENHALL PARK SOLAR PV, GREEN LANE | Blakenhall Park Solar Pv | Greenlane | BURTON ON TRENT | Staffordshire | DE13 8AW | 417315.312 | 317314.683 | DRAKELOW 132kV | BURTON SOUTH 33kV S STN | BARTON UNDER NEEDWOOD 33 11kV S STN | Western Power Distribution (East Midlands) plc | Photovoltaic |  |  |  | 1.425 | 1.5 | [12 empty] | No | Connected | 2020-07-14 | 1.5 | 1.425 | 1.5 | 0.4275 | 0.45 | 2015-09-09 00:00:00
1170000559860 | Calow Solar Limited | Lodge Farm Solar Farm |  | Top Road | CALOW | Derbyshire | S44 5TE | 441846.912 | 370357.175 | CHESTERFIELD 132kV S STN | CHESTERFIELD 33kV S STN | 33kV connection | Western Power Distribution (East Midlands) plc | Photovoltaic |  |  |  | 4.275 | 4.5 | [12 empty] | No | Connected | 2020-07-14 | 4.5 | 4.275 | 4.5 | 0.0475 | 0.05 | 2015-10-01 00:00:00
2200042533420 | Denzell Downs Limited | Denzell Downs Wind Farm Near St Columb |  | Denzell Downs Wind Farm | CORNWALL |  | . | 189744.382 | 67184.736 | Indian Queens S.G.P. | Fraddon Bsp | 33kV connection | Western Power Distribution (South West) plc | Onshore Wind |  |  |  | 9.5 | 10 | [12 empty] | No | Connected | 2020-07-14 | 10 | 9.9997 | 10.526 | 0.1425 | 0.15 | 2015-09-01 00:00:00
2200042169723 | TGC Solar Slade Limited | KINGSBRIDGE Slade Farm |  | Slade Farm | KINGSBRIDGE | Devon | TQ7 2HE | 274263.524 | 45556.96 | Abham S.G.P. | Paignton Bsp | 33kV connection | Western Power Distribution (South West) plc | Photovoltaic |  |  |  | 3.5815 | 3.77 | [12 empty] | No | Connected | 2020-07-14 | 3.77 | 3.5815 | 3.77 | 0.02375 | 0.025 | 2015-09-14 00:00:00
1170000540832 | Beeswax Dyson Farming Ltd | A D Plant Beeches Lane |  | Beeches Lane | BOSTON | Lincolnshire | PE22 7HZ | 530536.802 | 354359.368 | WALPOLE 132kV S STN | BOSTON 33kV S STN | STICKNEY 33 11kV S STN | Western Power Distribution (East Midlands) plc | Biomass & Energy Crops (not CHP) |  |  |  | 2.85 | 3 | [12 empty] | No | Connected | 2020-07-14 | 3 | 2.85 | 3 | 0.3325 | 0.35 | 2015-09-10 00:00:00
1170000443800 | Dove View Solar Farm Ltd | Dove View Soalr Farm Moisty Lane Marchington | Dove View Solar Farm | Moisty Lane | MARCHINGTON | Staffs | ST14 8JY | 411499.758 | 331333.024 | WILLINGTON 132kV S STN | UTTOXETER 33kV S STN | MARCHINGTON 33 11kV S STN | Western Power Distribution (East Midlands) plc | Photovoltaic |  |  |  | 3.4295 | 3.61 | [12 empty] | No | Connected | 2020-07-14 | 3.61 | 3.4295 | 3.61 | 0.1425 | 0.15 | 2015-12-11 00:00:00
1470000478736 | Upper Huntingford Solar Limited | Upper Huntingford Solar Farm |  | Upper Huntingford Solar Farm | WOTTON-UNDER-EDGE |  | GL12 8EY | 372068.828 | 193765.411 | IRON ACTON 132kV S STN | RYEFORD 132kV S STN | 33kV connection | Western Power Distribution (West Midlands) plc | Photovoltaic |  |  |  | 6.2605 | 6.59 | [12 empty] | No | Connected | 2020-07-14 | 6.59 | 6.2605 | 6.59 | 0.038 | 0.04 | 2015-10-05 00:00:00
2100041260313 | Sunsave 29 (Court Colman) Limited | BRIDGEND Court Colman |  | Court Colman | BRIDGEND |  | CF31 4NG | 288216.613 | 181864.8 | Pyle Grid | Bridgend Grid | 33kV connection | Western Power Distribution (South Wales) plc | Photovoltaic |  |  |  | 14.212 | 14.96 | [12 empty] | No | Connected | 2020-07-14 | 14.96 | 14.25 | 15 | 0.0475 | 0.05 | 2015-09-21 00:00:00
2100041221068 | Peak Gen Power 6 Limited | PeakGen Barry STOR, Penarth |  | Peak Gen Barry Stor Generation | PENARTH |  | CF64 5RP | 314605.25 | 168671.243 | Aberthaw Power Station | Cardiff West Grid | 33kV connection | Western Power Distribution (South Wales) plc | Other Generation |  |  |  | 19 | 20 | [12 empty] | No | Connected | 2020-07-14 | 20 | 19 | 20 | 0.475 | 0.5 | 2015-09-22 00:00:00
2200042567396 | Tulip Ltd | Newton Maragte Ind Est | Tulip | Newton Margate Ind Est | BODMIN | Cornwall | PL31 2AT | 208584.267 | 66873.221 | Indian Queens S.G.P. | St Tudy Bsp | Callywith | Western Power Distribution (South West) plc | Photovoltaic |  |  |  | 1.102 | 1.16 | [12 empty] | No | Connected | 2020-07-14 | 1.16 | 1.33 | 1.4 | 5.7 | 6 | 2015-09-23 00:00:00
1170000569850 | Arkwright Solar Limited | Arkwright Solar Farm |  | Tom Lane | CHESTERFIELD |  | S44 5HF | 443755.227 | 372295.581 | CHESTERFIELD 132kV S STN | CHESTERFIELD 33kV S STN | 33kV connection | Western Power Distribution (East Midlands) plc | Photovoltaic |  |  |  | 5.7 | 6 | [12 empty] | No | Connected | 2020-07-14 | 6 | 5.7 | 6 | 0.57 | 0.6 | 2015-12-15 00:00:00
2200042479395 | Trethosa Solar Limited | Trethosa Solar Farm |  | Trethosa | ST AUSTELL | Cornwall | PL26 7QH | 193932.033 | 54446.192 | Indian Queens S.G.P. | Fraddon Bsp | Drinnick. | Western Power Distribution (South West) plc | Photovoltaic |  |  |  | 3.4086 | 3.588 | [12 empty] | No | Connected | 2020-07-14 | 3.588 | 3.4086 | 3.588 | 0.04275 | 0.045 | 2015-09-29 00:00:00
1470000529638 | Rymes Solar Ltd | The Rymes |  | Land At Rymes Farm | NEWENT | Glos | GL19 3AJ | 374790.184 | 224580.946 | BISHOPS WOOD 132kV S STN | HEREFORD 66kV S STN | NEWENT 66 11kV S STN | Western Power Distribution (West Midlands) plc | Photovoltaic |  |  |  | 3.762 | 3.96 | [12 empty] | No | Connected | 2020-07-14 | 3.96 | 3.762 | 3.96 | 0.0475 | 0.05 | 2017-01-28 00:00:00
1470000529600 | Grange Solar Limited | The Grange Solar Farm |  | Fields Off B4215 | NEWENT | Gloucester | GL18 1HE | 374479.862 | 224936.504 | BISHOPS WOOD 132kV S STN | HEREFORD 66kV S STN | NEWENT 66 11kV S STN | Western Power Distribution (West Midlands) plc | Photovoltaic |  |  |  | 4.218 | 4.44 | [12 empty] | No | Connected | 2020-07-14 | 4.44 | 4.218 | 4.44 | 0.0475 | 0.05 | 2016-03-30 00:00:00
1170000549278 | FCC Buckinghamshire Limited | Greatmoor Energy From Waste |  | Greatmoor Road | WOODHAM |  | HP18 0AF | 470364.29 | 222403.468 | EAST CLAYDON 132KV S STN | East Claydon 33kV | 33kV connection | Western Power Distribution (East Midlands) plc | Waste Incineration (not CHP) |  |  |  | 25.84 | 27.2 | [12 empty] | No | Connected | 2020-07-14 | 27.2 | 25.84 | 27.2 | 3.135 | 3.3 | 2015-11-05 00:00:00
1470000529629 | Tulip Ltd | tulip bacon ltd |  | Oakleigh Green Fm La | WESTERLEIGH |  | BS37 8QZ | 369253.898 | 178919.079 | IRON ACTON 132kV S STN | CHIPPING SODBURY 132kV S STN | OXBRIDGE 33 11kV S STN | Western Power Distribution (West Midlands) plc | Photovoltaic |  |  |  | 0.1995 | 0.21 | [12 empty] | No | Connected | 2020-07-14 | 0.21 | 0.1995 | 0.21 | 2.85 | 3 | 2015-10-01 00:00:00
2200042477110 | Margate PV Limited | Margate PV |  | Margate Pv Park | BODMIN | Cornwall | PL31 1HF | 208722.654 | 66792.207 | Indian Queens S.G.P. | St Tudy Bsp | Callywith | Western Power Distribution (South West) plc | Photovoltaic |  |  |  | 2.85 | 3 | [12 empty] | No | Connected | 2020-07-14 | 3 | 2.85 | 3 | 0.04275 | 0.045 | 2015-10-01 00:00:00
1470000524764 | Wienerberger Limited | Hartlebury |  | Hartlebury | Worcs |  | DY11 7YG | 385063.806 | 270787.554 | BISHOPS WOOD 132kV S STN | STOURPORT 132 66 33kV S STN | Stourport 132/66/33/11kV | Western Power Distribution (West Midlands) plc | Photovoltaic |  |  |  | 2.1717 | 2.286 | [12 empty] | No | Connected | 2020-07-14 | 2.286 | 0.2413 | 0.254 | 1.71 | 1.8 | 2015-11-01 00:00:00
1170000437160 | Kegworth Solar LLP | KEGWORTH SOLAR LLP |  | Whatton Road | DERBY |  | DE74 2DU | 448107.578 | 325796.083 | WILLINGTON 132kV S STN | SPONDON B 33kV S STN | CASTLE DONINGTON 33 11kV S STN | Western Power Distribution (East Midlands) plc | Photovoltaic |  |  |  | 1.235 | 1.3 | [12 empty] | No | Connected | 2020-07-14 | 1.3 | 1.235 | 1.3 | 0.038 | 0.04 | 2015-10-23 00:00:00
1470000534577 | Tulip Ltd | George Henry Road |  | George Henry Road | Tipton |  | DY4 7BS | 398071.837 | 292995.575 | OCKER HILL C 132kV S STN | To be confirmed | Ocker Hill B 132/33/11kVDUMMY | Western Power Distribution (West Midlands) plc | Photovoltaic |  |  |  | 0.5985 | 0.63 | [12 empty] | No | Connected | 2020-07-14 | 0.63 | 0.5985 | 0.63 | 1.9114 | 2.012 | 2015-11-01 00:00:00
1170000549240 | Copley Solar Limited | Copley Farm |  | Doddington Lane | NEWARK |  | NG23 5AT | 484947.484 | 347622.321 | STAYTHORPE C 132kV S STN | HAWTON 33kV S STN | 33kV connection | Western Power Distribution (East Midlands) plc | Photovoltaic |  |  |  | 20.235 | 21.3 | [12 empty] | No | Connected | 2020-07-14 | 21.3 | 20.235 | 21.3 | 0.2375 | 0.25 | 2015-12-04 00:00:00
1430000013871, 1470000525378 | Wienerberger Limited | Waresley Unit 100 | Unit 100 | Hartlebury Trading Estate | KIDDERMINSTER | Worcestershire | DY10 4JB | 385487.716 | 270268.556 | BISHOPS WOOD 132kV S STN | STOURPORT 132 66 33kV S STN | Stourport 132/66/33/11kV | Western Power Distribution (West Midlands) plc | Landfill Gas, Sewage Gas, Biogas (not CHP) |  |  |  | 1.7993 | 1.894 | [12 empty] | No | Connected | 2020-07-14 | 1.894 | 2.47 | 2.6 | 2.09 | 2.2 | 2003-11-24 00:00:00
None | Uk Power Reserve Limited | BRIDGWATER HUNTWORTH MARSH LANE (33kV SUPPLY) |  | Marsh Lane | BRIDGWATER | Somerset | TA6 6LQ | 330849.877 | 135286.037 | Bridgwater S.G.P. | Bridgwater Grid Bsp | 33kV connection | Western Power Distribution (South West) plc | Other Generation |  |  |  | 11.97 | 12.6 | [12 empty] | No | Connected | 2020-07-14 | 12.6 | 9.5 | 10 | 0.19 | 0.2 | 2001-11-02 00:00:00
1470000479206 | SSOGE Ring O Bells Solar Farm Limited | Ring O bells Solar Farm |  |  | CHIPPING SODBURY |  | SN18 8HJ | 372475.872 | 176999.275 | IRON ACTON 132kV S STN | CHIPPING SODBURY 132kV S STN | 33kV connection | Western Power Distribution (West Midlands) plc | Photovoltaic |  |  |  | 4.75 | 5 | [12 empty] | No | Connected | 2020-07-14 | 5 | 4.75 | 5 | 0.0475 | 0.05 | 2015-12-03 00:00:00
2200042543001 | Mendennick Solar Limited | TORPOINT MENDENNICK |  | Mendennick | TORPOINT | Cornwall | PL11 3AX | 240830.099 | 53052.9 | Landulph S.G.P. | St Germans Bsp | Torpoint Antony | Western Power Distribution (South West) plc | Photovoltaic |  |  |  | 1.9 | 2 | [12 empty] | No | Connected | 2020-07-14 | 2 | 2.204 | 2.32 | 0.04275 | 0.045 | 2015-10-17 00:00:00
2100041309935 | Ridgeway Solar Energy Limited | Red Court Farm, Llysonnen Rd, Carmarthen |  | Red Court Farm | CARMARTHEN |  | SA33 5DR | 237675.554 | 219249.887 | Swansea North Grid | Carmarthen Grid | 33kV connection | Western Power Distribution (South Wales) plc | Photovoltaic |  |  |  | 4.5315 | 4.77 | [12 empty] | No | Connected | 2020-07-14 | 4.77 | 4.56 | 4.8 | 0.0285 | 0.03 | 2015-10-19 00:00:00
1170000474445 | Push Energy (Decoy) Ltd | CROWLAND SPALDING ROAD | Decoy Farm | Spalding Road | CROWLAND |  | PE6 0LX | 526143.158 | 312768.963 | WALPOLE 132kV S STN | SPALDING CLAY LAKE 33kV S STN | 33kV connection | Western Power Distribution (East Midlands) plc | Photovoltaic |  |  |  | 3.99 | 4.2 | [12 empty] | No | Connected | 2020-07-14 | 4.2 | 3.99 | 4.2 | 0.095 | 0.1 | 2015-10-22 00:00:00
2200042538749 | West London Energy Recovery Limited | Severnside Energy Recovery Centre | Severnside Energy Recovery Centre | Severnside Road | BRISTOL |  | BS10 7SP | 353798 | 182656 | Seabank Sgp | 132kV connection | 132kV connection | Western Power Distribution (South West) plc | Waste Incineration (not CHP) |  |  |  | 45.618 | 48.019 | [12 empty] | No | Connected | 2020-07-14 | 48.019 | 38 | 40 | 3.705 | 3.9 | 2016-03-01 00:00:00
1170000576625 | Tollgate Solar Limited | TOLLGATE SOLAR FARM, TOLLGATE FARM, BANBURY ROAD, WARWICKSHIRE, CV33 9QJ, | Tollgate Solar Farm | Banbury Road | BISHOPS TACHBROOK | Warwickshire | CV33 9QJ | 431153.615 | 259564.911 | BERKSWELL 132kV S STN | WARWICK 33kV S STN | BANBURY ROAD 33 11kV S STN | Western Power Distribution (East Midlands) plc | Photovoltaic |  |  |  | 2.8747 | 3.026 | [12 empty] | No | Connected | 2020-07-14 | 3.026 | 3.325 | 3.5 | 0.0855 | 0.09 | 2016-03-07 00:00:00
1100050222473 | Enviroenergy Ltd | London Road Heat Station |  | London Road | NOTTINGHAM | Nottinghamshire | NG2 3AB | 457845.667 | 339445.586 | RATCLIFFE ON SOAR 132kV S STN | NOTTINGHAM 33kV S STN | 33kV connection | Western Power Distribution (East Midlands) plc | Mixed |  |  |  | 45.619 | 48.02 | [12 empty] | No | Connected | 2020-07-14 | 48.02 | 11.4 | 12 | 5.795 | 6.1 | 1993-01-01 00:00:00
1170000474409 | Decoy Farm Power Limited | CROWLAND SPALDING ROAD |  | Spalding Road | CROWLAND |  | PE6 0LX | 526143.158 | 312768.963 | WALPOLE 132kV S STN | SPALDING CLAY LAKE 33kV S STN | 33kV connection | Western Power Distribution (East Midlands) plc | Mixed |  |  |  | 2.85 | 3 | [12 empty] | No | Connected | 2020-07-14 | 3 | 2.85 | 3 | 0.19 | 0.2 | 2015-10-22 00:00:00
1425047000009 | Solvay Solutions UK Limited | OLDBURY, Station Road |  | Station Road | Oldbury | West Midlands | B69 4LU | 399435 | 288258.776 | To be confirmed | To be confirmed | To be confirmed | Western Power Distribution (West Midlands) plc | Small CHP (>1MW, <5MW) |  |  |  | 1.425 | 1.5 | [12 empty] | No | Connected | 2020-07-14 | 1.5 | 1.425 | 1.5 | 3.8 | 4 | 2015-09-28 00:00:00
1170000409701 | Push Energy (Hall Farm) Limited | Hall Farm Solar Farm |  | Hall Farm | NEWBOLD VERNON | Leicestershire | LE9 9NL | 443179.569 | 303237.998 | ENDERBY 132kV S STN | COALVILLE 33KV S STN | 33kV connection | Western Power Distribution (East Midlands) plc | Photovoltaic |  |  |  | 10.0006 | 10.527 | [12 empty] | No | Connected | 2020-07-14 | 10.527 | 5.0008 | 5.264 | 5.8463 | 6.154 | 2015-12-04 00:00:00
1170000448710 | Crow Trees Solar Farm Ltd | SUTTON IN ASHFIELD Crow Trees Solar Farm Pinxton Lane | Crow Trees Solar Farm | Pinxton Lane | SUTTON IN ASHFIELD | Nottinghamshire | NG17 1JF | 447050.847 | 356954.733 | CHESTERFIELD 132kV S STN | PINXTON 132kV S STN | PINXTON 11kV S STN | Western Power Distribution (East Midlands) plc | Photovoltaic |  |  |  | 3.3345 | 3.51 | [12 empty] | No | Connected | 2020-07-14 | 3.51 | 3.3345 | 3.51 | 0.1425 | 0.15 | 2015-12-21 00:00:00
1470000544014 | DPD Group UK Limited | DPD Group UK Limited |  | BROADWELL ROAD | OLDBURY | WEST MIDLANDS | B69 4DA | 399689.061 | 289615.613 | OLDBURY 132kV | Oldbury B 132kV | Oldbury B 11kV | Western Power Distribution (West Midlands) plc | Photovoltaic |  |  |  | 0.95 | 1 | [12 empty] | No | Connected | 2020-07-14 | 1 | 0.47405 | 0.499 | 1.197 | 1.26 | 2016-11-01 00:00:00
1170000541757 | Blankney Estates Ltd | NAVENBY, The Grange |  | The Grange | NAVENBY | Lincolnshire | LN5 0AU | 502885.397 | 357857.126 | WEST BURTON 132kV S STN | LINCOLN MAIN No 1 33kV S STN | METHERINGHAM 33 11kV S STN | Western Power Distribution (East Midlands) plc | Landfill Gas, Sewage Gas, Biogas (not CHP) |  |  |  | 0.19 | 0.2 | [12 empty] | No | Connected | 2020-07-14 | 0.2 | 0.19 | 0.2 | 1.425 | 1.5 | 2015-11-27 00:00:00
1470000544510 | Severn Trent Water Limited | TRIMPLEY WATER TREATMENT WORKS |  | TRIMPLEY WATER TREATMENT WORKS | NR BEWDLEY | WORCESTERSHIRE | DY12 1PJ | 377178.966 | 278960.338 | BISHOPS WOOD 132kV S STN | STOURPORT 132 66 33kV S STN | WRIBBENHALL 33 11kV S STN | Western Power Distribution (West Midlands) plc | Photovoltaic |  |  |  | 0.37525 | 0.395 | [12 empty] | No | Connected | 2020-07-14 | 0.395 | 0.37525 | 0.395 | 5.225 | 5.5 | 2016-03-24 00:00:00
1100050591713 | Novera Energy Generation No.2 Limited | PARK STREET | Bretby Landfill Site | PARK STREET | SWADLINCOTE |  | DE11 0TX | 427712.399 | 320304.137 | DRAKELOW 132kV | GRESLEY 33kV S STN | GRESLEY 11kV S STN | Western Power Distribution (East Midlands) plc | Landfill Gas, Sewage Gas, Biogas (not CHP) |  |  |  | 1.5485 | 1.63 | [12 empty] | No | Connected | 2020-07-14 | 1.63 | 1.235 | 1.3 | 0.0475 | 0.05 | 2001-06-29 00:00:00
1470000545462 | Screwfix Direct Ltd | STANLEY MATTHEWS WAY | Screwfix Direct | STANLEY MATTHEWS WAY | STOKE-ON-TRENT | Staffordshire | ST4 8GR | 388515.994 | 342058.006 | Cellarhead 132kV | BOOTHEN 132kV S STN | Boothen 132/33/11kVDUMMY | Western Power Distribution (West Midlands) plc | Mixed |  |  |  | 1.5057 | 1.585 | [12 empty] | No | Connected | 2020-07-14 | 1.585 | 1.4107 | 1.485 | 1.2065 | 1.27 | 2010-01-01 00:00:00
1470000446799 | Norbar Torque Tools Ltd | Wildmere Road |  | Wildmere Road | Oxon |  | OX16 7JU | 446606.916 | 242151.378 | EAST CLAYDON 132KV S STN | BANBURY 132kV S STN | Banbury 132/11kVDUMMY | Western Power Distribution (West Midlands) plc | To be confirmed |  |  |  | 0 | 0 | [12 empty] | No | Connected | 2020-07-14 | 0 | 0.95 | 1 | 1.9 | 2 | 0
1170000597963, 1170000597972 | Coventry University | Energy Centre, Whitefriars Street, Coventry, CV1 2HF |  | Energy Centre, Whitefriars Street, | West Midlands |  | CV1 2HF | 433801.259 | 278778.01 | BERKSWELL 132kV S STN | COVENTRY CENTRAL 33kV S STN | COX STREET 33 6 6kV S STN | Western Power Distribution (East Midlands) plc | Photovoltaic |  |  |  | 0.03705 | 0.039 | [12 empty] | No | Connected | 2020-07-14 | 0.039 | 0.475 | 0.5 | 2.7787 | 2.925 | 2017-03-22 00:00:00
1470000132031 | Severn Trent Water Limited | Tittesworth Reservoir |  | Tittesworth Reservoir | Staffs |  | ST13 8TQ | 0 | 0 | Cellarhead 132kV | WHITFIELD 132 33kV S STN | LEEK 33 11kV S STN | Western Power Distribution (West Midlands) plc | Other Generation |  |  |  | 2.1479 | 2.261 | [12 empty] | No | Connected | 2020-07-14 | 2.261 | 1.3347 | 1.405 | 0.855 | 0.9 | 2012-12-01 00:00:00
1170000597778 | John Lewis Partnership | Plot 120, Magna Park, Milton Keynes |  | Fen Street | MILTON KEYNES | Bucks | MK17 8EW | 0 | 0 | EAST CLAYDON 132KV S STN | BLETCHLEY 33KV S STN | FEN FARM 33 11kV S STN | Western Power Distribution (East Midlands) plc | To be confirmed |  |  |  | 0 | 0 | [12 empty] | No | Connected | 2020-07-14 | 0 | 0.00095 | 0.001 | 2.85 | 3 | 0
1170000598061 | Temple Normanton Solar Limited | TEMPLE NORMANTON SOLAR FARM |  | Hassocky Lane | CHESTERFIELD | Derbyshire | S42 5DG | 441772.801 | 368199.908 | CHESTERFIELD 132kV S STN | CHESTERFIELD 33kV S STN | GRASSMOOR 33 11kV S STN | Western Power Distribution (East Midlands) plc | Photovoltaic |  |  |  | 4.75 | 5 | [12 empty] | No | Connected | 2020-07-14 | 5 | 4.75 | 5 | 0.1425 | 0.15 | 2015-12-18 00:00:00
2200042278956 | Steadfast Molland Solar Limited | South Molton Bommertown Farm, Commertown Cross Roads |  | Bommertown Farm | SOUTH MOLTON | Devon | EX36 3PS | 282212.186 | 125549.446 | Taunton S.G.P. | Taunton Main Bsp | 33kV connection | Western Power Distribution (South West) plc | Photovoltaic |  |  |  | 3.876 | 4.08 | [12 empty] | No | Connected | 2020-07-14 | 4.08 | 3.876 | 4.08 | 0.057 | 0.06 | 2015-12-04 00:00:00
1170000558626 | J Sainsbury plc | TAMWORTH, Distribution Centre Relay Park | Sainsbury'S Distribution Centre | Relay Park | TAMWORTH | Staffordshire | B77 5PR | 423895.614 | 301319.477 | LEA MARSTON 132kV S STN | TAMWORTH 33kV S STN | TAMWORTH GRID 11kV S STN | Western Power Distribution (East Midlands) plc | Mixed |  |  |  | 2.2325 | 2.35 | [12 empty] | No | Connected | 2020-07-14 | 2.35 | 2.2325 | 2.35 | 0.6365 | 0.67 | 2015-11-10 00:00:00
1170000580621 | Anesco Stud Farm Limited | Rufford Solar Stud Farm |  |  | MANSFIELD | Nottinghamshire | NG22 9HB | 464847.675 | 362074.351 | CHESTERFIELD 132kV S STN | CLIPSTONE 33kV S STN | BILSTHORPE 33 11kV S STN | Western Power Distribution (East Midlands) plc | Photovoltaic |  |  |  | 1.9 | 2 | [12 empty] | No | Connected | 2020-07-14 | 2 | 1.9 | 2 | 0.0475 | 0.05 | 2015-12-01 00:00:00
1170000598708 | Snowdome Group Limited | TAMWORTH Snowdome River Drive | Snowdome | Leisure Island, River Drive | TAMWORTH | Staffordshire | B79 7ND | 420881.365 | 303486.946 | LEA MARSTON 132kV S STN | TAMWORTH TOWN 132kV S STN | TAMWORTH TOWN 11kV S STN | Western Power Distribution (East Midlands) plc | Photovoltaic |  |  |  | 0.228 | 0.24 | [12 empty] | No | Connected | 2020-07-14 | 0.24 | 0.228 | 0.24 | 1.235 | 1.3 | 2015-11-30 00:00:00
2100041265818 | Cynon Power Limited | ABERDARE Aberaman Generation Substation |  | Aberaman Generation Substation | ABERDARE |  | CF44 6DA | 302138.734 | 200785.199 | Upper Boat | Mountain Ash Grid | 33kV connection | Western Power Distribution (South Wales) plc | Landfill Gas, Sewage Gas, Biogas (not CHP) |  |  |  | 15.2 | 16 | [12 empty] | No | Connected | 2020-07-14 | 16 | 16.72 | 17.6 | 0.21375 | 0.225 | 2015-11-16 00:00:00
2200042598650 | Exeter City Council | Exeter - Livestock Market Matford Park Rd - HV Connection | Livestock Market | Matford Park Road | EXETER | Devon | EX2 8DF | 292564.214 | 89707.095 | Exeter Main S.G.P. | Exeter City Bsp | Marsh Barton | Western Power Distribution (South West) plc | Photovoltaic |  |  |  | 1.425 | 1.5 | [12 empty] | No | Connected | 2020-07-14 | 1.5 | 1.425 | 1.5 | 0.285 | 0.3 | 2015-12-18 00:00:00
1170000596551 | Solardev 2 Ltd | Kirton End |  | Off Washdyle Lane | KIRTON | Lincolnshire | PE20 1PR | 528463.902 | 338870.005 | WALPOLE 132kV S STN | BOSTON 33kV S STN | KIRTON 33 11kV S STN | Western Power Distribution (East Midlands) plc | Photovoltaic |  |  |  | 2.565 | 2.7 | [12 empty] | No | Connected | 2020-07-14 | 2.7 | 2.565 | 2.7 | 0.095 | 0.1 | 2015-11-20 00:00:00
1170000579272 | SPF Somersall Ltd | Somersall Mill Solar Park Doveridge | Somersall Mill Solar Park | Grove Lane | ASHBOURNE | Derbys | DE6 5PB | 413277.275 | 334093.768 | WILLINGTON 132kV S STN | UTTOXETER 33kV S STN | MARCHINGTON 33 11kV S STN | Western Power Distribution (East Midlands) plc | Photovoltaic |  |  |  | 1.9 | 2 | [12 empty] | No | Connected | 2020-07-14 | 2 | 1.9 | 2 | 0.095 | 0.1 | 2015-12-16 00:00:00
1470000520306 | Sunsave 38 (Cheshire Coppice) Ltd | TELFORD, CHESHIRE COPPICE SOLAR |  | Cheshire Coppice Solar | ADMASTON, TELFORD | Shropshire | TF5 0BS | 362342.215 | 314356.819 | SHREWSBURY 132kV S STN | Shrewsbury 132/33kVDUMMY | DOTHILL 33 11kV S STN | Western Power Distribution (West Midlands) plc | Photovoltaic |  |  |  | 3.876 | 4.08 | [12 empty] | No | Connected | 2020-07-14 | 4.08 | 3.876 | 4.08 | 0.0285 | 0.03 | 2015-12-15 00:00:00
1470000360867 | Renishaw Plc | New Mills |  | New Mills | Glos |  | GL12 8JR | 373727.498 | 192934.229 | IRON ACTON 132kV S STN | RYEFORD 132kV S STN | HAMMERLEY DOWN 33 11kV S STN | Western Power Distribution (West Midlands) plc | Photovoltaic |  |  |  | 0.2527 | 0.266 | [12 empty] | No | Connected | 2020-07-14 | 0.266 | 0.4655 | 0.49 | 2.85 | 3 | 2015-03-18 00:00:00
1170000586614 | Fields Farm Solar Limited | Field Farm Solar Farm |  | Off Kineton Road | SOUTHAM | Warwickshire | CV47 2DG | 440399.648 | 260974.16 | BERKSWELL 132kV S STN | HARBURY 33kV S STN | 33kV connection | Western Power Distribution (East Midlands) plc | Photovoltaic |  |  |  | 4.18 | 4.4 | [12 empty] | No | Connected | 2020-07-14 | 4.4 | 4.18 | 4.4 | 0.0475 | 0.05 | 2016-02-01 00:00:00
1170000544492 | Stonehaven Wind Turbine Limited | Off Bagworth Rd, Barlestone | Stonehaven | Bagworth Rd | BARLESTONE |  | CV130EG | 444629.4 | 305897.54 | ENDERBY 132kV S STN | COALVILLE 33KV S STN | OSBASTON 33 11kV S STN | Western Power Distribution (East Midlands) plc | Onshore Wind |  |  |  | 1.425 | 1.5 | [12 empty] | No | Connected | 2020-07-14 | 1.5 | 1.425 | 1.5 | 0.03325 | 0.035 | 2015-09-15 00:00:00
2200042475442 | Second Energy Limited | Shepton Mallet, Pylle Solar Park, Lower Easton Farm, Pylle, |  | Pylle Solar Park, Lower Easton Farm | SHEPTON MALLET | Somerset | BA4 6SY | 362968.437 | 138819.606 | Seabank Sgp | Radstock Bsp 132kv | 33kV connection | Western Power Distribution (South West) plc | Photovoltaic |  |  |  | 7.524 | 7.92 | [12 empty] | No | Connected | 2020-07-14 | 7.92 | 7.524 | 7.92 | 0.0475 | 0.05 | 2015-11-27 00:00:00
2100041240353 | Sunsave 23 (Yerbeston) Limited | Yerbeston Solar Farm |  | Yerbeston Solar Farm | YERBESTON |  | SA68 0NS | 207035.966 | 209101.88 | Pembroke Power Station | Haverfordwest Grid | 33kV connection | Western Power Distribution (South Wales) plc | Photovoltaic |  |  |  | 4.731 | 4.98 | [12 empty] | No | Connected | 2020-07-14 | 4.98 | 4.75 | 5 | 0.0475 | 0.05 | 2015-11-27 00:00:00
2200042244682 | Sunsave 7 (Luscott Barton) Limited | Luscott Barton, Ashford, Barnstaple, |  | Luscott Barton | BARNSTAPLE | North Devon | EX31 | 251941.033 | 136788.402 | Alverdiscott S.G.P. | East Yelland Bsp | 33kV connection | Western Power Distribution (South West) plc | Photovoltaic |  |  |  | 3.876 | 4.08 | [12 empty] | No | Connected | 2020-07-14 | 4.08 | 3.876 | 4.08 | 0.057 | 0.06 | 2015-11-30 00:00:00
2200042569161 | Capital Stage Tonedale LLP | WELLINGTON TONEDALE FARM |  | Tonedale Farm | WELLINGTON | Somerset | TA21 0DW | 312186.613 | 120902.868 | Taunton S.G.P. | Taunton Main Bsp | 33kV connection | Western Power Distribution (South West) plc | Photovoltaic |  |  |  | 3.8 | 4 | [12 empty] | No | Connected | 2020-07-14 | 4 | 4.3624 | 4.592 | 0.475 | 0.5 | 2015-12-03 00:00:00
2200042582455 | Lightsource SPV 135 Limited | WELLINGTON RED HILL FARM |  | Red Hill Farm | WELLINGTON |  | TA21 0LX | 308862.809 | 118093.154 | Taunton S.G.P. | Taunton Main Bsp | 33kV connection | Western Power Distribution (South West) plc | Photovoltaic |  |  |  | 4.5315 | 4.77 | [12 empty] | No | Connected | 2020-07-14 | 4.77 | 3.7496 | 3.947 | 0.0475 | 0.05 | 2015-12-09 00:00:00
1170000605240 | Sywell Solar Limited | Sywell PV | Land To East Of Sywell Aerodrome | Wellingborough Road | SYWELL |  | NN6 0DL | 483887.78 | 268451.32 | GRENDON 132kV S STN | WELLINGBOROUGH 33kV S STN | 33kV connection | Western Power Distribution (East Midlands) plc | Photovoltaic |  |  |  | 9.5 | 10 | [12 empty] | No | Connected | 2020-07-14 | 10 | 9.5 | 10 | 0.095 | 0.1 | 2015-12-03 00:00:00
1170000594270 | St Solar Invest Leicestershire 2 Limited | Lindridge Farm Solar Park | Lindridge Farm | Off Lindridge Lane | DESFORD | Leicestershire | LE9 9FD | 446012.061 | 305142.893 | ENDERBY 132kV S STN | COALVILLE 33KV S STN | 33kV connection | Western Power Distribution (East Midlands) plc | Photovoltaic |  |  |  | 3.762 | 3.96 | [12 empty] | No | Connected | 2020-07-14 | 3.96 | 3.762 | 3.96 | 0.0475 | 0.05 | 2015-12-29 00:00:00
2200042574231 | Chelwood Solar Limited | CHELWOOD 33KV SOLAR FARM |  | Church Farm | CHELWOOD |  | BS39 4NW | 364359.552 | 161111.797 | Seabank Sgp | Radstock Bsp 132kv | 33kV connection | Western Power Distribution (South West) plc | Photovoltaic |  |  |  | 3.6784 | 3.872 | [12 empty] | No | Connected | 2020-07-14 | 3.872 | 3.6784 | 3.872 | 0.04275 | 0.045 | 2015-12-10 00:00:00
2200042563230, 2200042710611 | Sigma Solar Limited | CREWKERNE SOLAR FARM CREWKERNE |  | Crewkerne Solar Farm | CREWKERNE |  | TA18 9NX | 345730.316 | 111305.981 | Axminster S.G.P. | Woodcote Bsp | 33kV connection | Western Power Distribution (South West) plc | Photovoltaic |  |  |  | 3.876 | 4.08 | [12 empty] | No | Connected | 2020-07-14 | 4.08 | 7.9097 | 8.326 | 0.0475 | 0.05 | 2015-12-08 00:00:00
1170000604050 | BRAFIELD SOLAR LIMITED | Brafield on the Green Solar Park | Brafield On The Green Solar Park | Horton Road | BRAFIELD ON THE GREEN |  | NN7 2BA | 482409.1 | 257097.411 | GRENDON 132kV S STN | NORTHAMPTON EAST 33kV S STN | 33kV connection | Western Power Distribution (East Midlands) plc | Photovoltaic |  |  |  | 3.5625 | 3.75 | [12 empty] | No | Connected | 2020-07-14 | 3.75 | 3.5625 | 3.75 | 0.095 | 0.1 | 2016-03-31 00:00:00
2200042437368 | MTS Francis Court Solar Limited | Exeter, Francis Court Farm |  | Francis Court Farm | EXETER |  | EX4 0BQ | 296609.419 | 97966.867 | Exeter Main S.G.P. | Sowton Bsp | 33kV connection | Western Power Distribution (South West) plc | Photovoltaic |  |  |  | 1.938 | 2.04 | [12 empty] | No | Connected | 2020-07-14 | 2.04 | 3.23 | 3.4 | 0.0285 | 0.03 | 2015-12-17 00:00:00
2200042446975 | SunE Project6 Limited | Steer Point, Brixton, Devon |  | Steer Point | BRIXTON | Devon | PL8 2DQ | 255828.155 | 53167.591 | Abham S.G.P. | Plympton Bsp | 33kV connection | Western Power Distribution (South West) plc | Photovoltaic |  |  |  | 3.7145 | 3.91 | [12 empty] | No | Connected | 2020-07-14 | 3.91 | 3.7145 | 3.91 | 0.019 | 0.02 | 2015-12-18 00:00:00
1170000587282 | Canopus Farm Solar Limited | Canopus Farm |  | Canopus Farm | BOSTON |  | PE22 7BD | 530576.449 | 347622.123 | WALPOLE 132kV S STN | BOSTON 33kV S STN | 33kV connection | Western Power Distribution (East Midlands) plc | Photovoltaic |  |  |  | 4.389 | 4.62 | [12 empty] | No | Connected | 2020-07-14 | 4.62 | 4.389 | 4.62 | 0.0475 | 0.05 | 2015-12-10 00:00:00
1170000606670 | Debdale Solar Ltd | Debdale Solar PV |  | Debdale Lane | MANSFIELD |  | NG19 7EZ | 0 | 0 | CHESTERFIELD 132kV S STN | MANSFIELD 33kV S STN | MANSFIELD 11kV S STN | Western Power Distribution (East Midlands) plc | Photovoltaic |  |  |  | 3.61 | 3.8 | [12 empty] | No | Connected | 2020-07-14 | 3.8 | 3.61 | 3.8 | 0.0665 | 0.07 | 2016-03-21 00:00:00
1470000552441 | Upper Wick Solar Park Ltd | Upper Wick Solar Farm |  | Near Manor Farm | DURSLEY | Gloucestershire | GL11 6DE | 372218.694 | 196470.731 | IRON ACTON 132kV S STN | RYEFORD 132kV S STN | 33kV connection | Western Power Distribution (West Midlands) plc | Photovoltaic |  |  |  | 3.99 | 4.2 | [12 empty] | No | Connected | 2020-07-14 | 4.2 | 3.99 | 4.2 | 0.0475 | 0.05 | 2015-12-18 00:00:00
2100041330236 | Court Solarfarm Limited | Court Solar Farm, Treoes, Bridgend | Court Solar Farm |  | BRIDGEND |  | CF35 5DD | 294750.977 | 178444.071 | Pyle Grid | Waterton Industrial Grid | Waterton Industrial Primary | Western Power Distribution (South Wales) plc | Photovoltaic |  |  |  | 1.9 | 2 | [12 empty] | No | Connected | 2020-07-14 | 2 | 1.9 | 2 | 0.019 | 0.02 | 2016-01-28 00:00:00
1470000548427 | Lightsource SPV 39 Ltd | Sheriffhales Solar Farm |  |  | SHIFNAL | Shropshire | TF11 8QY | 374816.882 | 312499.623 | IRONBRIDGE 132kV S STN | KETLEY 132kV S STN | 33kV connection | Western Power Distribution (West Midlands) plc | Photovoltaic |  |  |  | 6.5075 | 6.85 | [12 empty] | No | Connected | 2020-07-14 | 6.85 | 6.5075 | 6.85 | 0.0475 | 0.05 | 2015-12-15 00:00:00
1170000527558 | Grantham Solar Farm Limited | pasture farm |  | Gonerby Road | GRANTHAM | Lincs | NG32 2DU | 488401.917 | 339775.539 | BICKER FEN 132kV S STN | GRANTHAM NORTH 132KV S STN | GRANTHAM NORTH 11kV S STN | Western Power Distribution (East Midlands) plc | Photovoltaic |  |  |  | 3.8 | 4 | [12 empty] | No | Connected | 2020-07-14 | 4 | 3.8 | 4 | 0.0475 | 0.05 | 2015-12-17 00:00:00
2200042414867 | TGC Solar Carditch Drove Limited | Congresbury Carditch Drove |  | Carditch Drove | BRISTOL |  | BS49 5JX | 342763.996 | 161395.95 | Bridgwater S.G.P. | Churchill Bsp 132kv | 33kV connection | Western Power Distribution (South West) plc | Photovoltaic |  |  |  | 4.104 | 4.32 | [12 empty] | No | Connected | 2020-07-14 | 4.32 | 4.104 | 4.32 | 0.02375 | 0.025 | 2015-12-18 00:00:00
2200042591636, 2200042678720 | CSI Wick Road Solar PV Limited | Wick Road Solar Farm |  | A370 Congresbury Road | WESTON-SUPER-MARE | North Somerset | BS24 6RD | 339100.73 | 163233.8 | Bridgwater S.G.P. | Churchill Bsp 132kv | Westwick | Western Power Distribution (South West) plc | Photovoltaic |  |  |  | 7.03 | 7.4 | [12 empty] | No | Connected | 2020-07-14 | 7.4 | 7.03 | 7.4 | 0.095 | 0.1 | 2015-12-17 00:00:00
1470000558220 | Severn Trent Water Limited | BROMSGROVE SEWAGE TREATMENT WORKS |  | Aston Road | BROMSGROVE | Worcestershire | B60 3EX | 395818.806 | 268681.64 | BISHOPS WOOD 132kV S STN | UPTON WARREN 132kV S STN | Upton Warren 132/66/11kVDUMMY | Western Power Distribution (West Midlands) plc | Photovoltaic |  |  |  | 1.311 | 1.38 | [12 empty] | No | Connected | 2020-07-14 | 1.38 | 1.311 | 1.38 | 0.285 | 0.3 | 2015-12-10 00:00:00
2100041330928 | KS SPV 53 Limited | Hafod Y Dafal Solar Farm, Aberbeeg |  | Hafod Y Dafal Solar Farm | ABERTILLERY |  | NP13 2ER | 319994.46 | 203688.99 | Rassau G.S.P. | Crumlin | 33kV connection | Western Power Distribution (South Wales) plc | Photovoltaic |  |  |  | 5.928 | 6.24 | [12 empty] | No | Connected | 2020-07-14 | 6.24 | 5.928 | 6.24 | 0.095 | 0.1 | 2015-12-15 00:00:00
1170000602071 | Lightsource SPV 193 Ltd | RATCLIFFE CULEY RATCLIFFE HOUSE FARM |  |  | RATCLIFFE CULEY | Warwickshire | CV93LZ | 433507.136 | 298880.441 | LEA MARSTON 132kV S STN | TAMWORTH 33kV S STN | ATHERSTONE 33 11kV S STN | Western Power Distribution (East Midlands) plc | Photovoltaic |  |  |  | 1.9 | 2 | [12 empty] | No | Connected | 2020-07-14 | 2 | 1.9 | 2 | 0.0475 | 0.05 | 2015-12-18 00:00:00
1170000592237 | FIM Solar Distribution LLP | Wymeswold Narrow Lane PV | Wymeswold Narrow Lane Pv | Land Off Narrow Lane | WYMESWOLD | Leicestershire | LE12 6SE | 462656.843 | 323156.217 | RATCLIFFE ON SOAR 132kV S STN | WILLOUGHBY 33kV S STN | 33kV connection | Western Power Distribution (East Midlands) plc | Photovoltaic |  |  |  | 3.914 | 4.12 | [12 empty] | No | Connected | 2020-07-14 | 4.12 | 3.914 | 4.12 | 0.095 | 0.1 | 2015-12-21 00:00:00
2200042326059 | Capital Stage Cullompton Limited | Cullompton, Westcott, |  | Cullompton | WESTCOTT | Devon | EX15 1SA | 301785.916 | 103740.467 | Exeter Main S.G.P. | Tiverton Bsp | 33kV connection | Western Power Distribution (South West) plc | Photovoltaic |  |  |  | 3.42 | 3.6 | [12 empty] | No | Connected | 2020-07-14 | 3.6 | 3.8779 | 4.082 | 0.057 | 0.06 | 2015-12-21 00:00:00
2100041260660 | Cenin Holdings Ltd | 33kV The Research Centre, Parc Stormy, Stormydown | The Research Centre | Parc Stormy | BRIDGEND |  | CF33 4RS | 284134.104 | 180136.084 | Pyle Grid | Pyle Bsp | 33kV connection | Western Power Distribution (South Wales) plc | Mixed |  |  |  | 9.2387 | 9.725 | [12 empty] | No | Connected | 2020-07-14 | 9.725 | 12.35 | 13 | 6.65 | 7 | 2015-12-01 00:00:00
1470000540552 | Beegreen Solar Ltd | Yorkley farm |  | Yorkley Wood Farm | YORKLEY | Gloucestershire | GL15 4TY | 363295.831 | 204948.741 | PORT HAM 132kV S STN | LYDNEY 33kV S STN | 33kV connection | Western Power Distribution (West Midlands) plc | Photovoltaic |  |  |  | 4.75 | 5 | [12 empty] | No | Connected | 2020-07-14 | 5 | 4.75 | 5 | 0.0475 | 0.05 | 2015-12-16 00:00:00
1170000598043 | F&S Manor Farm Limited | Manor Farm Solar Farm | Manor Farm Solar Farm | Ravenstone Lane | HORTON |  | NN7 2BH | 483572.08 | 253438.218 | GRENDON 132kV S STN | NORTHAMPTON EAST 33kV S STN | 33kV connection | Western Power Distribution (East Midlands) plc | Photovoltaic |  |  |  | 3.8 | 4 | [12 empty] | No | Connected | 2020-07-14 | 4 | 3.8 | 4 | 0.019 | 0.02 | 2015-12-23 00:00:00
1170000579928 | AVERILL FARM LIMITED | Averill Farm | Averill Farm |  | MORTON | Derbyshire | DE55 6HB | 440487.169 | 361420.862 | CHESTERFIELD 132kV S STN | CHESTERFIELD 33kV S STN | 33kV connection | Western Power Distribution (East Midlands) plc | Photovoltaic |  |  |  | 3.5568 | 3.744 | [12 empty] | No | Connected | 2020-07-14 | 3.744 | 3.5568 | 3.744 | 0.0399 | 0.042 | 2015-12-16 00:00:00
2100041329072 | Llancadle Solar Farm Limited | Llancadle - Llancadle Solar Farm |  | Llancadle Solar Farm | LLANCADLE | Glamorgan | CF62 3AQ | 303112.328 | 168619.07 | Aberthaw Power Station | East Aberthaw | 33kV connection | Western Power Distribution (South Wales) plc | Photovoltaic |  |  |  | 3.705 | 3.9 | [12 empty] | No | Connected | 2020-07-14 | 3.9 | 3.705 | 3.9 | 0.19 | 0.2 | 2015-12-01 00:00:00
1170000568962 | Exeter RP Limited | Ripley, Asher Lane, Asher Lane STOR Site | Asher Lane Stor | Asher Lane | RIPLEY | Derbyshire | DE5 3SW | 439426.428 | 351799.49 | WILLINGTON 132kV S STN | HEANOR 33kV S STN | RIPLEY 33 11kV S STN | Western Power Distribution (East Midlands) plc | Small CHP (>1MW, <5MW) |  |  |  | 4.75 | 5 | [12 empty] | No | Connected | 2020-07-14 | 5 | 4.75 | 5 | 0.1425 | 0.15 | 2015-12-14 00:00:00
2100041329978 | Trecastle Renewables Limited | Trecastle Solar Farm |  | Trecastle Farm | PONTYCLUN |  | CF72 0LY | 302585.519 | 181500.667 | Upper Boat | Pontyclun Primary | Pontyclun 132/11kV | Western Power Distribution (South Wales) plc | Photovoltaic |  |  |  | 3.7962 | 3.996 | [12 empty] | No | Connected | 2020-07-14 | 3.996 | 3.8 | 4 | 0.0475 | 0.05 | 2015-12-16 00:00:00
1170000567550 | Sun and Soil Renewable 21 Ltd | Yeldersley Ladyhole Solar Farm | Ladyhole Solar Farm | Lady Hole Lane | ASHBOURNE | Derbys | DE6 1LR | 420777.957 | 345621.13 | WILLINGTON 132kV S STN | WINSTER 33kV S STN | ASHBOURNE 33 11kV S STN | Western Power Distribution (East Midlands) plc | Photovoltaic |  |  |  | 2.375 | 2.5 | [12 empty] | No | Connected | 2020-07-14 | 2.5 | 2.375 | 2.5 | 0.1425 | 0.15 | 2016-03-22 00:00:00
2100041275356 | Lightsource SPV 105 Limited | Maes Bach Solar Farm |  | Willowford Road | PONTYPRIDD |  | CF15 9JL | 310472.161 | 185195.598 | Upper Boat | Upper Boat Bsp | Upper Boat Primary | Western Power Distribution (South Wales) plc | Photovoltaic |  |  |  | 3.325 | 3.5 | [12 empty] | No | Connected | 2020-07-14 | 3.5 | 3.325 | 3.5 | 0.2375 | 0.25 | 2015-12-16 00:00:00
2100041320691 | Pant Y Moch Renewables Limited | Pant Y Moch farm, Mynydd Emroc |  | Pant Y Moch Farm | PORT TALBOT |  | SA13 2UT | 277743.863 | 190485.772 | Swansea North Grid | Briton Ferry Grid | 33kV connection | Western Power Distribution (South Wales) plc | Photovoltaic |  |  |  | 9.4848 | 9.984 | [12 empty] | No | Connected | 2020-07-14 | 9.984 | 8.436 | 8.88 | 0.0475 | 0.05 | 2015-11-01 00:00:00
1170000586508 | West End Farm PV Limited | West End Farm |  | Town Street | RETFORD |  | DN22 0EG | 477049.152 | 378763.647 | STAYTHORPE C 132kV S STN | CHECKERHOUSE 33kV S STN | 33kV connection | Western Power Distribution (East Midlands) plc | Photovoltaic |  |  |  | 7.03 | 7.4 | [12 empty] | No | Connected | 2020-07-14 | 7.4 | 7.03 | 7.4 | 0.057 | 0.06 | 2015-12-18 00:00:00
1170000601991 | Sune Elton Farm Solar Limited | Shelton Lodge |  | Shelton Lodge | ELTON |  | NG13 9LG | 476849.054 | 339535.856 | STAYTHORPE C 132kV S STN | HAWTON 33kV S STN | 33kV connection | Western Power Distribution (East Midlands) plc | Photovoltaic |  |  |  | 3.325 | 3.5 | [12 empty] | No | Connected | 2020-07-14 | 3.5 | 3.325 | 3.5 | 0.03895 | 0.041 | 2015-12-22 00:00:00
2200042537470 | Clean Earth Ground Mount PV Ltd | Narrow Lane Solar |  | Narrow Lane | NEWQUAY | Cornwall | TR8 5EE | 189884.121 | 56888.925 | Indian Queens S.G.P. | Fraddon Bsp | Fraddon | Western Power Distribution (South West) plc | Photovoltaic |  |  |  | 1.52 | 1.6 | [12 empty] | No | Connected | 2020-07-14 | 1.6 | 1.425 | 1.5 | 0.04275 | 0.045 | 2015-09-15 00:00:00
1160000776817 | CLP Envirogas Ltd | Cotesbach Landfill Generation | Cotesbach Landfill 2 | Gibbet Lane | LUTTERWORTH | Leicestershire | LE17 6AA | 453715.139 | 280827.884 | COVENTRY 132kV S STN | RUGBY 132kV S STN | RUGBY 11kV S STN | Western Power Distribution (East Midlands) plc | Landfill Gas, Sewage Gas, Biogas (not CHP) |  |  |  | 1.995 | 2.1 | [12 empty] | No | Connected | 2020-07-14 | 2.1 | 4.085 | 4.3 | 0.095 | 0.1 | 2010-10-28 00:00:00
1100050385920 | CLP Envirogas Ltd | Cotesbach Landfill Generation | Cotesbach Landfill | Gibbet Lane | LUTTERWORTH | Leicestershire | LE17 6AA | 453715.139 | 280827.884 | COVENTRY 132kV S STN | RUGBY 132kV S STN | RUGBY 11kV S STN | Western Power Distribution (East Midlands) plc | Landfill Gas, Sewage Gas, Biogas (not CHP) |  |  |  | 4.845 | 5.1 | [12 empty] | No | Connected | 2020-07-14 | 5.1 | 4.845 | 5.1 | 0.095 | 0.1 | 2007-11-15 00:00:00
1170000614420 | Little Irchester Solar Limited | LITTLE IRCHESTER HIGHAM ROAD | Higham Rd Generation | A45 Higham Road | LITTLE IRCHESTER | Northamptonshire | NN8 2DU | 490917.002 | 266296.557 | GRENDON 132kV S STN | WELLINGBOROUGH 132kV S STN | Wellingborough 132/11kv (Reserve) | Western Power Distribution (East Midlands) plc | Photovoltaic |  |  |  | 4.75 | 5 | [12 empty] | No | Connected | 2020-07-14 | 5 | 4.75 | 5 | 0.095 | 0.1 | 2016-03-30 00:00:00
1470000542806 | Actrees Solar Power Limited | Actrees farm |  | Heathfield | BERKELEY | Gloucestershire | GL13 9PP | 371155.994 | 198046.271 | IRON ACTON 132kV S STN | RYEFORD 132kV S STN | 33kV connection | Western Power Distribution (West Midlands) plc | Photovoltaic |  |  |  | 4.275 | 4.5 | [12 empty] | No | Connected | 2020-07-14 | 4.5 | 4.275 | 4.5 | 0.019 | 0.02 | 2016-01-15 00:00:00
1170000614857 | Alkane Energy CM Limited | Ex-Summit Colliery Site Kirkby in Ashfield |  | Welsh Croft Close | NOTTINGHAM | Nottinghamshire | NG17 8EP | 450373.982 | 357015.961 | CHESTERFIELD 132kV S STN | ANNESLEY 33kV S STN | ANNESLEY (KIRKBY) 11kV S STN | Western Power Distribution (East Midlands) plc | Landfill Gas, Sewage Gas, Biogas (not CHP) |  |  |  | 5.7 | 6 | [12 empty] | No | Connected | 2020-07-14 | 6 | 5.7 | 6 | 0.0475 | 0.05 | 2016-03-31 00:00:00
2200042475735 | AEE Renewables UK 16 Limited | NETHERMILL SOLAR FARM, WILLAND | Nethermill Solar Farm | Willand Road | CULLOMPTON | Devon | EX15 2QQ | 302207.847 | 112062.257 | Exeter Main S.G.P. | Tiverton Bsp | Tiverton Junction | Western Power Distribution (South West) plc | Photovoltaic |  |  |  | 3.8 | 4 | [12 empty] | No | Connected | 2020-07-14 | 4 | 3.8 | 4 | 0.0475 | 0.05 | 2015-03-20 00:00:00
1170000615007 | Holtwood Solar Limited | Holtwood Farm Solar Park | Holtwood Farm |  | DOVERIDGE | Derbyshire | DE6 5JW | 413208.56 | 332737.345 | WILLINGTON 132kV S STN | UTTOXETER 33kV S STN | 33kV connection | Western Power Distribution (East Midlands) plc | Photovoltaic |  |  |  | 4.3225 | 4.55 | [12 empty] | No | Connected | 2020-07-14 | 4.55 | 4.3225 | 4.55 | 0.0798 | 0.084 | 2016-03-01 00:00:00
1170000582708 | Marchington Solar Limited | Marchington Solar Farm | Moat Farm |  | DRAYCOTT IN THE CLAY | Staffordshire | DE6 5GX | 415671.91 | 330731.135 | WILLINGTON 132kV S STN | UTTOXETER 33kV S STN | 33kV connection | Western Power Distribution (East Midlands) plc | Photovoltaic |  |  |  | 4.218 | 4.44 | [12 empty] | No | Connected | 2020-07-14 | 4.44 | 4.218 | 4.44 | 0.0475 | 0.05 | 2016-03-01 00:00:00
1170000609494 | Pearmat Solar 2 Ltd | Short Hazel Solar Farm, Manchester Lane, Hartshorne | Short Hazel Solar Farm | Manchester Lane | SWADLINCTOTE | Derbyshire | DE11 7BD | 432947.027 | 320001.221 | DRAKELOW 132kV | Burton 33kV | WOODVILLE 33/11kV | Western Power Distribution (East Midlands) plc | Photovoltaic |  |  |  | 4.75 | 5 | [12 empty] | No | Connected | 2020-07-14 | 5 | 4.75 | 5 | 0.11875 | 0.125 | 2016-02-01 00:00:00
1170000527761 | GPP Langstone LLP | Ashby-de-la-Zouch, Lount Solar Park | Lount Solar Park | Lount Estate Off A42 | . | Leicestershire | LE65 1DS | 437789.042 | 317752.618 | DRAKELOW 132kV | GRESLEY 33kV S STN | ASHBY 33 11kV S STN | Western Power Distribution (East Midlands) plc | Photovoltaic |  |  |  | 2.185 | 2.3 | [12 empty] | No | Connected | 2020-07-14 | 2.3 | 2.185 | 2.3 | 0.0475 | 0.05 | 2015-10-31 00:00:00
1470000533253 | Troughton Farm Solar Limited | Troughton Farm |  | Troughton Farm | TEWKESBURY | Gloucestershire | GL20 7BW | 391496.332 | 228680.796 | PORT HAM 132kV S STN | 132kV connection | 132kV connection | Western Power Distribution (West Midlands) plc | Photovoltaic |  |  |  | 23.427 | 24.66 | [12 empty] | No | Connected | 2020-07-14 | 24.66 | 23.75 | 25 | 0.057 | 0.06 | 2016-03-23 00:00:00
1170000619785 | EBS Wymeswold Limited | Wymeswold Solar Farm |  | Burton Lane | WYMESWOLD | Leicestershire | LE12 6UA | 460171.97 | 322432.451 | RATCLIFFE ON SOAR 132kV S STN | WILLOUGHBY 33kV S STN | WILLOUGHBY 11kV S STN | Western Power Distribution (East Midlands) plc | Photovoltaic |  |  |  | 1.6198 | 1.705 | [12 empty] | No | Connected | 2020-07-14 | 1.705 | 1.6198 | 1.705 | 0.038 | 0.04 | 2016-03-07 00:00:00
2100041322192 | Cadoxton Reserve Power Limited | Barry Sully Moors | Sully Moors | Former Ineos Chlor Chemical Works | BARRY |  | . | 314567.249 | 168729.942 | Aberthaw Power Station | Barry Grid | 33kV connection | Western Power Distribution (South Wales) plc | Other Generation |  |  |  | 15.2 | 16 | [12 empty] | No | Connected | 2020-07-14 | 16 | 15.2 | 16 | 0.16625 | 0.175 | 2016-02-01 00:00:00
1470000405603 | Birmingham Bio Power Ltd | Birmingham Bio Power Ltd |  | Speedwell Road | BIRMINGHAM | West Midlands | B25 8HU | 410967.493 | 285065.182 | NECHELLS EAST 132kV S STN | Boughton Rd 132/11kV | Boughton Road 132/11kv | Western Power Distribution (West Midlands) plc | Biomass & Energy Crops (not CHP) |  |  |  | 9.025 | 9.5 | [12 empty] | No | Connected | 2020-07-14 | 9.5 | 9.785 | 10.3 | 2.375 | 2.5 | 2016-01-25 00:00:00
1470000552530 | Sunventures 3 Ltd | BOX ROAD SOLAR PARK |  | Box Road | DURSLEY | Glos | GL2 7AG | 375261.552 | 202257.362 | IRON ACTON 132kV S STN | RYEFORD 132kV S STN | DURSLEY 33 11kV S STN | Western Power Distribution (West Midlands) plc | Photovoltaic |  |  |  | 1.425 | 1.5 | [12 empty] | No | Connected | 2020-07-14 | 1.5 | 1.425 | 1.5 | 0.0475 | 0.05 | 2016-02-01 00:00:00
2200042619539 | Ernesettle Community Solar Limited | Ernesettle | Ernesettle Communitysolar Farm | Ernesettle Lane | PLYMOUTH | Devon | PL5 2EY | 244502.911 | 59890.909 | Landulph S.G.P. | Ernesettle Bsp | Ernesettle B & S | Western Power Distribution (South West) plc | Photovoltaic |  |  |  | 3.021 | 3.18 | [12 empty] | No | Connected | 2020-07-14 | 3.18 | 3.325 | 3.5 | 0.095 | 0.1 | 2016-04-01 00:00:00
1170000529003 | Millclose Solar Limited | The Walnut Yard, Langley Priory Diseworth |  | The Walnut Yard | DISEWORTH | Derbyshire | DE74 2QQ | 443289.207 | 322512.157 | ENDERBY 132kV S STN | COALVILLE 33KV S STN | WORTHINGTON 33 11kV S STN | Western Power Distribution (East Midlands) plc | Photovoltaic |  |  |  | 1.425 | 1.5 | [12 empty] | No | Connected | 2020-07-14 | 1.5 | 1.425 | 1.5 | 0.095 | 0.1 | 2015-12-01 00:00:00
1170000622982 | Peak Pipes | Peak Pipes Systems, Fusion Group LTD |  | Smeckley Wood Close | CHESTERFIELD | Derbyshire | S41 9PZ | 445396 | 357125 | CHESTERFIELD 132kV S STN | ALFRETON 33kV S STN | BLACKWELL 33 11kV S STN | Western Power Distribution (East Midlands) plc | Photovoltaic |  |  |  | 0.0475 | 0.05 | [12 empty] | No | Connected | 2020-07-14 | 0.05 | 0.0475 | 0.05 | 1.425 | 1.5 | 2012-02-03 00:00:00
1460000610619 | Shropshire Waste Management Limited | BETTON ABBOTS LANDFILL |  | BETTON ABBOTS LANDFILL | SHROPSHIRE |  | 0 | 0 | 0 | SHREWSBURY 132kV S STN | Shrewsbury 132/33kVDUMMY | To be confirmed | Western Power Distribution (West Midlands) plc | Landfill Gas, Sewage Gas, Biogas (not CHP) |  |  |  | 1.3015 | 1.37 | [12 empty] | No | Connected | 2020-07-14 | 1.37 | 1.3015 | 1.37 | 0.0475 | 0.05 | 2016-01-28 00:00:00
1170000628326 | Sunventures 4 Ltd | NAILSTONE SOLAR PARK, CROWN FARM, NAILSTONE, NUNEATON, LEICESTERSHIRE, CV13 0QL | Nailstone Solar Park | Bagworth Road | NUNEATON | Leicestershire | CV13 0QL | 442971.898 | 307838.967 | ENDERBY 132kV S STN | COALVILLE 33KV S STN | NAILSTONE 33 11kV S STN | Western Power Distribution (East Midlands) plc | Photovoltaic |  |  |  | 3.6176 | 3.808 | [12 empty] | No | Connected | 2020-07-14 | 3.808 | 4.18 | 4.4 | 0.0475 | 0.05 | 2016-01-29 00:00:00
2200042552646 | Batsworthy Cross Wind Farm Limited | Batsworthy Cross, Knowstone, South Molton |  | Batsworthy Cross | SOUTH MOLTON |  | EX36 4RZ | 281376.112 | 121474.253 | Alverdiscott S.G.P. | Barnstaple Bsp | 33kV connection | Western Power Distribution (South West) plc | Onshore Wind |  |  |  | 17.5275 | 18.45 | [12 empty] | No | Connected | 2020-07-14 | 18.45 | 17.1 | 18 | 0.095 | 0.1 | 2016-02-19 00:00:00
1470000473765 | Mercia Waste Management | Hartlebury EFW |  | Oak Drive | KIDDERMINSTER |  | DY10 4JB | 385919.186 | 269845.382 | BISHOPS WOOD 132kV S STN | To be confirmed | 66kV connection | Western Power Distribution (West Midlands) plc | Mixed |  |  |  | 23.75 | 25 | [12 empty] | No | Connected | 2020-07-14 | 25 | 23.75 | 25 | 3.8 | 4 | 2016-04-01 00:00:00
1430000014262 | Severn Trent Water Limited | Barnhurst STW | Barnhurst Stw | Oxleymoor Road | WOLVERHAMPTON |  | WV9 5HN | 389896.518 | 301589.814 | Bushbury D 132kV | BUSHBURY C 132kV S STN | Bushbury B-C 132/33/11kVDUMMY | Western Power Distribution (West Midlands) plc | Photovoltaic |  |  |  | 2.5308 | 2.664 | [12 empty] | No | Connected | 2020-07-14 | 2.664 | 2.5308 | 2.664 | 1.615 | 1.7 | 2016-03-03 00:00:00
1470000535890 | Inrg (Solar Parks) 14 Ltd | Lower fields (Mount) farm |  | Longdon Hill | EVESHAM |  | WR11 7RP | 404984.259 | 239881.059 | FECKENHAM 66 11kV S STN | Feckenham 66/11kVDUMMY | 66kV connection | Western Power Distribution (West Midlands) plc | Photovoltaic |  |  |  | 16.15 | 17 | [12 empty] | No | Connected | 2020-07-14 | 17 | 16.15 | 17 | 0.03325 | 0.035 | 2016-03-23 00:00:00
1470000294586, 1470000294577 | Jaguar Land Rover Limited | Jaguar Land Rover i54 | Jaguar Land Rover | I54 Off Wobaston Road | WOLVERHAMPTON | West Midlands | WV6 | 390530.934 | 304089.372 | Bushbury D 132kV | BUSHBURY C 132kV S STN | I54 Busines Park 33/11kv | Western Power Distribution (West Midlands) plc | Photovoltaic |  |  |  | 5.7 | 6 | [12 empty] | No | Connected | 2020-07-14 | 6 | 5.7 | 6 | 9.5 | 10 | 2014-03-10 00:00:00
1170000615888 | Sun and Soil Renewable 18 Ltd | Morton, Padleywood Solar Farm | Padleywood Solar Farm | Padleywood Lane | ALFRETON | Derbyshire | DE55 6BN | 440862.017 | 362138.565 | CHESTERFIELD 132kV S STN | CHESTERFIELD 33kV S STN | DANESMOOR 33 11kV S STN | Western Power Distribution (East Midlands) plc | Photovoltaic |  |  |  | 3.61 | 3.8 | [12 empty] | No | Connected | 2020-07-14 | 3.8 | 3.61 | 3.8 | 0.1425 | 0.15 | 2016-03-31 00:00:00
2200042601355 | Parklands Solar Limited | Bristol Oakham Solar Park, Oakham Farm, Over Lane, Almondsbury, |  | Oakham Solar Park Oakham Farm | BRISTOL |  | BS32 4BS | 359969.217 | 183326.787 | Iron Acton S.G.P. | Bradley Stoke Bsp | 33kV connection | Western Power Distribution (South West) plc | Photovoltaic |  |  |  | 3.6836 | 3.8775 | [12 empty] | No | Connected | 2020-07-14 | 3.8775 | 3.6841 | 3.878 | 0.0475 | 0.05 | 2016-02-17 00:00:00
1170000597661 | Folly Lane Solar Limited | Folly Lane, Stickney |  | Folly Lane | BOSTON | Lincs | PE22 8BE | 532727.211 | 357890.898 | WALPOLE 132kV S STN | BOSTON 33kV S STN | STICKNEY 33 11kV S STN | Western Power Distribution (East Midlands) plc | Photovoltaic |  |  |  | 3.515 | 3.7 | [12 empty] | No | Connected | 2020-07-14 | 3.7 | 3.515 | 3.7 | 0.0855 | 0.09 | 2016-02-09 00:00:00
1170000628335 | Sunventures 2 Ltd | Ingles Hill (Ashby) Solar Farm, Burton Road, LE65 2TE | Ingles Hill (Ashby) Solar Farm | Burton Road, | ASHBY DE LA ZOUCH | Leicestershire | LE65 2TE | 434477.782 | 317638.683 | DRAKELOW 132kV | GRESLEY 33kV S STN | ASHBY 33 11kV S STN | Western Power Distribution (East Midlands) plc | Photovoltaic |  |  |  | 2.375 | 2.5 | [12 empty] | No | Connected | 2020-07-14 | 2.5 | 2.375 | 2.5 | 0.03325 | 0.035 | 2016-01-29 00:00:00
2200042615092 | Resourceful Earth Limited | Queen Charlton Recycling Centre | Recycling Centre | Charlton Field Lane | BRISTOL | Bristol | BS31 8TN | 363728.126 | 165913.863 | Iron Acton S.G.P. | Feeder Road 33kv | Whitchurch | Western Power Distribution (South West) plc | Small CHP (>1MW, <5MW) |  |  |  | 1.52 | 1.6 | [12 empty] | No | Connected | 2020-07-14 | 1.6 | 1.52 | 1.6 | 0.475 | 0.5 | 2016-09-01 00:00:00
2200042599608 | RS Collacott Limited | Collacott Solar Newton Tracey |  | Land At Collacott Farm | BARNSTAPLE | Devon | EX31 3QF | 250874.237 | 130268.493 | Alverdiscott S.G.P. | East Yelland Bsp | Fremington | Western Power Distribution (South West) plc | Photovoltaic |  |  |  | 3.99 | 4.2 | [12 empty] | No | Connected | 2020-07-14 | 4.2 | 3.99 | 4.2 | 0.0475 | 0.05 | 2016-03-16 00:00:00
1470000512778 | Lawn Lane Solar Limited | The Rutts and Old Wood | The Rutts And Old Wood | Lawn Lane | WOLVERHAMPTON | West Midlands | WV9 5BB | 390443.08 | 304802.752 | Bushbury D 132kV | BUSHBURY C 132kV S STN | Bushbury B-C 132/33/11kVDUMMY | Western Power Distribution (West Midlands) plc | Photovoltaic |  |  |  | 3.648 | 3.84 | [12 empty] | No | Connected | 2020-07-14 | 3.84 | 3.648 | 3.84 | 0.0361 | 0.038 | 2016-03-30 00:00:00
1170000614981 | KS SPV 49 Ltd | Drakelow Solar Farm | Land South Of Burton On Trent | Drakelow Solar Farm | BURTON ON TRENT | Derbyshire | DE14 3DP | 422578.748 | 320056.478 | DRAKELOW 132kV | BURTON SOUTH 33kV S STN | 33kV connection | Western Power Distribution (East Midlands) plc | Photovoltaic |  |  |  | 4.75 | 5 | [12 empty] | No | Connected | 2020-07-14 | 5 | 4.75 | 5 | 0.0475 | 0.05 | 2016-03-31 00:00:00
1170000617236 | Severn Trent Water Limited | Loughborough Sewage Works, |  | Loughborough Sewage Works | LOUGHBOROUGH | Leicestershire | LE11 5TP | 453091.536 | 321037.7 | RATCLIFFE ON SOAR 132kV S STN | LOUGHBOROUGH 132kV S STN (M32) | LOUGHBOROUGH 11kV S STN | Western Power Distribution (East Midlands) plc | Mixed |  |  |  | 1.501 | 1.58 | [12 empty] | No | Connected | 2020-07-14 | 1.58 | 1.501 | 1.58 | 0.836 | 0.88 | 2005-03-01 00:00:00
1170000628168 | AMP GM024 Limited | Asfordby North Solar Site, Welby lane | Asfordby North Solar | Off Welby Lane | MELTON MOWBRAY | Leicestershire | LE14 3JL | 472173.892 | 320940.951 | GRENDON 132kV S STN | MELTON MOWBRAY 33kV S STN | HOLWELL 33 11kV S STN | Western Power Distribution (East Midlands) plc | Photovoltaic |  |  |  | 4.75 | 5 | [12 empty] | No | Connected | 2020-07-14 | 5 | 4.75 | 5 | 0.19 | 0.2 | 2016-03-30 00:00:00
1170000614402 | Stretton Solar Limited | Morton, Evershill Lane, Land North Of Averill Farm | Stretton Solar | Evershill Lane | MORTON | Derbyshire | DE55 6HB | 440214.101 | 362419.426 | CHESTERFIELD 132kV S STN | CHESTERFIELD 33kV S STN | DANESMOOR 33 11kV S STN | Western Power Distribution (East Midlands) plc | Photovoltaic |  |  |  | 3.61 | 3.8 | [12 empty] | No | Connected | 2020-07-14 | 3.8 | 3.61 | 3.8 | 0.0665 | 0.07 | 2016-03-23 00:00:00
1170000628186 | First Renewable PSI Limited | Asfordby South Solar Site, Welby Lane | Asfordby South Solar | Off Welby Lane | MELTON MOWBRAY | Leicestershire | LE14 3JL | 472180.215 | 320940.994 | GRENDON 132kV S STN | MELTON MOWBRAY 33kV S STN | HOLWELL 33 11kV S STN | Western Power Distribution (East Midlands) plc | Photovoltaic |  |  |  | 4.75 | 5 | [12 empty] | No | Connected | 2020-07-14 | 5 | 4.75 | 5 | 0.19 | 0.2 | 2016-03-30 00:00:00
2100041339187 | SESMP110 Lower House Solar Farm | USK LOWER HOUSE FARM | Lower House Farm | Kemeys Commander | USK | Monmouthshire | NP15 1JU | 334950.99 | 204188.867 | Rassau G.S.P. | Abergavenny | 66kV connection | Western Power Distribution (South Wales) plc | Photovoltaic |  |  |  | 6.1964 | 6.5225 | [12 empty] | No | Connected | 2020-07-14 | 6.5225 | 6.27 | 6.6 | 0.1425 | 0.15 | 2016-03-15 00:00:00
1170000610807 | Ashby Solar Farm Limited | Ashby Farm Solar Measham Road Ashby De La Zouch LE65 2UN | Ashby Farm Solar | Measham Road | ASHBY DE LA ZOUCH | Leicestershire | LE65 2UN | 434667.649 | 313827.974 | DRAKELOW 132kV | GRESLEY 33kV S STN | WILLESLEY 33 11kV S STN | Western Power Distribution (East Midlands) plc | Photovoltaic |  |  |  | 4.75 | 5 | [12 empty] | No | Connected | 2020-07-14 | 5 | 4.75 | 5 | 0.095 | 0.1 | 2016-03-01 00:00:00
1170000627518 | SPF Thirty Acres Ltd | Thirty Acres Farm | Thrity Acres Farm | Carter Lane | MANSFIELD |  | NG20 8XT | 453628.659 | 367855.053 | CHESTERFIELD 132kV S STN | MANSFIELD 33kV S STN | ACREAGE LANE 33 11kV S STN | Western Power Distribution (East Midlands) plc | Photovoltaic |  |  |  | 2.85 | 3 | [12 empty] | No | Connected | 2020-07-14 | 3 | 2.85 | 3 | 0.0285 | 0.03 | 2016-03-31 00:00:00
2100041321817 | SunE Waycock Road Solar Limited | Barry Jesus College PV Generation | Jesus College Pv Generation | Jesus College | BARRY |  | CF62 3AA | 309011.002 | 169455.405 | Aberthaw Power Station | Barry Grid | 33kV connection | Western Power Distribution (South Wales) plc | Photovoltaic |  |  |  | 4.9875 | 5.25 | [12 empty] | No | Connected | 2020-07-14 | 5.25 | 4.845 | 5.1 | 0.0285 | 0.03 | 2016-03-31 00:00:00
1170000545886 | LMP Thrapston Ltd | Distribution Centre, A14, Islip, Northamptonshire NN14 3JW | Distribution Centre | A14 | ISLIP | Northmptonshire | NN14 3JW | 497983.887 | 278438.69 | GRENDON 132kV S STN | IRTHLINGBOROUGH 33kV S STN | THRAPSTON 33 11kV S STN | Western Power Distribution (East Midlands) plc | Photovoltaic |  |  |  | 0.437 | 0.46 | [12 empty] | No | Connected | 2020-07-14 | 0.46 | 0.4275 | 0.45 | 2.375 | 2.5 | 2016-01-07 00:00:00
2100041343607 | BEE Derwen Limited | Derwen Solar Farm, Land at Cwm Y Derwyn Farm |  | Derwen Solar Farm | BARRY |  | CF62 3AA | 307936.596 | 168964.958 | Aberthaw Power Station | East Aberthaw | 33kV connection | Western Power Distribution (South Wales) plc | Photovoltaic |  |  |  | 3.534 | 3.72 | [12 empty] | No | Connected | 2020-07-14 | 3.72 | 3.8 | 4 | 0.0475 | 0.05 | 2016-02-29 00:00:00
None | Uk Power Reserve Limited | BRIDGWATER HUNTWORTH MARSH LANE (33kV SUPPLY) |  | Marsh Lane | BRIDGWATER | Somerset | TA6 6LQ | 330849.877 | 135286.037 | Bridgwater S.G.P. | Bridgwater Grid Bsp | 33kV connection | Western Power Distribution (South West) plc | Other Generation |  |  |  | 11.97 | 12.6 | [12 empty] | No | Connected | 2020-07-14 | 12.6 | 9.5 | 10 | 0.19 | 0.2 | 2001-11-02 00:00:00
1170000604910 | Blaby Solar Farm Limited | BLABY BLABY SOLAR FARM LEICESTER ROAD | Blaby Solar Farm | Leicester Road | BLABY | Leicestershire | LE8 5QW | 458905.052 | 296610.593 | ENDERBY 132kV S STN | WIGSTON 132KV (M42) 132kV S STN | WIGSTON 11kV S STN | Western Power Distribution (East Midlands) plc | Photovoltaic |  |  |  | 2.85 | 3 | [12 empty] | No | Connected | 2020-07-14 | 3 | 2.85 | 3 | 0.04275 | 0.045 | 2016-03-01 00:00:00
2100041352550 | Sunventures 1 Ltd | CRUMLIN, PENTREYGROES FARM, CRUMLIN PV SOLAR PARK. | Crumlin Pv Solar Park | Upper Pant-Ysgawen Farm | CROESPENMAEN, CRUMLIN | Newport | NP11 3EG | 320191.515 | 198088.854 | Rassau G.S.P. | Crumlin | Crumlin Primary | Western Power Distribution (South Wales) plc | Photovoltaic |  |  |  | 3.458 | 3.64 | [12 empty] | No | Connected | 2020-07-14 | 3.64 | 3.6176 | 3.808 | 0.038 | 0.04 | 2016-04-25 00:00:00
1430000005115 | Viridis Energy (Norgen) Limited | Generation Site |  | Generation Site | Alveston | Bristol | BS12 3DF | 359728.827 | 188118.645 | IRON ACTON 132kV S STN | CHIPPING SODBURY 132kV S STN | ALVESTON 33 11kV S STN | Western Power Distribution (West Midlands) plc | Mixed |  |  |  | 2.47 | 2.6 | [12 empty] | No | Connected | 2020-07-14 | 2.6 | 2.47 | 2.6 | 0.0855 | 0.09 | 1997-04-22 00:00:00
1170000606448 | Brian Henton | HOUGHTON ON THE HILL INGARSBY PV REDVERS FARM | Ingarsby Solar Park Redvers Farm | Uppingham Road | HOUGHTON ON THE HILL | Leicestershire | LE7 9HG | 467763.256 | 304444.867 | ENDERBY 132kV S STN | LEICESTER EAST 33kV S STN | THURNBY 33 11kV S STN | Western Power Distribution (East Midlands) plc | Photovoltaic |  |  |  | 1.995 | 2.1 | [12 empty] | No | Connected | 2020-07-14 | 2.1 | 1.995 | 2.1 | 0.0475 | 0.05 | 2016-03-31 00:00:00
1170000636512 | Lincoln Skegness Solar Farm Limited | Lincoln Farm Solar |  | Wainfleet Road | SKEGNESS | Lincolnshire | PE24 5AT | 547893.132 | 362598.651 | BICKER FEN 132kV S STN | SKEGNESS 33kV S STN | 33kV connection | Western Power Distribution (East Midlands) plc | Photovoltaic |  |  |  | 8.36 | 8.8 | [12 empty] | No | Connected | 2020-07-14 | 8.8 | 8.36 | 8.8 | 0.076 | 0.08 | 2016-03-17 00:00:00
1170000627457 | Oxcroft Solar Ltd | Oxcroft Solar Farm |  |  | CHESTERFIELD | Derbyshire | S44 6AG | 446877.29 | 374082.513 | CHESTERFIELD 132kV S STN | WHITWELL 33kV S STN | 33kV connection | Western Power Distribution (East Midlands) plc | Mixed |  |  |  | 4.275 | 4.5 | [12 empty] | No | Connected | 2020-07-14 | 4.5 | 4.275 | 4.5 | 0.8075 | 0.85 | 2016-03-22 00:00:00
2100041349812 | Sunventures 8 Limited | CALDICOT Southbrook Solar Farm |  | Southbrook Solar Farm | CALDICOT |  | NP26 5SR | 350640.11 | 187686.367 | Uskmouth | Sudbrook | Sudbrook Primary | Western Power Distribution (South Wales) plc | Photovoltaic |  |  |  | 3.23 | 3.4 | [12 empty] | No | Connected | 2020-07-14 | 3.4 | 3.876 | 4.08 | 0.0475 | 0.05 | 2016-03-31 00:00:00
2200042616565 | Wick Farm Grid Limited | Weston-Super-Mare Wick Farm, Brean Road, Lympsham |  | Wick Farm, Brean Road | WESTON-SUPER-MARE |  | BS24 0HD | 331595.898 | 154210.733 | Seabank Sgp | Weston Bsp 132kv | 33kV connection | Western Power Distribution (South West) plc | Photovoltaic |  |  |  | 3.8 | 4 | [12 empty] | No | Connected | 2020-07-14 | 4 | 7.6 | 8 | 0.095 | 0.1 | 2016-03-11 00:00:00
1470000576647 | Leys Solar Energy CIC | The Leys Drayton Manor Fm |  | Alcester Road | STRATFORD UPON AVON |  | CV37 9RQ | 416225.076 | 255269.187 | FECKENHAM 66 11kV S STN | Feckenham 66/11kVDUMMY | Drayton Farm North 66/11kV | Western Power Distribution (West Midlands) plc | Mixed |  |  |  | 4.731 | 4.98 | [12 empty] | No | Connected | 2020-07-14 | 4.98 | 3.971 | 4.18 | 0.0475 | 0.05 | 2016-03-31 00:00:00
1470000576629 | Brookside Solar Farm Limited | Brookside Drayton Manor Fm |  | Alcester Road | STRATFORD UPON AVON |  | CV37 9RQ | 415508.552 | 254767.265 | FECKENHAM 66 11kV S STN | Feckenham 66/11kVDUMMY | Drayton Farm North 66/11kV | Western Power Distribution (West Midlands) plc | Photovoltaic |  |  |  | 3.9187 | 4.125 | [12 empty] | No | Connected | 2020-07-14 | 4.125 | 3.9187 | 4.125 | 0.0475 | 0.05 | 2016-03-31 00:00:00
2100041347211 | Drym Developments Limited | Maesgwyn Extension Wind Farm |  | Off Inter-Valley Road | GLYNNEATH | Neath | SA10 9LR | 287140.56 | 208803.044 | Swansea North Grid | Ystradgynlais Grid | 33kV connection | Western Power Distribution (South Wales) plc | Mixed |  |  |  | 5.168 | 5.44 | [12 empty] | No | Connected | 2020-07-14 | 5.44 | 4.9998 | 5.263 | 0.285 | 0.3 | 2016-03-09 00:00:00
1470000575810 | Sheep Shed Solar Limited | Sheep Shed Drayton Manor Farm |  | Alcester Road | STRATFORD UPON AVON |  | CV37 9RQ | 416050.766 | 255306.037 | FECKENHAM 66 11kV S STN | Feckenham 66/11kVDUMMY | Drayton Farm North 66/11kV | Western Power Distribution (West Midlands) plc | Photovoltaic |  |  |  | 3.9976 | 4.208 | [12 empty] | No | Connected | 2020-07-14 | 4.208 | 3.9976 | 4.208 | 0.0475 | 0.05 | 2016-03-31 00:00:00
1470000576665 | The Rushes Solar Limited | The Rushes Drayton Manor Farm |  | Alcester Road | STRATFORD ON AVON |  | CV37 9RQ | 415453.991 | 255629.942 | FECKENHAM 66 11kV S STN | Feckenham 66/11kVDUMMY | Drayton Farm North 66/11kV | Western Power Distribution (West Midlands) plc | Photovoltaic |  |  |  | 3.971 | 4.18 | [12 empty] | No | Connected | 2020-07-14 | 4.18 | 3.971 | 4.18 | 0.0475 | 0.05 | 2016-03-31 00:00:00
1470000576726 | Beeches Solar Limited | The Beeches Drayton Manor Farm |  | Alcester Road | STRATFORD UPON AVON |  | CV37 9RQ | 415928.651 | 254873.219 | FECKENHAM 66 11kV S STN | Feckenham 66/11kVDUMMY | Drayton Farm North 66/11kV | Western Power Distribution (West Midlands) plc | Photovoltaic |  |  |  | 4.0232 | 4.235 | [12 empty] | No | Connected | 2020-07-14 | 4.235 | 4.4032 | 4.635 | 0.4275 | 0.45 | 2016-03-31 00:00:00
1170000619925 | Lightsource SPV 139 Limited | Stragglethorpe Road PV Solar Park |  | Main Road | NOTTINGHAM |  | NG12 2JZ | 463801.573 | 337271.578 | Stoke Bardolph 132kv | NOTTINGHAM EAST 33kV S STN | 33kV connection | Western Power Distribution (East Midlands) plc | Photovoltaic |  |  |  | 3.99 | 4.2 | [12 empty] | No | Connected | 2020-07-14 | 4.2 | 3.99 | 4.2 | 0.0399 | 0.042 | 2016-03-29 00:00:00
1170000642320 | National Football Centre Limited | NATIONAL FOOTBALL CENTRE |  | National Football Centre | NEEDWOOD | BURTON ON TRENT | DE13 9PD | 416460.554 | 323657.886 | DRAKELOW 132kV | BURTON SOUTH 33kV S STN | BARTON UNDER NEEDWOOD 33 11kV S STN | Western Power Distribution (East Midlands) plc | Photovoltaic |  |  |  | 0.19 | 0.2 | [12 empty] | No | Connected | 2020-07-14 | 0.2 | 0.228 | 0.24 | 1.615 | 1.7 | 2016-03-21 00:00:00
2198765142992 | Parc Cynog Wind Farm Limited | Parc Cynog, Pendine |  | Parc Cynog Wind Farm | PENDINE |  | SA33 4PY | 225773.158 | 209492.609 | Swansea North Grid | Carmarthen Grid | 33kV connection | Western Power Distribution (South Wales) plc | Mixed |  |  |  | 7.4005 | 7.79 | [12 empty] | No | Connected | 2020-07-14 | 7.79 | 3.895 | 4.1 | 0.0475 | 0.05 | 2001-02-01 00:00:00
1170000625361 | NSD 3 Limited | Austerfield, Bawtry Road, Norwith Farm, Misson Solar Farm | Misson Solar Farm | Bawtry Road | AUSTERFIELD | South Yorkshire | DN10 6BU | 467446.125 | 394328.6 | STAYTHORPE C 132kV S STN | CHECKERHOUSE 33kV S STN | MISSON 33 11kV S STN | Western Power Distribution (East Midlands) plc | Photovoltaic |  |  |  | 4.75 | 5 | [12 empty] | No | Connected | 2020-07-14 | 5 | 4.75 | 5 | 0.095 | 0.1 | 2016-03-31 00:00:00
1470000668892 | Garreg Lwyd Energy Ltd | Garreg Lwyd Wind Farm |  |  | FELINDRE | Powys | LD7 6YS | 313382.316 | 279958.081 | BISHOPS WOOD 132kV S STN | HEREFORD 66kV S STN | 66kV connection | Western Power Distribution (West Midlands) plc | Onshore Wind |  |  |  | 32.3 | 34 | [12 empty] | No | Connected | 2020-07-14 | 34 | 32.6562 | 34.375 | 0.342 | 0.36 | 2017-03-03 00:00:00
2200042592922 | West Carclaze SPV Limited | West Carclaze Mica Dam, West Carclaze |  | West Carclaze Mica Dam | WEST CARCLAZE |  | PL25 5RY | 201907.614 | 54893.882 | Indian Queens S.G.P. | St Austell Bsp | 33kV connection | Western Power Distribution (South West) plc | Photovoltaic |  |  |  | 6.536 | 6.88 | [12 empty] | No | Connected | 2020-07-14 | 6.88 | 6.669 | 7.02 | 0.0285 | 0.03 | 2017-03-31 00:00:00
1470000581336 | Gretton Solar Farm Ltd | Lower Stanley Fm |  | Gretton Fields | GRETTON | Gloucestershire | GL54 5HQ | 399914.678 | 231862.159 | PORT HAM 132kV S STN | CHELTENHAM 66kV S STN | ALDERTON 66 11kV S STN | Western Power Distribution (West Midlands) plc | Photovoltaic |  |  |  | 3.6575 | 3.85 | [12 empty] | No | Connected | 2020-07-14 | 3.85 | 3.6575 | 3.85 | 0.0475 | 0.05 | 2016-03-21 00:00:00
2100041343945 | INRG (Solar Parks) 29 Limited | Rosedew Solar Farm Llantwit Major |  | Rosedew Solar Farm | LLANTWIT MAJOR | Vale Of Glamorgan | CF61 1PZ | 297953.937 | 167587.436 | Aberthaw Power Station | East Aberthaw | 33kV connection | Western Power Distribution (South Wales) plc | Photovoltaic |  |  |  | 0.057 | 0.06 | [12 empty] | No | Connected | 2020-07-14 | 0.06 | 3.6176 | 3.808 | 0.13775 | 0.145 | 2016-03-17 00:00:00
1170000632615 | Lightsource SPV 95 Limited | The Breck Solar Park | The Breck Solar Park | Barrow Hill | CHESTERFIELD |  | S43 2NP | 442487.642 | 376195.842 | CHESTERFIELD 132kV S STN | STAVELEY 33kV S STN | 33kV connection | Western Power Distribution (East Midlands) plc | Photovoltaic |  |  |  | 3.99 | 4.2 | [12 empty] | No | Connected | 2020-07-14 | 4.2 | 3.99 | 4.2 | 0.0684 | 0.072 | 2016-03-17 00:00:00
2200042595320 | AMP GM011 Limited | Kellygreen Solar Park |  |  | BODMIN | Cornwall | PL30 3NR | 205083.544 | 75673.825 | Indian Queens S.G.P. | St Tudy Bsp | St Tudy | Western Power Distribution (South West) plc | Photovoltaic |  |  |  | 3.876 | 4.08 | [12 empty] | No | Connected | 2020-07-14 | 4.08 | 3.6176 | 3.808 | 0.0665 | 0.07 | 2016-03-15 00:00:00
1170000610825 | Desford Lane Solar Farm Limited | Desford Lane Solar, Desford Lane, Desford. LE9 2BF |  | Desford Lane | DESFORD | Leicestershire | LE9 2BF | 449938.795 | 304828.144 | ENDERBY 132kV S STN | COALVILLE 33KV S STN | DESFORD 33 11kV S STN | Western Power Distribution (East Midlands) plc | Photovoltaic |  |  |  | 4.75 | 5 | [12 empty] | No | Connected | 2020-07-14 | 5 | 4.75 | 5 | 0.1425 | 0.15 | 2016-03-21 00:00:00
1170000598201 | Haymaker (Handley Park Solar) Limited | Handley Park Solar Farm | Handley Park Solar Farm |  | TOWCESTER | Northamptonshire | NN12 8PA | 467329.63 | 246009.006 | EAST CLAYDON 132KV S STN | BRACKLEY 132kV S STN | 33kV connection | Western Power Distribution (East Midlands) plc | Photovoltaic |  |  |  | 4.75 | 5 | [12 empty] | No | Connected | 2020-07-14 | 5 | 4.75 | 5 | 0.095 | 0.1 | 2016-03-24 00:00:00
2200042603246 | Carnemough Solar Project Limited | Carnemough Farm, Little Hewas, Grampound Road, Truro |  | Carnemough Farm | TRURO | Cornwall | TR2 4EL | 192038.047 | 52039.792 | Indian Queens S.G.P. | Fraddon Bsp | 33kV connection | Western Power Distribution (South West) plc | Photovoltaic |  |  |  | 9.5931 | 10.098 | [12 empty] | No | Connected | 2020-07-14 | 10.098 | 9.5 | 10 | 0.057 | 0.06 | 2016-03-23 00:00:00
2100041343411 | CSI Sea View Limited | Nottage Sea View Farm Solar | Nottage Sea View Farm Solar |  | PORTHCAWL | Glamorgan | CF36 5TB | 282297.58 | 179024.521 | Pyle Grid | Pyle Bsp | Nottage | Western Power Distribution (South Wales) plc | Photovoltaic |  |  |  | 1.3984 | 1.472 | [12 empty] | No | Connected | 2020-07-14 | 1.472 | 1.3984 | 1.472 | 0.038 | 0.04 | 2016-03-30 00:00:00
1170000561647 | SSOGE Kickles Solar Farm Limited | Kickles Solar Farm |  | Lakes Lane | MILTON KEYNES |  | MK16 8EF | 486119.25 | 244620.313 | EAST CLAYDON 132KV S STN | BRADWELL ABBEY 33kV S STN | NEWPORT PAGNELL 33 11kV S STN | Western Power Distribution (East Midlands) plc | Photovoltaic |  |  |  | 3.876 | 4.08 | [12 empty] | No | Connected | 2020-07-14 | 4.08 | 3.876 | 4.08 | 0.0475 | 0.05 | 2016-03-16 00:00:00
1470000601391 | Severn Trent Water Limited | WORCESTER STW |  | WORCESTER STW | LOWER WICK | WORCESTER | WR2 4ZP | 384289.744 | 253603.992 | BISHOPS WOOD 132kV S STN | WORCESTER 132kV S STN | Worcester 132/11kVDUMMY | Western Power Distribution (West Midlands) plc | Photovoltaic |  |  |  | 1.425 | 1.5 | [12 empty] | No | Connected | 2020-07-14 | 1.5 | 1.425 | 1.5 | 1.14 | 1.2 | 2016-03-24 00:00:00
1470000597070 | SSR Astley Solar Limited | Astley Farm Solar Farm | Astley Farm | Six Ashes | SHROPSHIRE |  | WV15 6ER | 377367.463 | 285553.071 | BISHOPS WOOD 132kV S STN | STOURPORT 132 66 33kV S STN | 33kV connection | Western Power Distribution (West Midlands) plc | Photovoltaic |  |  |  | 4.2275 | 4.45 | [12 empty] | No | Connected | 2020-07-14 | 4.45 | 4.2275 | 4.45 | 0.076 | 0.08 | 2016-03-31 00:00:00
2200042630329 | BEE Chard Limited | CHARD CHAFFCOMBE LANE |  | Chaffcombe Lane | CHARD | Somerset | TA20 1RR | 333561.097 | 109994.326 | Axminster S.G.P. | Woodcote Bsp | Chard | Western Power Distribution (South West) plc | Photovoltaic |  |  |  | 2.394 | 2.52 | [12 empty] | No | Connected | 2020-07-14 | 2.52 | 2.85 | 3 | 0.04275 | 0.045 | 2016-03-18 00:00:00
None | Uk Power Reserve Limited | BRIDGWATER HUNTWORTH MARSH LANE (33kV SUPPLY) |  | Marsh Lane | BRIDGWATER | Somerset | TA6 6LQ | 330849.877 | 135286.037 | Bridgwater S.G.P. | Bridgwater Grid Bsp | 33kV connection | Western Power Distribution (South West) plc | Other Generation |  |  |  | 11.97 | 12.6 | [12 empty] | No | Connected | 2020-07-14 | 12.6 | 9.5 | 10 | 0.19 | 0.2 | 2001-11-02 00:00:00
2100041357831 | BEE Biglis Limited | BARRY BIGLIS FARM | Biglis Solar Farm |  | BARRY | Vale Of Glamorgan | CF63 1BL | 314284.547 | 169520.237 | Aberthaw Power Station | Sully Grid | Sully Grid Primary | Western Power Distribution (South Wales) plc | Photovoltaic |  |  |  | 3.933 | 4.14 | [12 empty] | No | Connected | 2020-07-14 | 4.14 | 4.75 | 5 | 0.19 | 0.2 | 2016-03-30 00:00:00
1170000640972, 1170000638760 | Severn Trent Water Limited | LITTLE EATON WTW |  | Alfreton Road | DERBY |  | DE21 5DB | 436398.433 | 340717.51 | WILLINGTON 132kV S STN | DERBY 33kV S STN | DARLEY ABBEY 33 11kV S STN | Western Power Distribution (East Midlands) plc | Photovoltaic |  |  |  | 0.627 | 0.66 | [12 empty] | No | Connected | 2020-07-14 | 0.66 | 0.57 | 0.6 | 2.6125 | 2.75 | 2016-03-21 00:00:00
None | Uk Power Reserve Limited | BRIDGWATER HUNTWORTH MARSH LANE (33kV SUPPLY) |  | Marsh Lane | BRIDGWATER | Somerset | TA6 6LQ | 330849.877 | 135286.037 | Bridgwater S.G.P. | Bridgwater Grid Bsp | 33kV connection | Western Power Distribution (South West) plc | Other Generation |  |  |  | 11.97 | 12.6 | [12 empty] | No | Connected | 2020-07-14 | 12.6 | 9.5 | 10 | 0.19 | 0.2 | 2001-11-02 00:00:00
2200042620260 | SV Alder Solar Park | Taunton Monty's Farm PV |  | Monty'S Farm | TAUNTON | Somerset | TA4 1AA | 318179.696 | 126578.65 | Taunton S.G.P. | Taunton Main Bsp | 33kV connection | Western Power Distribution (South West) plc | Photovoltaic |  |  |  | 3.8 | 4 | [12 empty] | No | Connected | 2020-07-14 | 4 | 4.4403 | 4.674 | 0.0114 | 0.012 | 2016-03-25 00:00:00
2200042433442 | Smart Systems Limited | YATTON ARNOLDS WAY (SMART SYSTEMS) |  | Arnolds Way | BRISTOL | Bristol | BS49 4AW | 341822.548 | 166189.02 | Bridgwater S.G.P. | Churchill Bsp 132kv | Congresbury | Western Power Distribution (South West) plc | Onshore Wind |  |  |  | 0.95 | 1 | [12 empty] | No | Connected | 2020-07-14 | 1 | 0.95 | 1 | 3.8 | 4 | 2016-05-01 00:00:00
1100050222446 | Nottingham University Hospitals NHS Trust | Queens Medical Centre, Nottingham Univer |  | Queens Medical Centre, Nottingham Univer | 0 |  | NG2 7LX | 454602.197 | 338802.159 | RATCLIFFE ON SOAR 132kV S STN | NOTTINGHAM 33kV S STN | LENTON 33 11kV S STN | Western Power Distribution (East Midlands) plc | Medium CHP (>5MW,<50MW) |  |  |  | 5.8187 | 6.125 | [12 empty] | No | Connected | 2020-07-14 | 6.125 | 4.275 | 4.5 | 6.65 | 7 | 2013-09-05 00:00:00
1170000616640 | Thornton Lane Solar Farm Limited | Thornton Lane Solar Farm |  | Thornton Lane | COALVILLE | Leicestershire | LE67 9TU | 446770.359 | 309661.499 | ENDERBY 132kV S STN | COALVILLE 33KV S STN | COALVILLE 11kV S STN | Western Power Distribution (East Midlands) plc | Photovoltaic |  |  |  | 2.6125 | 2.75 | [12 empty] | No | Connected | 2020-07-14 | 2.75 | 2.6125 | 2.75 | 0.095 | 0.1 | 2016-03-22 00:00:00
1170000629659 | Tower Hayes Solar Limited | Tower Hayes Solar Park |  | West Land | COALVILLE | Leicestershire | LE67 1FA | 444444.048 | 310439.638 | ENDERBY 132kV S STN | COALVILLE 33KV S STN | 33kV connection | Western Power Distribution (East Midlands) plc | Photovoltaic |  |  |  | 4.18 | 4.4 | [12 empty] | No | Connected | 2020-07-14 | 4.4 | 4.18 | 4.4 | 0.0475 | 0.05 | 2016-04-13 00:00:00
1170000594173 | Thornborough Solar Limited | Thornborough Grounds Solar Park | Thornborough Grounds Solar Park |  | BOURTON | Buckinghamshire | MK18 2AB | 473692.663 | 234766.296 | EAST CLAYDON 132KV S STN | STONY STRATFORD 33kV S STN | 33kV connection | Western Power Distribution (East Midlands) plc | Photovoltaic |  |  |  | 3.5625 | 3.75 | [12 empty] | No | Connected | 2020-07-14 | 3.75 | 3.5625 | 3.75 | 0.095 | 0.1 | 2016-03-30 00:00:00
2200042627159 | BEE Nancrossa Limited | Penryn Nancrossa Farm PV |  | Nancrossa Farm | PENRYN |  | TR10 9EA | 172845.9 | 33477.5 | Indian Queens S.G.P. | Rame Bsp | 33kV connection | Western Power Distribution (South West) plc | Photovoltaic |  |  |  | 4.6993 | 4.9467 | [12 empty] | No | Connected | 2020-07-14 | 4.9467 | 4.75 | 5 | 0.019 | 0.02 | 2016-03-30 00:00:00
2200042626953 | AMP GM016 Limited | Saltash Trerule Farm PV |  | Trerule Farm | SALTASH |  | PL12 5BL | 232500.052 | 58302.473 | Landulph S.G.P. | St Germans Bsp | 33kV connection | Western Power Distribution (South West) plc | Photovoltaic |  |  |  | 3.591 | 3.78 | [12 empty] | No | Connected | 2020-07-14 | 3.78 | 3.3516 | 3.528 | 0.0475 | 0.05 | 2016-03-30 00:00:00
1170000641489 | WEL Solar Park 10 Ltd | Mill Farm Solar | Mill Farm Solar | Off High Dyke | GRANTHAM | Lincolnshire | NG33 5AE | 494806.349 | 331006.084 | BICKER FEN 132kV S STN | GRANTHAM 33kV S STN | 33kV connection | Western Power Distribution (East Midlands) plc | Photovoltaic |  |  |  | 4.275 | 4.5 | [12 empty] | No | Connected | 2020-07-14 | 4.5 | 4.275 | 4.5 | 0.0475 | 0.05 | 2016-03-31 00:00:00
1170000625690 | Littlewood Solar Limited | Littlewood farm PV | Land At Littlewood Farm, |  | PLEASLEY | Nottinghamshire | NG19 8RR | 453326.819 | 365132.492 | CHESTERFIELD 132kV S STN | MANSFIELD 33kV S STN | 33kV connection | Western Power Distribution (East Midlands) plc | Photovoltaic |  |  |  | 3.762 | 3.96 | [12 empty] | No | Connected | 2020-07-14 | 3.96 | 3.61 | 3.8 | 0.0285 | 0.03 | 2017-03-27 00:00:00
None | Uk Power Reserve Limited | BRIDGWATER HUNTWORTH MARSH LANE (33kV SUPPLY) |  | Marsh Lane | BRIDGWATER | Somerset | TA6 6LQ | 330849.877 | 135286.037 | Bridgwater S.G.P. | Bridgwater Grid Bsp | 33kV connection | Western Power Distribution (South West) plc | Other Generation |  |  |  | 11.97 | 12.6 | [12 empty] | No | Connected | 2020-07-14 | 12.6 | 9.5 | 10 | 0.19 | 0.2 | 2001-11-02 00:00:00
1170000664547, 1170000664556 | University of Northampton | University of Northampton |  | Nunn Mills | NORTHAMPTON |  | NN1 5PA | 0 | 0 | GRENDON 132kV S STN | NORTHAMPTON 33kV S STN | NORTHAMPTON 11kV S STN | Western Power Distribution (East Midlands) plc | To be confirmed |  |  |  | 0 | 0 | [12 empty] | No | Connected | 2020-07-14 | 0 | 0.00095 | 0.001 | 1.425 | 1.5 | 0
1470000580165 | NEW NRG 03 Limited | Lower Venn Solar Farm |  | The Vauld | HEREFORD | Herefordshire | HR1 3HL | 353991.269 | 249550.695 | BISHOPS WOOD 132kV S STN | HEREFORD 66kV S STN | BODENHAM 66 11kV S STN | Western Power Distribution (West Midlands) plc | Photovoltaic |  |  |  | 4.275 | 4.5 | [12 empty] | No | Connected | 2020-07-14 | 4.5 | 4.275 | 4.5 | 0.095 | 0.1 | 2016-03-30 00:00:00
2200042592435 | Estrans Developments (Severn Beach) Limited | Western Approach Solar Park |  | Severn Road | AVONMOUTH | Bristol | BS35 4NL | 354569.437 | 184543.885 | Iron Acton S.G.P. | Seabank Bsp | Western Approach | Western Power Distribution (South West) plc | Photovoltaic |  |  |  | 3.325 | 3.5 | [12 empty] | No | Connected | 2020-07-14 | 3.5 | 3.325 | 3.5 | 0.0285 | 0.03 | 2016-03-01 00:00:00
1170000660905 | Equitix ESI CHP (Sheffield ) Limited | Holbrook Community Renewable Energy Centre |  | Rother Valley Way | SHEFFIELD |  | S20 3GH | 444565.473 | 381675.114 | CHESTERFIELD 132kV S STN | WHITWELL 33kV S STN | HALFWAY 33 11kV S STN | Western Power Distribution (East Midlands) plc | Medium CHP (>5MW,<50MW) |  |  |  | 5.5575 | 5.85 | [12 empty] | No | Connected | 2020-07-14 | 5.85 | 5.5575 | 5.85 | 1.425 | 1.5 | 2016-07-01 00:00:00
1470000622267 | Marks And Spencer plc | Wolstanton Retail Park | M&S | Grange Lane | NEWCASTLE UNDER LYME | Staffordshire | WS5 0AP | 385940.659 | 348156.765 | Cellarhead 132kV | NEWCASTLE 132kV S STN | Newcastle 132/11kVDUMMY | Western Power Distribution (West Midlands) plc | Other Generation |  |  |  | 0.3629 | 0.382 | [12 empty] | No | Connected | 2020-07-14 | 0.382 | 0.3629 | 0.382 | 1.14 | 1.2 | 2016-07-01 00:00:00
1130000083449 | Yorkshire Water Services Limited | Old Whittington Station Lane |  | Station Lane | CHESTERFIELD | Derbyshire | S40 1AA | 439175.794 | 374551.457 | CHESTERFIELD 132kV S STN | CHESTERFIELD 33kV S STN | SHEEPBRIDGE 6 6kV S STN | Western Power Distribution (East Midlands) plc | Onshore Wind |  |  |  | 0.475 | 0.5 | [12 empty] | No | Connected | 2020-07-14 | 0.5 | 1.0583 | 1.114 | 1.9 | 2 | 2016-08-01 00:00:00
1170000579254 | Kappa Solar Limited | LANGAR, Langar Farm |  | Langar Farm | LANGAR | Nottinghamshire | NG12 3FP | 470639.531 | 334144.12 | RATCLIFFE ON SOAR 132kV S STN | WILLOUGHBY 33kV S STN | 33kV connection | Western Power Distribution (East Midlands) plc | Photovoltaic |  |  |  | 7.6 | 8 | [12 empty] | No | Connected | 2020-07-14 | 8 | 7.6 | 8 | 0.057 | 0.06 | 2015-12-08 00:00:00
2100041327907, 2100041328733 | Larigan Power Limited | Pontyclun Larigan Power | Units B1-B3 | Coedcae Lane Industrial Estate | PONTYCLUN | Rhondda Cynon Taf | CF72 9HG | 0 | 0 | Upper Boat | Pontyclun Primary | Pontyclun 132/11kV | Western Power Distribution (South Wales) plc | Other Generation |  |  |  | 21.584 | 22.72 | [12 empty] | No | Connected | 2020-07-14 | 22.72 | 15.998 | 16.84 | 0.9025 | 0.95 | 2016-05-27 00:00:00
1170000641293 | Basin Bridge Solar Limited | Stoke Golding, Basin Bridge Lane, Basin Bridge Solar Farm |  | Basin Bridge Lane | HINCKLEY | Leics | CV13 6JJ | 439603.818 | 296098.955 | COVENTRY 132kV S STN | HINCKLEY 33kV S STN | MIDDLEFIELD 33 11kV S STN | Western Power Distribution (East Midlands) plc | Photovoltaic |  |  |  | 3.8 | 4 | [12 empty] | No | Connected | 2020-07-14 | 4 | 3.8 | 4 | 0.0475 | 0.05 | 2016-07-31 00:00:00
1170000325292 | Winwick Wind Farm Limited | Winwick Wind Farm |  | Cold Ashby Road | NORTHAMPTON | Northamptonshire | NN6 7NS | 464004.106 | 274693.111 | COVENTRY 132kV S STN | DAVENTRY 33KV S STN | 33kV connection | Western Power Distribution (East Midlands) plc | Onshore Wind |  |  |  | 11.685 | 12.3 | [12 empty] | No | Connected | 2020-07-14 | 12.3 | 11.685 | 12.3 | 0.26125 | 0.275 | 2016-06-09 00:00:00
1470000621955 | Sheriffhales Solar Community Interest Company | Sheriffhales CIC |  | Sheriffhales Cic | SHERIFFHALES, SHIFNAL |  | TF11 8QY | 374816.882 | 312499.623 | IRONBRIDGE 132kV S STN | KETLEY 132kV S STN | 33kV connection | Western Power Distribution (West Midlands) plc | Photovoltaic |  |  |  | 2.5175 | 2.65 | [12 empty] | No | Connected | 2020-07-14 | 2.65 | 2.5175 | 2.65 | 0.02565 | 0.027 | 2016-06-24 00:00:00
2200042637894 | Verdant Community Energy C.I.C. | Wick Farm West, Brean Road, Lympsham BS24 0HD |  | Wick Farm West, | LYMPSHAM |  | BS24 0HD | 331604.49 | 154207.259 | Seabank Sgp | Weston Bsp 132kv | 33kV connection | Western Power Distribution (South West) plc | Photovoltaic |  |  |  | 3.363 | 3.54 | [12 empty] | No | Connected | 2020-07-14 | 3.54 | 3.363 | 3.54 | 0.0475 | 0.05 | 2016-06-22 00:00:00
1170000612051 | Shortheath Solar Park Ltd | Shortheath Solar Farm, Overseal | Shortheath Solar Farm | Shortheath Poplars Farm | OVERSEAL | Derbyshire | DE12 6BN | 430115.72 | 314602.285 | DRAKELOW 132kV | GRESLEY 33kV S STN | MOIRA 33 11kV S STN | Western Power Distribution (East Midlands) plc | Photovoltaic |  |  |  | 3.933 | 4.14 | [12 empty] | No | Connected | 2020-07-14 | 4.14 | 4.75 | 5 | 0.0475 | 0.05 | 2016-07-01 00:00:00
2200042614113 | Peak Gen Power Ltd | Yeoford Way Exeter MAKRO | Makro Exeter | Yeoford Way | EXETER | Devon | EX2 8LD | 293151.902 | 89535.687 | Exeter Main S.G.P. | Exeter City Bsp | 33kV connection | Western Power Distribution (South West) plc | Other Generation |  |  |  | 19 | 20 | [12 empty] | No | Connected | 2020-07-14 | 20 | 19.3895 | 20.41 | 0.475 | 0.5 | 2016-06-14 00:00:00
2100041363427 | Manor Solar 2 Limited | ABERGAVENNY Manor Farm Solar Park |  | Manor Farm Solar Park | ABERGAVENNY |  | NP7 8SW | 336558.216 | 215287.687 | Rassau G.S.P. | Abergavenny | Monmouth | Western Power Distribution (South Wales) plc | Photovoltaic |  |  |  | 7.315 | 7.7 | [12 empty] | No | Connected | 2020-07-14 | 7.7 | 7.315 | 7.7 | 0.095 | 0.1 | 2016-06-30 00:00:00
2100041320673 | SPF Roberts Wall Limited | Roberts Wall Solar Park | Roberts Wall Farm | Penally | TENBY | Pembrokeshire | SA70 8NF | 210136.72 | 200490.832 | Pembroke Power Station | Haverfordwest Grid | Tenby | Western Power Distribution (South Wales) plc | Photovoltaic |  |  |  | 1.862 | 1.96 | [12 empty] | No | Connected | 2020-07-14 | 1.96 | 1.9608 | 2.064 | 0.0475 | 0.05 | 2015-12-23 00:00:00
1170000671109 | Deepdale Farm Solar Ltd | Deepdale Solar Farm | Deepdale Solar Farm |  | NR SLEAFORD | Lincolnshire | WC2A 3NA | 507701.596 | 349263.642 | BICKER FEN 132kV S STN | SLEAFORD 33kV S STN | 33kV connection | Western Power Distribution (East Midlands) plc | Photovoltaic |  |  |  | 3.705 | 3.9 | [12 empty] | No | Connected | 2020-07-14 | 3.9 | 3.705 | 3.9 | 0.0475 | 0.05 | 2016-06-29 00:00:00
2100041355198 | Rhewl Solar Farm Community CIC | Rhewl Farm Solar Park, Chepstow, Shirenewton |  | Rhewl Farm Solar Park | CHEPSTOW | Shirenewton | NP16 6AG | 349513.902 | 192910.571 | Uskmouth | Sudbrook | 33kV connection | Western Power Distribution (South Wales) plc | Photovoltaic |  |  |  | 5.693 | 5.9926 | [12 empty] | No | Connected | 2020-07-14 | 5.9926 | 5.7 | 6 | 0.095 | 0.1 | 2016-06-27 00:00:00
1470000644828 | Pickstock Telford Ltd | TELFORD, Hortonwood 45 |  | Hortonwood 45 | TELFORD |  | TF1 7FA | 368179.288 | 314112.172 | IRONBRIDGE 132kV S STN | Ironbridge 400/132kV | HORTONWOOD 132 11kV S STN | Western Power Distribution (West Midlands) plc | Landfill Gas, Sewage Gas, Biogas (not CHP) |  |  |  | 0.4997 | 0.526 | [12 empty] | No | Connected | 2020-07-14 | 0.526 | 0.4997 | 0.526 | 1.14 | 1.2 | 2016-07-25 00:00:00
2200042602298 | Den Brook Energy Limited | Den Brook Wind Farm, Crook Burnell Farm, North Tawton |  | Den Brook Wind Farm | NORTH TAWTON |  | EX20 2BJ | 268932.463 | 99999.01 | Alverdiscott S.G.P. | North Tawton Bsp | 33kV connection | Western Power Distribution (South West) plc | Onshore Wind |  |  |  | 17.1 | 18 | [12 empty] | No | Connected | 2020-07-14 | 18 | 17.955 | 18.9 | 0.17575 | 0.185 | 2016-08-25 00:00:00
1470000542842 | UK Capacity Reserve Limited | Uk Capacity Reserve Ltd |  | Former Gas Works Site | GLOUCESTER |  | GL2 5YA | 381985.83 | 215870.39 | PORT HAM 132kV S STN | CASTLE MEADS 33kV S STN | 33kV connection | Western Power Distribution (West Midlands) plc | Other Generation |  |  |  | 19 | 20 | [12 empty] | No | Connected | 2020-07-14 | 20 | 19 | 20 | 0.02375 | 0.025 | 2016-08-01 00:00:00
1170000675089 | Noble Foods Limited | LONG BELT FARM |  | LONG BELT FARM | Nottinghamshire |  | NG22 9HA | 0 | 0 | CHESTERFIELD 132kV S STN | CLIPSTONE 33kV S STN | BILSTHORPE 33 11kV S STN | Western Power Distribution (East Midlands) plc | Biomass & Energy Crops (not CHP) |  |  |  | 0.475 | 0.5 | [12 empty] | No | Connected | 2020-07-14 | 0.5 | 0.475 | 0.5 | 1.007 | 1.06 | 2016-08-01 00:00:00
1160001059394 | B&Q plc | WORKSOP, Old Manton Colliery |  | Old Manton Colliery | WORKSOP |  | S80 2RZ | 460344.133 | 377880.576 | WEST BURTON 132kV S STN | WORKSOP 33kV S STN | MANTON 33 11kV S STN | Western Power Distribution (East Midlands) plc | Onshore Wind |  |  |  | 1.9 | 2 | [12 empty] | No | Connected | 2020-07-14 | 2 | 1.9 | 2 | 1.425 | 1.5 | 2009-01-30 00:00:00
2200041253506 | Wind Energy Renewables LLP | TORRINGTON DARRACOTT MOOR WINDFARM |  | Darracott Moor Windfarm | NEAR GREAT TORRINGTON | Devon | EX38 | 251342.928 | 121333.436 | Alverdiscott S.G.P. | Barnstaple Bsp | 33kV connection | Western Power Distribution (South West) plc | Onshore Wind |  |  |  | 2.4225 | 2.55 | [12 empty] | No | Connected | 2020-07-14 | 2.55 | 2.4225 | 2.55 | 0.133 | 0.14 | 2011-04-01 00:00:00
1470000653594 | Sun and Soil Renewable 16 Limited | ABBOTS MORTON Morton Wood Solar Plant | Morton Wood Solar Plant | Off Morton Wood Lane | ABBOTS MORTON | Worcestershire | WR7 4LU | 403349.07 | 253266.601 | FECKENHAM 66 11kV S STN | Feckenham 66/11kVDUMMY | BEVINGTON 66 11kV S STN | Western Power Distribution (West Midlands) plc | Photovoltaic |  |  |  | 4.351 | 4.58 | [12 empty] | No | Connected | 2020-07-14 | 4.58 | 4.351 | 4.58 | 0.1425 | 0.15 | 2016-10-01 00:00:00
1460002255564 | Bristol Water plc | Purton Pumping Station |  | Purton Pumping Station | Berkeley | Glos | GL13 9HW | 369984.283 | 203478.937 | IRON ACTON 132kV S STN | RYEFORD 132kV S STN | BERKELEY 33 11kV S STN | Western Power Distribution (West Midlands) plc | Photovoltaic |  |  |  | 0.8626 | 0.908 | [12 empty] | No | Connected | 2020-07-14 | 0.908 | 0.76 | 0.8 | 7.41 | 7.8 | 2011-07-29 00:00:00
1470000638587 | West Midlands Community Energy C.I.C. | The Willows Drayton Farm Stratford Upon Avon | The Willows | Alcester Road | STRATFORD ON AVON | Warwickshire | CV37 9RQ | 415796.002 | 254678.005 | FECKENHAM 66 11kV S STN | Feckenham 66/11kVDUMMY | Drayton Farm North 66/11kV | Western Power Distribution (West Midlands) plc | Photovoltaic |  |  |  | 4.9543 | 5.215 | [12 empty] | No | Connected | 2020-07-14 | 5.215 | 3.8142 | 4.015 | 0.0475 | 0.05 | 2016-08-21 00:00:00
1470000633082 | GRANVILLE ROAD SOLAR LIMITED | TELFORD GRANVILLE ROAD SOLAR FARM |  | Land West Of Muxton Lane | TELFORD | Shropshire | TF2 8SU | 372290.306 | 313199.289 | IRONBRIDGE 132kV S STN | KETLEY 132kV S STN | DONNINGTON 33 11kV S STN | Western Power Distribution (West Midlands) plc | Photovoltaic |  |  |  | 4.8469 | 5.102 | [12 empty] | No | Connected | 2020-07-14 | 5.102 | 4.8469 | 5.102 | 0.1064 | 0.112 | 2016-08-08 00:00:00
1470000629350 | Alkane Energy CM Limited | TELFORD ENERGY PARK HALESFIELD 23 |  | Halesfield 23 | TELFORD | Shropshire | TF7 4NZ | 371556 | 306027.743 | IRONBRIDGE 132kV S STN | IRONBRIDGE 132 33kV S STN | HALESFIELD 33 11kV S STN | Western Power Distribution (West Midlands) plc | Other Generation |  |  |  | 3.8779 | 4.082 | [12 empty] | No | Connected | 2020-07-14 | 4.082 | 3.8779 | 4.082 | 0.0475 | 0.05 | 2016-09-01 00:00:00
1470000638709 | The Oaks Solar C.I.C. | The Oaks Drayton Farm Stratford upon Avon | The Oaks | Alcester Road | STRATFORD ON AVON |  | CV37 9RQ | 415392.416 | 255323.595 | FECKENHAM 66 11kV S STN | Feckenham 66/11kVDUMMY | Drayton Farm North 66/11kV | Western Power Distribution (West Midlands) plc | Photovoltaic |  |  |  | 4.7434 | 4.993 | [12 empty] | No | Connected | 2020-07-14 | 4.993 | 4.7434 | 4.993 | 0.9975 | 1.05 | 2016-09-01 00:00:00
1470000638499 | Lucern Solar C.I.C. | Lucern Solar Drayton Farm Stratford | Lucern Solar | Alcester Road | STRATFORD UPON AVON |  | CV37 9RQ | 415073.446 | 255608.806 | FECKENHAM 66 11kV S STN | Feckenham 66/11kVDUMMY | Drayton Farm North 66/11kV | Western Power Distribution (West Midlands) plc | Photovoltaic |  |  |  | 4.7434 | 4.993 | [12 empty] | No | Connected | 2020-07-14 | 4.993 | 4.7434 | 4.993 | 0.9975 | 1.05 | 2016-09-01 00:00:00
2100041330900 | Lightsource SPV 20 Limited | Langton Farm | Langton Solar Park | Scleddau | FISHGUARD | Pembrokeshire | SA65 9RH | 194302.789 | 233649.147 | Pembroke Power Station | Haverfordwest Grid | Fishguard | Western Power Distribution (South Wales) plc | Photovoltaic |  |  |  | 2.755 | 2.9 | [12 empty] | No | Connected | 2020-07-14 | 2.9 | 2.812 | 2.96 | 0.0285 | 0.03 | 2015-12-02 00:00:00
1470000638620 | Warwickshire Community Energy C.I.C. | Poplars Drayton Manor Farm | Poplars | Alcester Rd | STRATFORD ON AVON |  | CV37 9RQ | 415871.562 | 254716.677 | FECKENHAM 66 11kV S STN | Feckenham 66/11kVDUMMY | Drayton Farm North 66/11kV | Western Power Distribution (West Midlands) plc | Photovoltaic |  |  |  | 5.1376 | 5.408 | [12 empty] | No | Connected | 2020-07-14 | 5.408 | 3.9976 | 4.208 | 0.0475 | 0.05 | 2016-09-01 00:00:00
None | Uk Power Reserve Limited | BRIDGWATER HUNTWORTH MARSH LANE (33kV SUPPLY) |  | Marsh Lane | BRIDGWATER | Somerset | TA6 6LQ | 330849.877 | 135286.037 | Bridgwater S.G.P. | Bridgwater Grid Bsp | 33kV connection | Western Power Distribution (South West) plc | Other Generation |  |  |  | 11.97 | 12.6 | [12 empty] | No | Connected | 2020-07-14 | 12.6 | 9.5 | 10 | 0.19 | 0.2 | 2001-11-02 00:00:00
2200042679608 | Attune Energy Limited | Tamerton Bridge STOR Generator, Ernesettle Lane, Ernesettle, Plymouth, | Tamerton Bridge Stor Generator | Former Toshiba Factory | PLYMOUTH | Devon | PL5 2SA | 244730.951 | 60261.794 | Landulph S.G.P. | Ernesettle Bsp | 33kV connection | Western Power Distribution (South West) plc | Other Generation |  |  |  | 18.24 | 19.2 | [12 empty] | No | Connected | 2020-07-14 | 19.2 | 19.9994 | 21.052 | 0.19 | 0.2 | 2016-09-01 00:00:00
1470000666325 | Westland Nurseries (Offenham) Ltd | Westland Nurseries (Offenham) Ltd |  | Station Road | EVESHAM | Worcestershire | WR11 8LW | 0 | 0 | To be confirmed | To be confirmed | To be confirmed | Western Power Distribution (West Midlands) plc | Medium CHP (>5MW,<50MW) |  |  |  | 0.95 | 1 | [12 empty] | No | Connected | 2020-07-14 | 1 | 0.95 | 1 | 1.805 | 1.9 | 2016-10-01 00:00:00
1470000668085 | Crompton Technology Group Limited (CTG) | Crompton Technology Group Limited | Unit1 | Chalker Way | BANBURY | Oxfordshire | OX16 4XD | 447308.91 | 240870.786 | EAST CLAYDON 132KV S STN | BANBURY 132kV S STN | Banbury 132/11kVDUMMY | Western Power Distribution (West Midlands) plc | Photovoltaic |  |  |  | 0.475 | 0.5 | [12 empty] | No | Connected | 2020-07-14 | 0.5 | 0.475 | 0.5 | 1.14 | 1.2 | 2016-09-30 00:00:00
2100041329899 | Short Bros Homes Limited | DURA PARK BYNEA YSPITTY ROAD LLANELLI | Dura Park | Yspitty Road | LLANELLI | Carmarthenshire | SA14 9TD | 255615.508 | 198605.709 | Swansea North Grid | Trostre Grid | Maesarddafen | Western Power Distribution (South Wales) plc | Photovoltaic |  |  |  | 1.045 | 1.1 | [12 empty] | No | Connected | 2020-07-14 | 1.1 | 1.045 | 1.1 | 0.285 | 0.3 | 2015-12-19 00:00:00
1470000672825 | Montgomeryshire Natural Spring Water Co | Montgomery Natural Spring Water |  |  | CHURCHSTOKE | Shropshire | SY15 6AR | 328078.468 | 293693.19 | SHREWSBURY 132kV S STN | Shrewsbury 132/33kVDUMMY | PRIESTWESTON 33 11kV S STN | Western Power Distribution (West Midlands) plc | Photovoltaic |  |  |  | 0.2375 | 0.25 | [12 empty] | No | Connected | 2020-07-14 | 0.25 | 0.2375 | 0.25 | 1.235 | 1.3 | 2016-09-22 00:00:00
2200042620214 | WSE Huntspill Level Limited | Withy Drove, East Huntspill, Somerset |  | Withy Drove | EAST HUNTSPILL | Somerset | . | 332582.093 | 143401.032 | Bridgwater S.G.P. | Bridgwater Grid Bsp | 33kV connection | Western Power Distribution (South West) plc | Photovoltaic |  |  |  | 3.876 | 4.08 | [12 empty] | No | Connected | 2020-07-14 | 4.08 | 4.08 | 4.2947 | 0.095 | 0.1 | 2016-09-20 00:00:00
2100041345419 | Awel Y Gwrhyd C.I.C | Ammanford Mynydd Y Gwrhyd Wind Farm | Mynydd Y Gwrhyd Wind Farm |  | AMMANFORD |  | SA18 1PP | 272634.378 | 210675.32 | Swansea North Grid | Ystradgynlais Grid | 33kV connection | Western Power Distribution (South Wales) plc | Onshore Wind |  |  |  | 4.465 | 4.7 | [12 empty] | No | Connected | 2020-07-14 | 4.7 | 4.465 | 4.7 | 0.095 | 0.1 | 2016-11-28 00:00:00
1170000722701 | French Farm Ltd | CROWLAND, French Farm Wind Farm |  | French Farm Wind Farm | CROWLAND | Cambridgeshire | PE6 0PQ | 528580.465 | 309147.581 | WALPOLE 132kV S STN | SPALDING CLAY LAKE 33kV S STN | 33kV connection | Western Power Distribution (East Midlands) plc | Onshore Wind |  |  |  | 3.99 | 4.2 | [12 empty] | No | Connected | 2020-07-14 | 4.2 | 3.99 | 4.2 | 0.07125 | 0.075 | 2016-09-23 00:00:00
None | Uk Power Reserve Limited | BRIDGWATER HUNTWORTH MARSH LANE (33kV SUPPLY) |  | Marsh Lane | BRIDGWATER | Somerset | TA6 6LQ | 330849.877 | 135286.037 | Bridgwater S.G.P. | Bridgwater Grid Bsp | 33kV connection | Western Power Distribution (South West) plc | Other Generation |  |  |  | 11.97 | 12.6 | [12 empty] | No | Connected | 2020-07-14 | 12.6 | 9.5 | 10 | 0.19 | 0.2 | 2001-11-02 00:00:00
1470000675161 | Cargill Meats Europe | ANIMAL FEED MILL |  | ANIMAL FEED MILL | HEREFORD |  | HR2 9AN | 346328.63 | 233740.399 | BISHOPS WOOD 132kV S STN | HEREFORD 66kV S STN | HEREFORD SOUTH 66 11kV S STN | Western Power Distribution (West Midlands) plc | Biomass & Energy Crops (not CHP) |  |  |  | 0.2508 | 0.264 | [12 empty] | No | Connected | 2020-07-14 | 0.264 | 0.304 | 0.32 | 1.805 | 1.9 | 2017-02-01 00:00:00
1170000736769 | NE Energy One Limited | Newstead & Annesley Wind Turbine |  | Newstead & Annesley Country Park | NOTTINGHAM | Nottinghamshire | NG15 0BT | 452525.335 | 353471.204 | CHESTERFIELD 132kV S STN | ANNESLEY 33kV S STN | ANNESLEY (KIRKBY) 11kV S STN | Western Power Distribution (East Midlands) plc | Onshore Wind |  |  |  | 1.52 | 1.6 | [12 empty] | No | Connected | 2020-07-14 | 1.6 | 1.52 | 1.6 | 0.0665 | 0.07 | 2016-12-12 00:00:00
1170000736704 | Manufacturing Technology Centre Limited | COVENTRY, ARC PILOT WAY | Arc | Pilot Way | COVENTRY |  | CV7 9JU | 440835.626 | 281547.349 | COVENTRY 132kV S STN | COVENTRY NORTH 33kV S STN | WALSGRAVE 33 11kV S STN | Western Power Distribution (East Midlands) plc | Photovoltaic |  |  |  | 0.1615 | 0.17 | [12 empty] | No | Connected | 2020-07-14 | 0.17 | 0.1615 | 0.17 | 1.9 | 2 | 2016-10-01 00:00:00
2100041391363 | Dwr Cymru Welsh Water | Sewage Works Port Tennant | Waste Water Treatment Works | Fabian Way | SWANSEA |  | SA1 8QP | 268901.738 | 192975.684 | Swansea North Grid | Tir John Power Station | Swansea Waterfront | Western Power Distribution (South Wales) plc | Onshore Wind |  |  |  | 0.855 | 0.9 | [12 empty] | No | Connected | 2020-07-14 | 0.9 | 0.855 | 0.9 | 1.9047 | 2.005 | 2016-09-22 00:00:00
None | Uk Power Reserve Limited | BRIDGWATER HUNTWORTH MARSH LANE (33kV SUPPLY) |  | Marsh Lane | BRIDGWATER | Somerset | TA6 6LQ | 330849.877 | 135286.037 | Bridgwater S.G.P. | Bridgwater Grid Bsp | 33kV connection | Western Power Distribution (South West) plc | Other Generation |  |  |  | 11.97 | 12.6 | [12 empty] | No | Connected | 2020-07-14 | 12.6 | 9.5 | 10 | 0.19 | 0.2 | 2001-11-02 00:00:00
1170000740844 | George Eliot Hospital NHS Trust | GEORGE ELIOT HOSPITAL |  | College Street | NUNEATON | Warwickshire | CV10 7BG | 435710.573 | 290695.885 | COVENTRY 132kV S STN | NUNEATON 33kV S STN | NUNEATON 11kV S STN | Western Power Distribution (East Midlands) plc | Mixed |  |  |  | 1.1438 | 1.204 | [12 empty] | No | Connected | 2020-07-14 | 1.204 | 1.14 | 1.2 | 1.33 | 1.4 | 2014-06-18 00:00:00
2200042711378, 2200042711369 | University of the West of England | UWE 11kv Feeds Hewlett Packard Primary |  | Filton Road | BRISTOL |  | BS34 8QZ | 0 | 0 | Iron Acton S.G.P. | Lockleaze Bsp 132kv | Hewlett Packard | Western Power Distribution (South West) plc | Photovoltaic |  |  |  | 0.43344 | 0.45625 | [12 empty] | No | Connected | 2020-07-14 | 0.45625 | 0.4275 | 0.45 | 4.75 | 5 | 2014-10-09 00:00:00
1170000713479 | BLISWORTH SOLAR LIMITED | Blisworth Hill PV Farm |  | Blisworth Road | NORTHAMPTON | Northamptonshire | NN7 2LN | 473777 | 252324.5 | GRENDON 132kV S STN | NORTHAMPTON 33kV S STN | ROADE 33 11kV S STN | Western Power Distribution (East Midlands) plc | Photovoltaic |  |  |  | 2.85 | 3 | [12 empty] | No | Connected | 2020-07-14 | 3 | 2.85 | 3 | 0.0475 | 0.05 | 2016-10-11 00:00:00
2200042460640, 2200042460650 | Avara Avlon Pharma Services Limited | AVLON WORKS, SEVERN ROAD, HALLEN, BRISTOL |  | Avlon Works, Severn Road | BRISTOL |  | BS10 7ZE | 0 | 0 | Iron Acton S.G.P. | Seabank Bsp | Astrazeneca | Western Power Distribution (South West) plc | Other Generation |  |  |  | 3.325 | 3.5 | [12 empty] | No | Connected | 2020-07-14 | 3.5 | 0.475 | 0.5 | 4.75 | 5 | 2010-02-23 00:00:00
2200042643258 | Marks And Spencer plc | Cribbs Causeway - BRISTOL | The Mall | Cribbs Causeway Regional Shopping Centre | BRISTOL |  | BS34 5QT | 358913.108 | 180733.804 | Iron Acton S.G.P. | Bradley Stoke Bsp | Cribbs Causeway | Western Power Distribution (South West) plc | Other Generation |  |  |  | 0.76 | 0.8 | [12 empty] | No | Connected | 2020-07-14 | 0.8 | 0.76 | 0.8 | 1.045 | 1.1 | 2016-10-01 00:00:00
1170000427180 | Airvolution Energy (Airfield) Limited | Airfield Farm |  | Airfield Farm | WELLINGBOROUGH |  | NN29 7JQ | 494832.107 | 260191.557 | GRENDON 132kV S STN | WELLINGBOROUGH 33kV S STN | 33kV connection | Western Power Distribution (East Midlands) plc | Onshore Wind |  |  |  | 8.1225 | 8.55 | [12 empty] | No | Connected | 2020-07-14 | 8.55 | 8.55 | 9 | 0.19 | 0.2 | 2016-11-01 00:00:00
2100041346900 | UK Capacity Reserve Limited | Tonypandy STOR, Off Llwynpia Road |  | Tonypandy Stor | TONYPANDY |  | CF40 2EU | 299398.361 | 193176.192 | Upper Boat | Upper Boat Bsp | 33kV connection | Western Power Distribution (South Wales) plc | Other Generation |  |  |  | 17.1 | 18 | [12 empty] | No | Connected | 2020-07-14 | 18 | 19.95 | 21 | 0.19 | 0.2 | 2016-10-22 00:00:00
2100041346885 | UK Capacity Reserve Limited | Traston Road STOR, Newport |  | Traston Road Stor | NEWPORT |  | NP19 4PW | 333063.784 | 185722.109 | Uskmouth | Newport South | 33kV connection | Western Power Distribution (South Wales) plc | Other Generation |  |  |  | 19 | 20 | [12 empty] | No | Connected | 2020-07-14 | 20 | 19.9975 | 21.05 | 0.19 | 0.2 | 2016-10-26 00:00:00
None | Uk Power Reserve Limited | BRIDGWATER HUNTWORTH MARSH LANE (33kV SUPPLY) |  | Marsh Lane | BRIDGWATER | Somerset | TA6 6LQ | 330849.877 | 135286.037 | Bridgwater S.G.P. | Bridgwater Grid Bsp | 33kV connection | Western Power Distribution (South West) plc | Other Generation |  |  |  | 11.97 | 12.6 | [12 empty] | No | Connected | 2020-07-14 | 12.6 | 9.5 | 10 | 0.19 | 0.2 | 2001-11-02 00:00:00
2100041172242 | Oakdale Wind Farm Limited | CRUMLIN, PEN-Y-FAN IND EST, PLATEAU 1, WIND TURBINES | Wind Turbines | Plateau 1 | CRUMLIN | Caerphilly | NP11 3EF | 319453.494 | 200065.548 | Rassau G.S.P. | Crumlin | Crumlin Primary | Western Power Distribution (South Wales) plc | Onshore Wind |  |  |  | 3.8 | 4 | [12 empty] | No | Connected | 2020-07-14 | 4 | 3.895 | 4.1 | 0.095 | 0.1 | 2013-12-02 00:00:00
1170000559790 | Willows Farm Solar Ltd | The Willows Solar Farm, Dove Walk, Uttoxeter | The Willows Solar Farm | Dove Walk | UTTOXETER | Staffs | ST14 5AA | 410695.004 | 333400.432 | WILLINGTON 132kV S STN | UTTOXETER 33kV S STN | CHURCH ST 33 11kV S STN | Western Power Distribution (East Midlands) plc | Photovoltaic |  |  |  | 3.724 | 3.92 | [12 empty] | No | Connected | 2020-07-14 | 3.92 | 3.724 | 3.92 | 0.0475 | 0.05 | 2017-03-01 00:00:00
1170000606581 | Wel Solar Park 20 Limited | Woodhouse Fields Solar Farm Rocester | Woodhouse Fields Solar Farm | Hollington Road | UTTOXETER | Staffs | ST14 5HY | 408741.204 | 339126.926 | WILLINGTON 132kV S STN | UTTOXETER 33kV S STN | ROCESTER 33 11kV S STN | Western Power Distribution (East Midlands) plc | Photovoltaic |  |  |  | 3.9425 | 4.15 | [12 empty] | No | Connected | 2020-07-14 | 4.15 | 3.9425 | 4.15 | 0.1425 | 0.15 | 2016-02-01 00:00:00
1170000535540 | Sibelco UK Limited | Matlock, Brassington, Manystones Lane | Sibelco Uk Ltd | Manystones Lane | MATLOCK | Derbyshire | DE4 4ES | 424908.55 | 355031.589 | WILLINGTON 132kV S STN | WINSTER 33kV S STN | LONGCLIFFE 33 11kV S STN | Western Power Distribution (East Midlands) plc | Onshore Wind |  |  |  | 1.425 | 1.5 | [12 empty] | No | Connected | 2020-07-14 | 1.5 | 1.425 | 1.5 | 2.47 | 2.6 | 2016-09-26 00:00:00
1100770514215 | Weetabix Ltd | Station Road |  | Station Road | Northants |  | NN15 5JR | 488895.369 | 274871.575 | GRENDON 132kV S STN | KETTERING 33kV S STN | BURTON LATIMER 33 11kV S STN | Western Power Distribution (East Midlands) plc | Landfill Gas, Sewage Gas, Biogas (not CHP) |  |  |  | 5.7 | 6 | [12 empty] | No | Connected | 2020-07-14 | 6 | 1.425 | 1.5 | 8.55 | 9 | 2012-12-01 00:00:00
2100041327882 | Margam Green Energy Limited | Western Wood Biomass 2 |  | Margam Green Energy Ltd | PORT TALBOT |  | SA13 2NU | 279198.373 | 186292.893 | Pyle Grid | 132kV connection | 132kV connection | Western Power Distribution (South Wales) plc | Biomass & Energy Crops (not CHP) |  |  |  | 46.512 | 48.96 | [12 empty] | No | Connected | 2020-07-14 | 48.96 | 41.8 | 44 | 3.8 | 4 | 2013-09-23 00:00:00
1170000416346 | Biogen Uk Ltd | BIOGEN MEREVALE |  | Merevale Lane | BAXTERLEY | Warwickshire | CV9 2LA | 427986.856 | 297305.941 | LEA MARSTON 132kV S STN | TAMWORTH 33kV S STN | WOOD END 33 11kV S STN | Western Power Distribution (East Midlands) plc | Small CHP (>1MW, <5MW) |  |  |  | 2.5422 | 2.676 | [12 empty] | No | Connected | 2020-07-14 | 2.676 | 2.5175 | 2.65 | 0.095 | 0.1 | 2015-03-01 00:00:00
2100041401792 | Clyne Power Ltd | Ebbw Vale Waun Y Pound 1 | Waun Y Pound 1 | Waun Y Pound Industrial Estate | EBBW VALE |  | NP23 6PL | 315902.606 | 211190.581 | Rassau G.S.P. | Rassau West 132/11kv S/S | 33kV connection | Western Power Distribution (South Wales) plc | Other Generation |  |  |  | 15.2 | 16 | [12 empty] | No | Connected | 2020-07-14 | 16 | 15.998 | 16.84 | 0.16625 | 0.175 | 2016-11-30 00:00:00
2100041403683 | Nevern Power Limited | Ebbw Vale Waun Y Pound 2 | Waun Y Pound 2 | Waun Y Pound Industrial Estate | EBBW VALE |  | NP23 6PL | 315719.289 | 210478.098 | Rassau G.S.P. | Ebbw Vale | 33kV connection | Western Power Distribution (South Wales) plc | Other Generation |  |  |  | 15.2 | 16 | [12 empty] | No | Connected | 2020-07-14 | 16 | 15.998 | 16.84 | 0.19 | 0.2 | 2016-11-30 00:00:00
2100041414142 | Lightsource SPV 131 Limited | CWMBRAN HENLLYS CWRT HENLLYS SOLAR PARK | Cwrt Henllys Solar Park |  | CWMBRAN | Torfaen | NP44 7AS | 325574.709 | 192104.302 | Uskmouth | Llantarnam | To be confirmed | Western Power Distribution (South Wales) plc | Photovoltaic |  |  |  | 4.0185 | 4.23 | [12 empty] | No | Connected | 2020-07-14 | 4.23 | 4.0185 | 4.23 | 0.0665 | 0.07 | 2016-12-07 00:00:00
2100041413548 | Michaelston Solar Limited | Michaelstone Solar Farm |  | Began Road | CARDIFF |  | CF3 6XU | 323267.224 | 183723.448 | Cardiff East Grid | Cardiff East Grid Bsp | St Mellons | Western Power Distribution (South Wales) plc | Photovoltaic |  |  |  | 3.325 | 3.5 | [12 empty] | No | Connected | 2020-07-14 | 3.5 | 3.325 | 3.5 | 0.0475 | 0.05 | 2016-12-14 00:00:00
2100041416549 | Cenin Renewables Ltd | Drope Road Solar Farm St Georges Cardiff | Drope Road Solar Farm | Drope Road | CARDIFF | S.Glam | CF5 6ET | 310041.738 | 176070.85 | Upper Boat | Upper Boat Bsp | Morlanga | Western Power Distribution (South Wales) plc | Photovoltaic |  |  |  | 2.375 | 2.5 | [12 empty] | No | Connected | 2020-07-14 | 2.5 | 2.375 | 2.5 | 0.76 | 0.8 | 2016-12-13 00:00:00
1170000718779 | Exeter RP Limited | Exeter RP Ltd, STOR Site 1 |  | Manners Avenue | ILKESTON | Derbyshire | DE7 8EF | 445544.132 | 342298.641 | WILLINGTON 132kV S STN | STANTON 33kV S STN | ILKESTON 33 11kV S STN | Western Power Distribution (East Midlands) plc | Other Generation |  |  |  | 6.65 | 7 | [12 empty] | No | Connected | 2020-07-14 | 7 | 6.65 | 7 | 0.1425 | 0.15 | 2016-12-22 00:00:00
2100041383831 | Mynydd Brombil Ltd | PORT TALBOT MYNYDD BROMBIL WIND FARM |  | Mynydd Brombil Wind Farm | PORT TALBOT |  | SA13 2YF | 278922.398 | 188852.551 | Swansea North Grid | Briton Ferry Grid | 33kV connection | Western Power Distribution (South Wales) plc | Onshore Wind |  |  |  | 7.6 | 8 | [12 empty] | No | Connected | 2020-07-14 | 8 | 7.9999 | 8.421 | 0.2375 | 0.25 | 2016-09-21 00:00:00
2200042682424 | Good Energy Development (No. 23) Limited | Newton Downs Farm Newton Downs, Newton Ferrers |  | Newton Downs Farm 33kv Solar Park | PLYMOUTH | Devon | PL8 1JA | 255576.497 | 49618.497 | Abham S.G.P. | Plympton Bsp | 33kV connection | Western Power Distribution (South West) plc | Photovoltaic |  |  |  | 3.8 | 4 | [12 empty] | No | Connected | 2020-07-14 | 4 | 3.8779 | 4.082 | 0.2185 | 0.23 | 2016-12-19 00:00:00
1170000744209 | Kislingbury M1 Solar Limited | Kislingbury M1 Solar |  | Gayton Road | NORTHAMPTON |  | NN7 3JA | 470220.253 | 257007.931 | GRENDON 132kV S STN | NORTHAMPTON WEST 33kV S STN | BANBURY LANE 33 11kV S STN | Western Power Distribution (East Midlands) plc | Photovoltaic |  |  |  | 3.724 | 3.92 | [12 empty] | No | Connected | 2020-07-14 | 3.92 | 3.724 | 3.92 | 0.0475 | 0.05 | 2017-03-22 00:00:00
2100041383850 | Ogmore Power Limited | Ebbw Vale, Land at Rassau Industrial Estate |  | Land At Rassau Industrial Estate | BLAENAU | Gwent | NP23 5SD | 315110.925 | 212023.978 | Rassau G.S.P. | Ebbw Vale | 33kV connection | Western Power Distribution (South Wales) plc | Other Generation |  |  |  | 15.2 | 16 | [12 empty] | No | Connected | 2020-07-14 | 16 | 15.998 | 16.84 | 0.21375 | 0.225 | 2016-12-30 00:00:00
2200042713905, 2200042713950 | Royal Cornwall Hospitals NHS Trust | Treliske Truro |  | Royal Cornwall Hospital | TRURO | Cornwall | TR1 3LJ | 179792.191 | 45419.103 | Indian Queens S.G.P. | Truro Bsp | Truro Treyew Road | Western Power Distribution (South West) plc | Mixed |  |  |  | 1.444 | 1.52 | [12 empty] | No | Connected | 2020-07-14 | 1.52 | 0 | 0 | 2.85 | 3 | 2016-12-20 00:00:00
2200030347690 | Imerys Minerals Limited | Imerys, Bugle Intake |  | Bugle Intake | ST AUSTELL | Cornwall | PL26 8PP | 201485.811 | 59289.809 | Indian Queens S.G.P. | St Austell Bsp | Bugle | Western Power Distribution (South West) plc | Mixed |  |  |  | 19.7125 | 20.75 | [12 empty] | No | Connected | 2020-07-14 | 20.75 | 8.075 | 8.5 | 7.125 | 7.5 | 1996-04-01 00:00:00
2200031824551 | Imerys Minerals Limited | Imerys, Drinnick Intake |  | Drinnick Intake | ST AUSTELL | Cornwall | PL26 7QY | 195625.302 | 55339.102 | Indian Queens S.G.P. | Fraddon Bsp | Drinnick. | Western Power Distribution (South West) plc | Mixed |  |  |  | 20.7157 | 21.806 | [12 empty] | No | Connected | 2020-07-14 | 21.806 | 6.8875 | 7.25 | 13.775 | 14.5 | 2000-09-12 00:00:00
2200031824542 | Imerys Minerals Limited | Imerys, Blackpool Intake |  | Blackpool Intake | ST AUSTELL | Cornwall | PL25 5TJ | 198652.657 | 53270.974 | Indian Queens S.G.P. | Fraddon Bsp | Blackpool | Western Power Distribution (South West) plc | Onshore Wind |  |  |  | 0.475 | 0.5 | [12 empty] | No | Connected | 2020-07-14 | 0.5 | 0 | 0 | 3.8 | 4 | 2017-01-01 00:00:00
2200031824490 | Imerys Minerals Limited | Imerys, Par Harbour Intake |  | Par Harbour Intake | PAR | Cornwall | PL24 2SQ | 207251.911 | 52781.169 | Indian Queens S.G.P. | St Austell Bsp | Par Harbour | Western Power Distribution (South West) plc | Mixed |  |  |  | 20.7571 | 21.8496 | [12 empty] | No | Connected | 2020-07-14 | 21.8496 | 9.975 | 10.5 | 5.225 | 5.5 | 1991-12-17 00:00:00
2200031824738 | Imerys Minerals Limited | Imerys, Trebal Intake |  | Trebal Intake | ST AUSTELL | Cornwall | PL | 203727.416 | 56388.424 | Indian Queens S.G.P. | St Austell Bsp | Trebal | Western Power Distribution (South West) plc | Other Generation |  |  |  | 0.19 | 0.2 | [12 empty] | No | Connected | 2020-07-14 | 0.2 | 0.2375 | 0.25 | 4.75 | 5 | 1996-04-01 00:00:00
None | Uk Power Reserve Limited | BRIDGWATER HUNTWORTH MARSH LANE (33kV SUPPLY) |  | Marsh Lane | BRIDGWATER | Somerset | TA6 6LQ | 330849.877 | 135286.037 | Bridgwater S.G.P. | Bridgwater Grid Bsp | 33kV connection | Western Power Distribution (South West) plc | Other Generation |  |  |  | 11.97 | 12.6 | [12 empty] | No | Connected | 2020-07-14 | 12.6 | 9.5 | 10 | 0.19 | 0.2 | 2001-11-02 00:00:00
1470000207690 | Birmingham Heartlands & Solihull NHS Trust | Solihull Hospital |  | Solihull Hospital | Solihull | West Midlands | B91 2JL | 415242.859 | 279832.394 | LEA MARSTON 132kV S STN | SOLIHULL 132kV S STN | Solihull 132/11kVDUMMY | Western Power Distribution (West Midlands) plc | Mixed |  |  |  | 1.8478 | 1.945 | [12 empty] | No | Connected | 2020-07-14 | 1.945 | 3.325 | 3.5 | 1.33 | 1.4 | 2010-06-04 00:00:00
1470000721083 | Jaguar Land Rover Limited | Jaguar Land Rover |  | Oldwych Lane East | KENILWORTH | Warwickshire | CV8 1QZ | 0 | 0 | LEA MARSTON 132kV S STN | COPT HEATH 132kV S STN | Copt Heath 132/11kV | Western Power Distribution (West Midlands) plc | Photovoltaic |  |  |  | 0.23598 | 0.2484 | [12 empty] | No | Connected | 2020-07-14 | 0.2484 | 0.23655 | 0.249 | 3.325 | 3.5 | 2016-10-31 00:00:00
1170000803705, 1170000803714 | University of Warwick | National Automotive Innovation Centre, University of Warwick, Gibbet Hill Road | National Automotive Innovation Centre | University Road | COVENTRY | West Midlands | CV4 7AL | 0 | 0 | To be confirmed | To be confirmed | To be confirmed | Western Power Distribution (East Midlands) plc | Photovoltaic |  |  |  | 0.24097 | 0.25365 | [12 empty] | No | Connected | 2020-07-14 | 0.25365 | 0.2413 | 0.254 | 6.65 | 7 | 2017-08-16 00:00:00
1470000718285, 1470000718294 | Jaguar Land Rover Limited | JLR EMC i54 - Module 4 | Jaguar Emc I54 - Module 4 | Innovation Drive | WOLVERHAMPTON | West Midlands | WV9 5GB | 390426.297 | 303645.783 | Bushbury D 132kV | BUSHBURY C 132kV S STN | I54 Busines Park 33/11kv | Western Power Distribution (West Midlands) plc | Photovoltaic |  |  |  | 0.988 | 1.04 | [12 empty] | No | Connected | 2020-07-14 | 1.04 | 0.97375 | 1.025 | 9.5 | 10 | 2016-12-15 00:00:00
1170000759687 | Luminous Energy (CA) Ltd | Fosse Way Radford Semele solar farm |  | Fosse Way | LEAMINGTON SPA | Warwickshire | CV31 1XJ | 435385.769 | 262032.767 | BERKSWELL 132kV S STN | HARBURY 33kV S STN | 33kV connection | Western Power Distribution (East Midlands) plc | Photovoltaic |  |  |  | 4.75 | 5 | [12 empty] | No | Connected | 2020-07-14 | 5 | 4.75 | 5 | 0.0285 | 0.03 | 2017-02-01 00:00:00
1170000751474 | UK Capacity Reserve Limited | Hermitage Lane |  | Hermitage Lane | NOTTINGHAM |  | NG18 5DN | 452450.166 | 359794.861 | CHESTERFIELD 132kV S STN | MANSFIELD 33kV S STN | 33kV connection | Western Power Distribution (East Midlands) plc | Other Generation |  |  |  | 19.114 | 20.12 | [12 empty] | No | Connected | 2020-07-14 | 20.12 | 19 | 20 | 0.2375 | 0.25 | 2017-04-14 00:00:00
2100041413575 | GEIBC Solar 4 Limited | CHEPSTOW TUMP SOLAR FARM |  | Tump Solar Farm | CHEPSTOW |  | NP16 7HN | 355447.128 | 194303.362 | Uskmouth | Sudbrook | Chepstow | Western Power Distribution (South Wales) plc | Photovoltaic |  |  |  | 3.8 | 4 | [12 empty] | No | Connected | 2020-07-14 | 4 | 3.8 | 4 | 0.0475 | 0.05 | 2017-02-01 00:00:00
1470000707177 | Albrighton Solar Farm Ltd | Harriet Hayes Solar Farm |  | Harriet Hayes Lane | WOLVERHAMPTON | Shropshire | WV8 1RQ | 383368.642 | 305018.368 | Bushbury D 132kV | BUSHBURY C 132kV S STN | ALBRIGHTON 33 11kV S STN | Western Power Distribution (West Midlands) plc | Photovoltaic |  |  |  | 3.876 | 4.08 | [12 empty] | No | Connected | 2020-07-14 | 4.08 | 3.876 | 4.08 | 0.0475 | 0.05 | 2016-02-01 00:00:00
2100041407001 | SSR Corntown Limited | Corntown Farm, Corntown, Bridgend, CF35 5BB | Corntown Farm |  | BRIDGEND |  | CF35 5BB | 293676.628 | 176887.546 | Pyle Grid | Waterton Industrial Grid | Waterton Industrial Primary | Western Power Distribution (South Wales) plc | Photovoltaic |  |  |  | 1.9 | 2 | [12 empty] | No | Connected | 2020-07-14 | 2 | 1.9 | 2 | 0.076 | 0.08 | 2017-03-31 00:00:00
2100041383887 | Newton Down Wind Farm Limited | Tythegston, Stormy Lane, Stormy Down | Tythegston | Stormy Lane | PORTHCAWL |  | CF33 4RT | 284570.503 | 179774.89 | Pyle Grid | Pyle Bsp | 33kV connection | Western Power Distribution (South Wales) plc | Onshore Wind |  |  |  | 4.75 | 5 | [12 empty] | No | Connected | 2020-07-14 | 5 | 4.9998 | 5.263 | 0.1045 | 0.11 | 2017-01-19 00:00:00
2100041416497 | Abingdon Flooring Limited | CRUMLIN, PEN-Y-FAN IND EST, ABINGDON FLOORING LTD | Abingdon Flooring Ltd |  | CROESPENMAEN | Crumlin | NP11 4XG | 319845.232 | 200112.778 | Rassau G.S.P. | Crumlin | Crumlin Primary | Western Power Distribution (South Wales) plc | Onshore Wind |  |  |  | 1.425 | 1.5 | [12 empty] | No | Connected | 2020-07-14 | 1.5 | 1.425 | 1.5 | 4.275 | 4.5 | 2017-01-20 00:00:00
1170000775350 | Lark Energy Bilsthorpe Ltd | Bilsthorpe PV |  | Featherstone House Farm | BILSTHORPE |  | NG22 8LS | 464132.008 | 359444.3 | CHESTERFIELD 132kV S STN | CLIPSTONE 33kV S STN | 33kV connection | Western Power Distribution (East Midlands) plc | Photovoltaic |  |  |  | 3.705 | 3.9 | [12 empty] | No | Connected | 2020-07-14 | 3.9 | 4.75 | 5 | 0.095 | 0.1 | 2017-03-24 00:00:00
1170001181560 | Amazon UK Services Ltd | Amazon | Amazon | Royal Oak Way | DAVENTRY | Northamptonshire | NN11 8PQ | 455619.926 | 263434.196 | COVENTRY 132kV S STN | DAVENTRY 33KV S STN | BRAUNSTON ROAD 33 11kV S STN | Western Power Distribution (East Midlands) plc | Mixed |  |  |  | 0.81225 | 0.855 | [12 empty] | No | Connected | 2020-07-14 | 0.855 | 0.4275 | 0.45 | 1.425 | 1.5 | 2017-01-22 00:00:00
2200042622044 | Tref No. 1 Limited | Dunsland Cross, Brandis Court, Holsworthy |  | Dunsland Cross | HOLSWORTHY |  | EX22 7YH | 240808.859 | 103200.303 | Alverdiscott S.G.P. | Pyworthy Bsp | 33kV connection | Western Power Distribution (South West) plc | Onshore Wind |  |  |  | 5.8425 | 6.15 | [12 empty] | No | Connected | 2020-07-14 | 6.15 | 6.1503 | 6.474 | 0.114 | 0.12 | 2017-03-01 00:00:00
2100041403665 | Rochester 006 Limited | Nanthenfoel PV Park, Cribyn |  | Nanthenfoel P V Park | LAMPETER |  | SA48 7NP | 254346.818 | 252279.41 | Swansea North Grid | Lampeter Grid | 33kV connection | Western Power Distribution (South Wales) plc | Photovoltaic |  |  |  | 3.99 | 4.2 | [12 empty] | No | Connected | 2020-07-14 | 4.2 | 3.99 | 4.2 | 0.0095 | 0.01 | 2017-03-31 00:00:00
1170000761659 | Lightsource SPV 177 Limited | Meadow Farm |  | Meadow Farm | MARKET HARBOROUGH | Leicestershire | LE16 7TR | 474140.275 | 290215.05 | GRENDON 132kV S STN | KIBWORTH 33KV S STN | 33kV connection | Western Power Distribution (East Midlands) plc | Photovoltaic |  |  |  | 3.705 | 3.9 | [12 empty] | No | Connected | 2020-07-14 | 3.9 | 3.705 | 3.9 | 0.0475 | 0.05 | 2017-03-10 00:00:00
1470000721117 | Wel Solar Park 19 Limited | HOME FARM |  | Brockhampton Lane | CHELTENHAM | Glos | GL51 9RS | 394057.018 | 226737.092 | PORT HAM 132kV S STN | CHELTENHAM 66kV S STN | BISHOPS CLEEVE 66 11kV S STN | Western Power Distribution (West Midlands) plc | Photovoltaic |  |  |  | 4.275 | 4.5 | [12 empty] | No | Connected | 2020-07-14 | 4.5 | 4.275 | 4.5 | 0.0475 | 0.05 | 2017-03-01 00:00:00
1170000759394 | SSR Seaton Limited | Seaton Road Solar Farm | Solar Farm | Seaton Road | UPPINGHAM | Rutland | LE15 9BG | 487549.55 | 299357.869 | GRENDON 132kV S STN | OAKHAM 33kV S STN | UPPINGHAM 33 11kV S STN | Western Power Distribution (East Midlands) plc | Photovoltaic |  |  |  | 3.0875 | 3.25 | [12 empty] | No | Connected | 2020-07-14 | 3.25 | 3.0875 | 3.25 | 0.076 | 0.08 | 2017-03-23 00:00:00
1470000641881 | SBC Moneystone Limited | Moneystone Quarry PV Farm |  | Moneystone Quarry | STOKE-ON-TRENT | Staffordshire | ST10 2DZ | 404559.803 | 345727.191 | Cellarhead 132kV | FORSBROOK 33kV S STN | 33kV connection | Western Power Distribution (West Midlands) plc | Photovoltaic |  |  |  | 3.9976 | 4.208 | [12 empty] | No | Connected | 2020-07-14 | 4.208 | 3.9976 | 4.208 | 0.152 | 0.16 | 2017-01-31 00:00:00
2100041407776 | Mynydd Portref Windfarm Limited | Mynydd Portref Wind Farm |  | Mynydd Portref Wind Farm | BRIDGEND |  | CF35 6NR | 299330.202 | 185924.827 | Upper Boat | Upper Boat Bsp | 33kV connection | Western Power Distribution (South Wales) plc | Onshore Wind |  |  |  | 11.4 | 12 | [12 empty] | No | Connected | 2020-07-14 | 12 | 12.0004 | 12.632 | 0.2565 | 0.27 | 2017-01-30 00:00:00
1470000728511 | Blackwell Grange Solar Farm Ltd | Blackwell Grange Solar Farm |  | Ilmington Road | BLACKWELL | Warwickshire | CV36 4PF | 422865.142 | 243273.557 | FECKENHAM 66 11kV S STN | Feckenham 66/11kVDUMMY | SHIPSTON 66 11kV S STN | Western Power Distribution (West Midlands) plc | Photovoltaic |  |  |  | 3.952 | 4.16 | [12 empty] | No | Connected | 2020-07-14 | 4.16 | 3.952 | 4.16 | 0.1425 | 0.15 | 2017-03-31 00:00:00
2100041394114 | Llynfi Afan Renewable Energy Park Limited | Llynfi Afan Wind Farm |  | Llynfi Afan Wind Farm | ABERGWYNFI |  | SA13 3YN | 288538.671 | 193314.559 | Pyle Grid | Pyle Bsp | 66kV connection | Western Power Distribution (South Wales) plc | Onshore Wind |  |  |  | 23.598 | 24.84 | [12 empty] | No | Connected | 2020-07-14 | 24.84 | 23.997 | 25.26 | 0.2375 | 0.25 | 2017-03-01 00:00:00
1170000784994 | South Warwickshire NHS Trust | South Warwickshire Hospital |  | Lakin Road | WARWICK | Warwickshire | CV34 5BW | 428652.281 | 265781.864 | BERKSWELL 132kV S STN | WARWICK 132kV S STN | WARWICK 11kV S STN | Western Power Distribution (East Midlands) plc | Mixed |  |  |  | 0.513 | 0.54 | [12 empty] | No | Connected | 2020-07-14 | 0.54 | 0 | 0 | 1.235 | 1.3 | 2014-09-11 00:00:00
1170000775721 | Lightsource SPV 65 Limited | Bolsover Moor Solar Farm |  | Bolsover Moor Solar Farm | BOLSOVER |  | S80 4GZ | 449761.404 | 371845.072 | CHESTERFIELD 132kV S STN | WHITWELL 33kV S STN | 33kV connection | Western Power Distribution (East Midlands) plc | Photovoltaic |  |  |  | 3.8 | 4 | [12 empty] | No | Connected | 2020-07-14 | 4 | 4.0375 | 4.25 | 0.04085 | 0.043 | 2017-02-28 00:00:00
1170000671127 | Burton Wold Wind Farm South Ltd | Burton Wold South Wind farm |  |  | KETTERING | Northants | NN15 5PH | 491504.42 | 273662.123 | GRENDON 132kV S STN | IRTHLINGBOROUGH 33kV S STN | 33kV connection | Western Power Distribution (East Midlands) plc | Onshore Wind |  |  |  | 7.923 | 8.34 | [12 empty] | No | Connected | 2020-07-14 | 8.34 | 8.34 | 8.779 | 0.0475 | 0.05 | 2017-03-03 00:00:00
2100041320655 | Good Energy Brynwhilach Solar Park Limited | Brynwhilach Farm Swansea |  | Brynwhilach Farm | SWANSEA |  | SA5 7PE | 264553.644 | 200282.998 | Swansea North Grid | Swansea North Bsp | 33kV connection | Western Power Distribution (South Wales) plc | Photovoltaic |  |  |  | 3.876 | 4.08 | [12 empty] | No | Connected | 2020-07-14 | 4.08 | 4.0802 | 4.295 | 0.2185 | 0.23 | 2017-03-03 00:00:00
1170000722757 | Equitix ESI CHP (Nottingham) Ltd | John Brookes Sawmill |  | John Brookes Sawmill | WIDMERPOOL | Nottingham | NG12 2PS | 465275.135 | 327799.947 | RATCLIFFE ON SOAR 132kV S STN | WILLOUGHBY 33kV S STN | 33kV connection | Western Power Distribution (East Midlands) plc | Other Generation |  |  |  | 7.41 | 7.8 | [12 empty] | No | Connected | 2020-07-14 | 7.8 | 6.65 | 7 | 1.045 | 1.1 | 2017-03-01 00:00:00
2100041344656 | Lightsource SPV 58 Limited | Mountain Ash Pen Rhiw, Caradog Farm, Llanwono Road | Pen Rhiw | Caradog Farm | MOUNTAIN ASH |  | CF45 3UX | 304511.582 | 197760.666 | Upper Boat | Mountain Ash Grid | 33kV connection | Western Power Distribution (South Wales) plc | Photovoltaic |  |  |  | 3.914 | 4.12 | [12 empty] | No | Connected | 2020-07-14 | 4.12 | 3.914 | 4.12 | 0.095 | 0.1 | 2017-02-14 00:00:00
1470000715503 | NextEnergy Solar Holdings VI Limited | LUDLOW LAND at HENLEY HALL FARM | Land At Henley Hall Farm | Squirrel Lane | LUDLOW | Shropshire | SY8 3HD | 353841.556 | 274827.177 | BISHOPS WOOD 132kV S STN | LUDLOW 132kV S STN | Ludlow 132/66/33/11kV | Western Power Distribution (West Midlands) plc | Photovoltaic |  |  |  | 3.914 | 4.12 | [12 empty] | No | Connected | 2020-07-14 | 4.12 | 3.914 | 4.12 | 0.0475 | 0.05 | 2017-03-10 00:00:00
2100041420448 | Penyrheollas Solarfield Limited | CRUMLIN, MANMOEL, PENYRHEOLLAS FARM, SOLAR | Penyrheollas Solar Farm |  | BLACKWOOD | Caerphilly | NP12 0RD | 318692.08 | 201490.149 | Rassau G.S.P. | Crumlin | Crumlin Primary | Western Power Distribution (South Wales) plc | Photovoltaic |  |  |  | 3.534 | 3.72 | [12 empty] | No | Connected | 2020-07-14 | 3.72 | 3.8 | 4 | 0.038 | 0.04 | 2017-03-20 00:00:00
1170000786227 | Powertree (Foxwood Road) Ltd | Powertree(Foxwood Road) Limited |  | Off Foxwood Road | CHESTERFIELD | Derbyshire | S41 9RF | 437303.516 | 374745.384 | CHESTERFIELD 132kV S STN | CHESTERFIELD 33kV S STN | SHEEPBRIDGE 6 6kV S STN | Western Power Distribution (East Midlands) plc | Small CHP (>1MW, <5MW) |  |  |  | 6.1237 | 6.446 | [12 empty] | No | Connected | 2020-07-14 | 6.446 | 4.75 | 5 | 0.1425 | 0.15 | 2017-06-01 00:00:00
1170000424462 | A C Shropshire Ltd | Greens lodge Farm, Huncote Engine No 2 | Engine 2 Greens Lodge Farm | Forest Road | LEICESTER | Liecestershire | LE9 3LE | 451988.922 | 298439.036 | ENDERBY 132kV S STN | WIGSTON 33KV S STN | ALLIANCE AND LEICESTER 33 11kV S STN | Western Power Distribution (East Midlands) plc | Mini CHP (<1MW) |  |  |  | 1.9 | 2 | [12 empty] | No | Connected | 2020-07-14 | 2 | 1.9 | 2 | 0.0475 | 0.05 | 2014-12-22 00:00:00
2200042729783 | Lightsource SPV 172 Limited | Crediton Sharland Farm PV Solar Park, Morchard Bishop |  | Sharland Farm Pv Solar Park | CREDITON | Devon | EX17 6SJ | 275036.983 | 105355.294 | Exeter Main S.G.P. | Exeter City Bsp | 33kV connection | Western Power Distribution (South West) plc | Photovoltaic |  |  |  | 2.0805 | 2.19 | [12 empty] | No | Connected | 2020-07-14 | 2.19 | 2.1232 | 2.235 | 0.0475 | 0.05 | 2017-03-03 00:00:00
2200042742507 | Place Barton Farm Solar Park Limited | Totnes, Place Barton Farm Solar Park, Moreleigh |  | Place Barton Farm Solar Park | TOTNES |  | TQ9 7JN | 275814.805 | 52213.641 | Abham S.G.P. | Totnes Bsp | 33kV connection | Western Power Distribution (South West) plc | Photovoltaic |  |  |  | 3.762 | 3.96 | [12 empty] | No | Connected | 2020-07-14 | 3.96 | 3.877 | 4.081 | 0.04275 | 0.045 | 2017-03-30 00:00:00
1170000630422 | Obton Solenergi Nagel GmbH & Co KG | Twin Yards Farm |  | Twin Yards Farm | HILCOTE |  | DE55 2FW | 445732.449 | 357857.97 | CHESTERFIELD 132kV S STN | ANNESLEY 33kV S STN | 33kV connection | Western Power Distribution (East Midlands) plc | Photovoltaic |  |  |  | 3.876 | 4.08 | [12 empty] | No | Connected | 2020-07-14 | 4.08 | 4.7196 | 4.968 | 0.0475 | 0.05 | 2017-03-24 00:00:00
2100041383520 | Bargoed PV Limited | Bargoed Solar Farm, Cwm Bargoed |  | Bargoed Solar Farm | MERTHYR TYDFIL |  | CF48 4AE | 309507.336 | 205505.527 | Upper Boat | Dowlais Grid | 33kV connection | Western Power Distribution (South Wales) plc | Photovoltaic |  |  |  | 3.876 | 4.08 | [12 empty] | No | Connected | 2020-07-14 | 4.08 | 3.8779 | 4.082 | 0.0475 | 0.05 | 2017-02-23 00:00:00
2100041336725 | SSR Stormy West Limited | Stormy Down PV Generation, Bridgend |  | Stormy Down Pv Generation | BRIDGEND |  | CF32 0NW | 284590.525 | 180509.602 | Pyle Grid | Pyle Bsp | 33kV connection | Western Power Distribution (South Wales) plc | Photovoltaic |  |  |  | 3.534 | 3.72 | [12 empty] | No | Connected | 2020-07-14 | 3.72 | 3.61 | 3.8 | 0.076 | 0.08 | 2017-03-20 00:00:00
2100041425970 | Dwr Cymru Welsh Water | NEWPORT, Nash Sewage Treatment Works, Newport | Nash Sewage Treatment Works |  | NEWPORT |  | NP18 2YH | 333567.843 | 184082.495 | Uskmouth | Newport South | Newport South Primary | Western Power Distribution (South Wales) plc | Mixed |  |  |  | 2.4577 | 2.587 | [12 empty] | No | Connected | 2020-07-14 | 2.587 | 1.9 | 2 | 1.9 | 2 | 2012-02-28 00:00:00
1470000716580 | WEL Solar Park 21 Ltd | WR6 5LS Cotheridge Otherton Lane Otherton Farm | Otherton Farm | Otherton Lane | COTHERIDGE | Worcestershire | WR6 5LS | 380707.655 | 253693.612 | BISHOPS WOOD 132kV S STN | WORCESTER 132kV S STN | Worcester 132/11kVDUMMY | Western Power Distribution (West Midlands) plc | Photovoltaic |  |  |  | 1.9 | 2 | [12 empty] | No | Connected | 2020-07-14 | 2 | 1.9 | 2 | 0.1425 | 0.15 | 2017-03-03 00:00:00
2100041421405 | Lightsource SPV 209 Limited | CWMBRAN, Park Farm West Solar Park | Park Farm West Solar Park | Malthouse Road | CWMBRAN | Gwent | NP44 3EE | 331288.887 | 191950.654 | Uskmouth | Llantarnam | Llantarnam Primary | Western Power Distribution (South Wales) plc | Mixed |  |  |  | 6.27 | 6.6 | [12 empty] | No | Connected | 2020-07-14 | 6.6 | 3.135 | 3.3 | 0.095 | 0.1 | 2017-03-02 00:00:00
2200042722617 | Bodwen Solar Project Limited | Bodwen Solar Farm, Bugle, St. Austell |  | Bodwen Solar Farm | ST. AUSTELL | Cornwall | PL26 8RP | 202964.941 | 60473.411 | Indian Queens S.G.P. | St Austell Bsp | 33kV connection | Western Power Distribution (South West) plc | Photovoltaic |  |  |  | 4.3833 | 4.614 | [12 empty] | No | Connected | 2020-07-14 | 4.614 | 4.6132 | 4.856 | 0.0285 | 0.03 | 2017-03-01 00:00:00
1170000399080 | Wel Solar Park 13 Limited | MARKET HARBOROUGH ECKLAND SOLAR PARK DESBOROUGH ROAD | Eckland Solar Park | Desborough Road | MARKET HARBOROUGH | Leicestershire | LE16 8HB | 478736.042 | 284845.438 | GRENDON 132kV S STN | KETTERING 33kV S STN | DESBOROUGH 33 11kV S STN | Western Power Distribution (East Midlands) plc | Photovoltaic |  |  |  | 2.28 | 2.4 | [12 empty] | No | Connected | 2020-07-14 | 2.4 | 2.85 | 3 | 0.019 | 0.02 | 2016-12-20 00:00:00
2100041336743 | Monmouthshire County Council | Oak Grove Farm, Crick, Monmouthshire |  | Oak Grove Farm | CRICK | Monmouthshire | NP26 5UT | 349510.381 | 190002.531 | Uskmouth | Sudbrook | 33kV connection | Western Power Distribution (South Wales) plc | Photovoltaic |  |  |  | 3.99 | 4.2 | [12 empty] | No | Connected | 2020-07-14 | 4.2 | 4.75 | 5 | 0.019 | 0.02 | 2016-03-31 00:00:00
2100041424257 | Sunventures 7 Ltd | Caegarw Solar Park |  | Caegarw Farm | BRIDGEND | Mid Glamorgan | CF33 6PT | 282592.031 | 183184.07 | Pyle Grid | Pyle Bsp | Pyle Primary | Western Power Distribution (South Wales) plc | Photovoltaic |  |  |  | 4.75 | 5 | [12 empty] | No | Connected | 2020-07-14 | 5 | 4.75 | 5 | 0.095 | 0.1 | 2017-03-15 00:00:00
1100770552363 | EDL (UK) LFG Generation Limited | WAVERLEY WOOD LANDFILL SITE, WESTON LANE, BUBBENHALL, COVENTRY, CV8 | Waverley Wood Landfill Site | Weston Lane | COVENTRY |  | CV8 3BN | 436168.043 | 271458.721 | COVENTRY 132kV S STN | WHITLEY 33kV S STN | RYTON 33 11kV S STN | Western Power Distribution (East Midlands) plc | Landfill Gas, Sewage Gas, Biogas (not CHP) |  |  |  | 2.5393 | 2.673 | [12 empty] | No | Connected | 2020-07-14 | 2.673 | 1.7765 | 1.87 | 0.038 | 0.04 | 2004-10-01 00:00:00
2100041412109 | Whitton Solar Limited | Cenin Whitton Mawr |  | Cenin Whitton Mawr | VALE OF GLAMORGAN |  | CF5 6SU | 308348.292 | 172476.166 | Aberthaw Power Station | Barry Grid | 33kV connection | Western Power Distribution (South Wales) plc | Photovoltaic |  |  |  | 4.161 | 4.38 | [12 empty] | No | Connected | 2020-07-14 | 4.38 | 4.18 | 4.4 | 0.095 | 0.1 | 2017-03-31 00:00:00
1170000768566 | Hyde Farm Solar Limited | Hyde Solar Farm |  | Hyde Solar Farm | OLNEY |  | MK46 4DU | 488422.142 | 253907.201 | GRENDON 132kV S STN | NORTHAMPTON EAST 33kV S STN | 33kV connection | Western Power Distribution (East Midlands) plc | Photovoltaic |  |  |  | 3.952 | 4.16 | [12 empty] | No | Connected | 2020-07-14 | 4.16 | 4.275 | 4.5 | 0.095 | 0.1 | 2017-03-13 00:00:00
2200042742525 | Old Stone Farm Solar Park Limited | Totnes Old Stone Farm Solar Park, Blackawton |  | Old Stone Farm Solar Park, Blackawton | TOTNES | Devon | TQ9 7DG | 281914.554 | 51535.962 | Abham S.G.P. | Paignton Bsp | 33kV connection | Western Power Distribution (South West) plc | Photovoltaic |  |  |  | 3.724 | 3.92 | [12 empty] | No | Connected | 2020-07-14 | 3.92 | 3.8 | 4 | 0.04275 | 0.045 | 2017-03-29 00:00:00
1170000631435 | LE Solar 51 Limited | Barnby Moor Solar Farm |  | Retford Road | RETFORD | Nottinghamshire | . | 464288.268 | 385879.909 | STAYTHORPE C 132kV S STN | CHECKERHOUSE 33kV S STN | 33kV connection | Western Power Distribution (East Midlands) plc | Photovoltaic |  |  |  | 3.705 | 3.9 | [12 empty] | No | Connected | 2020-07-14 | 3.9 | 3.7905 | 3.99 | 0.095 | 0.1 | 2017-03-10 00:00:00
1470000711058 | Henley Solar Farm Ltd | Henley Solar Farm |  | Church Stretton | SHROPSHIRE |  | SY6 6QJ | 345739.111 | 288515.61 | BISHOPS WOOD 132kV S STN | LUDLOW 132kV S STN | 33kV connection | Western Power Distribution (West Midlands) plc | Photovoltaic |  |  |  | 3.8 | 4 | [12 empty] | No | Connected | 2020-07-14 | 4 | 3.8 | 4 | 0.0475 | 0.05 | 2017-03-21 00:00:00
1470000723578 | High Point Solar Ltd | High Point Farm |  | Neen Sollars | WORCESTERSHIRE |  | DY14 9AD | 366607.635 | 270923.306 | BISHOPS WOOD 132kV S STN | LUDLOW 132kV S STN | 33kV connection | Western Power Distribution (West Midlands) plc | Photovoltaic |  |  |  | 3.1635 | 3.33 | [12 empty] | No | Connected | 2020-07-14 | 3.33 | 4.5315 | 4.77 | 0.0475 | 0.05 | 2017-03-31 00:00:00
2100041394132 | Pennant Walters (PYWX) Limited | Mynydd Yr Aber Wind Generation, Ogmore, Bridgend |  | Mynydd Yr Aber Farm | BRIDGEND |  | CF32 | 294027.346 | 191242.6 | Pyle Grid | Pyle Bsp | 66kV connection | Western Power Distribution (South Wales) plc | Onshore Wind |  |  |  | 19 | 20 | [12 empty] | No | Connected | 2020-07-14 | 20 | 20.235 | 21.3 | 0.475 | 0.5 | 2017-03-31 00:00:00
1470000732313 | Noriker Staunch Limited | Staunch Standby Generation |  | Holditch House | NEWCASTLE UNDER LYNE |  | ST5 9JQ | 383651.435 | 348429.523 | Cellarhead 132kV | To be confirmed | 33kV connection | Western Power Distribution (West Midlands) plc | To be confirmed |  |  |  | 0 | 0 | [12 empty] | No | Connected | 2020-07-14 | 0 | 19 | 20 | 0.475 | 0.5 | 0
1470000615998, 1470000616004 | Severn Trent Water Limited | FRANKLEY WATER TREATMENT WORKS |  | FRANKLEY WATER TREATMENT WORKS | Birmingham | WEST MIDLANDS | B31 5RS | 400816.159 | 280099.132 | KITWELL 132kV S STN | REDNAL 132kV S STN | Rednal 132/11kV | Western Power Distribution (West Midlands) plc | Photovoltaic |  |  |  | 0.475 | 0.5 | [12 empty] | No | Connected | 2020-07-14 | 0.5 | 0.475 | 0.5 | 4.75 | 5 | 2015-12-18 00:00:00
2100041424239 | Parabel Court Farm Limited | NEWPORT, Court Farm Solar |  |  | NEWPORT |  | NP18 2EB | 339275.845 | 190017.371 | Uskmouth | Magor Grid | Magor Primary | Western Power Distribution (South Wales) plc | Photovoltaic |  |  |  | 3.7107 | 3.906 | [12 empty] | No | Connected | 2020-07-14 | 3.906 | 4.7424 | 4.992 | 0.0475 | 0.05 | 2017-03-28 00:00:00
1170000772465 | Dayfields Solar Limited | Dayfields Farm |  | Dayfields Farm | ASHBOURNE |  | DE6 1NU | 422824.559 | 347498.861 | WILLINGTON 132kV S STN | WINSTER 33kV S STN | 33kV connection | Western Power Distribution (East Midlands) plc | Photovoltaic |  |  |  | 4.161 | 4.38 | [12 empty] | No | Connected | 2020-07-14 | 4.38 | 4.3605 | 4.59 | 0.02375 | 0.025 | 2017-03-14 00:00:00
1470000430390 | WR11 Solar Limited | Sytchwythy Fields |  | Off Pitwell Lane | EVESHAM | Worcestershire | WR11 7ZN | 406094.73 | 244732.017 | FECKENHAM 66 11kV S STN | Feckenham 66/11kVDUMMY | EVESHAM 66 11kV S STN | Western Power Distribution (West Midlands) plc | Photovoltaic |  |  |  | 1.615 | 1.7 | [12 empty] | No | Connected | 2020-07-14 | 1.7 | 1.615 | 1.7 | 0.04275 | 0.045 | 2017-04-01 00:00:00
1470000622693 | Safran Landing Systems Services Uk Ltd | CHELTENHAM ROAD |  | CHELTENHAM ROAD | 0 |  | GL2 9QH | 388302.16 | 222039.162 | PORT HAM 132kV S STN | CASTLE MEADS 33kV S STN | ROTOL 33 11kV S STN | Western Power Distribution (West Midlands) plc | Mixed |  |  |  | 0.60895 | 0.641 | [12 empty] | No | Connected | 2020-07-14 | 0.641 | 1.5903 | 1.674 | 1.9 | 2 | 2016-05-11 00:00:00
1170000626825 | Renewi UK Services Limited | Derby and Derbyshire New Waste (NWFT) |  | Sin Fin Lane | DERBY | Derbyshire | DE23 8JW | 435110.619 | 332968.322 | WILLINGTON 132kV S STN | DERBY SOUTH 33kV S STN | 33kV connection | Western Power Distribution (East Midlands) plc | Waste Incineration (not CHP) |  |  |  | 18.525 | 19.5 | [12 empty] | No | Connected | 2020-07-14 | 19.5 | 15.0015 | 15.791 | 7.6 | 8 | 2017-06-01 00:00:00
2100041412181 | North Tenement Solar Ltd | North Tenement Farm, Pope Hill, Haverfordwest |  | North Tenement Farm | HAVERFORDWEST |  | SA62 3NX | 194260.759 | 212356.052 | Pembroke Power Station | Haverfordwest Grid | 33kV connection | Western Power Distribution (South Wales) plc | Photovoltaic |  |  |  | 3.7905 | 3.99 | [12 empty] | No | Connected | 2020-07-14 | 3.99 | 4.3225 | 4.55 | 0.095 | 0.1 | 2017-03-28 00:00:00
1170000727230 | Reserve Power Trading Ltd | Garnham Close |  | Cotes Park Industrial Estste | ALFRETON | Derbyshire | DE55 4QH | 442550.711 | 354979.287 | CHESTERFIELD 132kV S STN | ALFRETON 33kV S STN | 33kV connection | Western Power Distribution (East Midlands) plc | Other Generation |  |  |  | 1.6499 | 1.7367 | [12 empty] | No | Connected | 2020-07-14 | 1.7367 | 14.25 | 15 | 0.2375 | 0.25 | 2017-03-24 00:00:00
2200042606770 | SPF Brent Broad Farm Limited | Wick Lane Solar Farm Burnham on sea |  | Wick Lane | BURNHAM ON SEA |  | TA9 4BU | 332861.497 | 152608.304 | Bridgwater S.G.P. | Bridgwater Grid Bsp | Burnham | Western Power Distribution (South West) plc | Photovoltaic |  |  |  | 2.7702 | 2.916 | [12 empty] | No | Connected | 2020-07-14 | 2.916 | 2.85 | 3 | 0.04275 | 0.045 | 2017-03-27 00:00:00
1170000783314 | Parabel Gypsum Limited | Sutton Bonnington Solar Farm |  | Sutton Bonnington Solar Farm | LEICESTERSHIRE |  | LE12 7LR | 459760.269 | 316148.909 | RATCLIFFE ON SOAR 132kV S STN | WILLOUGHBY 33kV S STN | 33kV connection | Western Power Distribution (East Midlands) plc | Photovoltaic |  |  |  | 3.7506 | 3.948 | [12 empty] | No | Connected | 2020-07-14 | 3.948 | 4.275 | 4.5 | 0.0475 | 0.05 | 2017-03-30 00:00:00
2200042733479 | R J C Energy Limited | Stoneshill Farm, Near Cullompton, DevonStoneshill Farm, Near Cullompton, Devon |  | Stoneshill Farm | NEAR CULLOMPTON | Devon | . | 302690.168 | 109743.039 | Exeter Main S.G.P. | Tiverton Bsp | 33kV connection | Western Power Distribution (South West) plc | Photovoltaic |  |  |  | 3.8 | 4 | [12 empty] | No | Connected | 2020-07-14 | 4 | 3.8 | 4 | 0.0475 | 0.05 | 2017-03-17 00:00:00
2200042214749 | Aller Court Solar Park Limited | Langport, Aller Court Farm, Aller |  | Aller Court Farm, | LANGPORT | Somerset | TA10 0QR | 338969.206 | 129129.2 | Bridgwater S.G.P. | Bridgwater Grid Bsp | 33kV connection | Western Power Distribution (South West) plc | Photovoltaic |  |  |  | 4.18 | 4.4 | [12 empty] | No | Connected | 2020-07-14 | 4.4 | 4.3994 | 4.631 | 0.12825 | 0.135 | 2017-03-31 00:00:00
2200042738714 | NextEnergy Solar Holdings VI Limited | Axe View Farm, Wadbrook, Axminster, |  | Axe View Farm, | AXMINSTER |  | EX13 7AS | 332992.922 | 101955.206 | Axminster S.G.P. | Woodcote Bsp | 33kV connection | Western Power Distribution (South West) plc | Photovoltaic |  |  |  | 3.838 | 4.04 | [12 empty] | No | Connected | 2020-07-14 | 4.04 | 3.838 | 4.04 | 0.0475 | 0.05 | 2017-03-31 00:00:00
2100041418360 | Obton Solenergi Nagel GmbH & Co KG | Blackwood Manmoel Solar Farm | Manmoel Solar Farm | Manmoel Road | BLACKWOOD |  | NP12 0HY | 319448.464 | 200801.848 | Rassau G.S.P. | Crumlin | 33kV connection | Western Power Distribution (South Wales) plc | Photovoltaic |  |  |  | 3.268 | 3.44 | [12 empty] | No | Connected | 2020-07-14 | 3.44 | 3.2936 | 3.467 | 0.095 | 0.1 | 2017-03-21 00:00:00
2100041416432 | GSII Carmarthen Solar Limited | Bryncyrnau Isaf, Carmarthen |  | Bryncyrnau Isaf | CARMARTHEN | Dyfed | SA31 2LS | 242921.48 | 217389.246 | Swansea North Grid | Carmarthen Grid | 33kV connection | Western Power Distribution (South Wales) plc | Photovoltaic |  |  |  | 3.648 | 3.84 | [12 empty] | No | Connected | 2020-07-14 | 3.84 | 3.6831 | 3.877 | 0.057 | 0.06 | 2017-03-31 00:00:00
2100041403647 | R D W (11) Limited | Cockett Valley Solar Park, Swansea | Cockett Valley Solar Park | Off Waunarlwydd Road | SWANSEA |  | SA5 4TH | 261096.819 | 195017.634 | Swansea North Grid | Swansea West Grid | 33kV connection | Western Power Distribution (South Wales) plc | Photovoltaic |  |  |  | 3.8 | 4 | [12 empty] | No | Connected | 2020-07-14 | 4 | 3.8779 | 4.082 | 0.019 | 0.02 | 2017-03-31 00:00:00
1170000816936 | Powertree (Sidings Road) Limited | Kirkby in Ashfield Gas Generator Sidings Road | Gas Generator | Sidings Road | KIRKBY IN ASHFIELD |  | NG17 7JZ | 451036.138 | 357033.388 | CHESTERFIELD 132kV S STN | ANNESLEY 33kV S STN | SUTTON JUNCTION 33 11kV S STN | Western Power Distribution (East Midlands) plc | Other Generation |  |  |  | 3.04 | 3.2 | [12 empty] | No | Connected | 2020-07-14 | 3.2 | 2.7075 | 2.85 | 0.095 | 0.1 | 2017-10-01 00:00:00
2100041428298 | Mamhilad Solar Limited | Pontypool, Mahmilad Solar |  | Mahmilad Solar | PONTYPOOL | Gwent | NP4 8QX | 331398.652 | 202168.051 | Uskmouth | Pontypool North Grid | Pontypool North Primary | Western Power Distribution (South Wales) plc | Photovoltaic |  |  |  | 3.04 | 3.2 | [12 empty] | No | Connected | 2020-07-14 | 3.2 | 3.42 | 3.6 | 0.095 | 0.1 | 2017-03-26 00:00:00
1170000790250 | Green Lane Solar Limited | MARCHINGTON, GREEN LANE |  | Green Lane | MARCHINGTON |  | ST14 8LQ | 414619.566 | 330968.125 | WILLINGTON 132kV S STN | UTTOXETER 33kV S STN | 33kV connection | Western Power Distribution (East Midlands) plc | Photovoltaic |  |  |  | 3.154 | 3.32 | [12 empty] | No | Connected | 2020-07-14 | 3.32 | 3.154 | 3.32 | 0.0475 | 0.05 | 2017-03-30 00:00:00
2100041407758 | Berthllwyd Solar Project Limited | Berthllwyd Solar Farm |  | Berthllwyd Farm | PEN-Y-COEDCAE | Pontypridd | CF37 1PS | 307207.274 | 188073.157 | Upper Boat | Upper Boat Bsp | 33kV connection | Western Power Distribution (South Wales) plc | Photovoltaic |  |  |  | 4.1382 | 4.356 | [12 empty] | No | Connected | 2020-07-14 | 4.356 | 4.8469 | 5.102 | 0.0285 | 0.03 | 2017-03-31 00:00:00
1470000745048 | GDL Upper Meadowly Limited | Upper Meadowly PV Farm |  | Upton Cressets | SHROPSHIRE | Shropshire | WV16 6UQ | 366531.527 | 292565.88 | IRONBRIDGE 132kV S STN | IRONBRIDGE 132 33kV S STN | 33kV connection | Western Power Distribution (West Midlands) plc | Photovoltaic |  |  |  | 5.32 | 5.6 | [12 empty] | No | Connected | 2020-07-14 | 5.6 | 4.75 | 5 | 0.076 | 0.08 | 2017-03-31 00:00:00
2200042620171 | NextSolar GRHB Limited | Great Houndbeare Farm, Oak Road, Aylesbeare EHV Connection |  | Great Houndbeare Farm | AYLESBEARE |  | EX5 2DB | 304635 | 93339 | Exeter Main S.G.P. | Exeter Main Bsp | 33kV connection | Western Power Distribution (South West) plc | Photovoltaic |  |  |  | 3.876 | 4.08 | [12 empty] | No | Connected | 2020-07-14 | 4.08 | 3.9548 | 4.163 | 0.095 | 0.1 | 2017-03-31 00:00:00
1170000168178 | Powertree (Taylor Lane) Limited | Derbyshire, Heanor, Taylor Lane, |  | Renson Way, Taylor Lane | HEANOR | Derbyshire | DE75 7TA | 442622.76 | 347561.469 | WILLINGTON 132kV S STN | HEANOR 33kV S STN | HEANOR 11kV S STN | Western Power Distribution (East Midlands) plc | Other Generation |  |  |  | 6.84 | 7.2 | [12 empty] | No | Connected | 2020-07-14 | 7.2 | 6.65 | 7 | 0.1425 | 0.15 | 2017-06-01 00:00:00
1470000392405 | Sigeric LTD | Robinson (Holdings) 75/1159, Sigeric Business Park LTD |  | The Straight Mile | HEREFORD | Herefordshire | HR2 6NS | 353536.701 | 237858.592 | BISHOPS WOOD 132kV S STN | HEREFORD 66kV S STN | HEREFORD SOUTH 66 11kV S STN | Western Power Distribution (West Midlands) plc | Mixed |  |  |  | 1.1875 | 1.25 | [12 empty] | No | Connected | 2020-07-14 | 1.25 | 0.2375 | 0.25 | 1.425 | 1.5 | 2010-01-01 00:00:00
1100050207953 | Biffa PLC | Ufton Landfill Site | Hill Farm Ufton | B4452 | SOUTHAM, LEAMINGTON SPA | WARWICKSHIRE | CV33 9PP | 439088.148 | 261390.331 | BERKSWELL 132kV S STN | HARBURY 33kV S STN | HARBURY 11kV S STN | Western Power Distribution (East Midlands) plc | Landfill Gas, Sewage Gas, Biogas (not CHP) |  |  |  | 1.0117 | 1.065 | [12 empty] | No | Connected | 2020-07-14 | 1.065 | 1.14 | 1.2 | 0.26125 | 0.275 | 2017-05-01 00:00:00
2100041420527 | Elm Solar (Darran) Ltd | CRUMLIN, MANMOEL, DARREN FARM SOLAR | Darren Farm Solar |  | CRUMLIN | Caerphilly | NP12 0HX | 319212.857 | 200454.667 | Rassau G.S.P. | Crumlin | Crumlin Primary | Western Power Distribution (South Wales) plc | Photovoltaic |  |  |  | 1.425 | 1.5 | [12 empty] | No | Connected | 2020-07-14 | 1.5 | 1.425 | 1.5 | 0.038 | 0.04 | 2017-03-24 00:00:00
1470000733283 | NG1 Power Limited | ISIS House STOR |  | Howard Road | REDDITCH | Worcs | B98 7SE | 406182.607 | 265805.256 | FECKENHAM 66 11kV S STN | Feckenham 66/11kVDUMMY | 66kV connection | Western Power Distribution (West Midlands) plc | Other Generation |  |  |  | 19 | 20 | [12 empty] | No | Connected | 2020-07-14 | 20 | 19 | 20 | 0.19 | 0.2 | 2017-06-01 00:00:00
1160001126650 | Biogen Uk Ltd | HIGHAM PARK |  | HIGHAM PARK | 0 |  | NN10 0SL | 498464.207 | 262973.629 | GRENDON 132kV S STN | WELLINGBOROUGH 33kV S STN | SHARNBROOK 33 11kV S STN | Western Power Distribution (East Midlands) plc | Landfill Gas, Sewage Gas, Biogas (not CHP) |  |  |  | 2.8823 | 3.034 | [12 empty] | No | Connected | 2020-07-14 | 3.034 | 2.7075 | 2.85 | 0.095 | 0.1 | 2016-01-01 00:00:00
1470000722272 | RCMA Stratford Ltd | RCMA Stratford Ltd |  | Atherstone Airfield | STRATFORD UPON AVON | Warwickshire | CV37 8BE | 421298.154 | 251506.478 | FECKENHAM 66 11kV S STN | Feckenham 66/11kVDUMMY | STRATFORD 66 11kV S STN | Western Power Distribution (West Midlands) plc | Small CHP (>1MW, <5MW) |  |  |  | 1.7708 | 1.864 | [12 empty] | No | Connected | 2020-07-14 | 1.864 | 0.2375 | 0.25 | 2.85 | 3 | 2017-08-01 00:00:00
None | Uk Power Reserve Limited | BRIDGWATER HUNTWORTH MARSH LANE (33kV SUPPLY) |  | Marsh Lane | BRIDGWATER | Somerset | TA6 6LQ | 330849.877 | 135286.037 | Bridgwater S.G.P. | Bridgwater Grid Bsp | 33kV connection | Western Power Distribution (South West) plc | Other Generation |  |  |  | 11.97 | 12.6 | [12 empty] | No | Connected | 2020-07-14 | 12.6 | 9.5 | 10 | 0.19 | 0.2 | 2001-11-02 00:00:00
2200042273994, 2200042800762 | E.ON Energy Solutions Limited | Cranbrook Energy Centre, Clyst Honiton, Exeter. | Cranbrook Energy Centre | London Road | EXETER | Devon | EX5 2DX | 299747.104 | 94379.426 | Exeter Main S.G.P. | Sowton Bsp | Clyst Honiton | Western Power Distribution (South West) plc | Mixed |  |  |  | 2.5924 | 2.7288 | [12 empty] | No | Connected | 2020-07-14 | 2.7288 | 2.565 | 2.7 | 3.382 | 3.56 | 2013-10-01 00:00:00
1170000848194 | HC ESS2 Limited | Rufford Battery Storage |  | Rufford Colliery Lane | MANSFIELD | Nottinghamshire | NG21 0HR | 459730.49 | 360425.858 | CHESTERFIELD 132kV S STN | CLIPSTONE 33kV S STN | RUFFORD 33 11kV S STN | Western Power Distribution (East Midlands) plc | Storage (Battery) |  |  |  | 7.0015 | 7.37 | [12 empty] | No | Connected | 2020-07-14 | 7.37 | 7.0015 | 7.37 | 7.0015 | 7.37 | 2017-07-01 00:00:00
1170000847492 | Power Balancing Services Ltd | Mansfield Hallam Way STOR |  | Hallam Way | MANSFIELD |  | NG19 9BG | 454363.406 | 362221.762 | CHESTERFIELD 132kV S STN | MANSFIELD 33kV S STN | MANSFIELD 11kV S STN | Western Power Distribution (East Midlands) plc | Other Generation |  |  |  | 2.85 | 3 | [12 empty] | No | Connected | 2020-07-14 | 3 | 2.85 | 3 | 0.1425 | 0.15 | 2017-09-01 00:00:00
1170000817034, 1170000817043 | University of Warwick | University of Warwick | Central Campus | Gibbet Hill Road | COVENTRY | West Midlands | CV4 7EQ | 429729.419 | 276288.218 | BERKSWELL 132kV S STN | COVENTRY SOUTH 33kV S STN | UNIVERSITY OF WARWICK 33 11kV S STN | Western Power Distribution (East Midlands) plc | Mixed |  |  |  | 8.7373 | 9.1972 | [12 empty] | No | Connected | 2020-07-14 | 9.1972 | 8.588 | 9.04 | 9.12 | 9.6 | 2002-10-03 00:00:00
1470000785430 | Sustainable Energy Centre Ltd | Syntech Energy |  | Portway Road | WEDNESBURY | West Midlands | WS10 7DZ | 398061 | 295001 | OCKER HILL C 132kV S STN | To be confirmed | Ocker Hill B 132/33/11kVDUMMY | Western Power Distribution (West Midlands) plc | Landfill Gas, Sewage Gas, Biogas (not CHP) |  |  |  | 3.61 | 3.8 | [12 empty] | No | Connected | 2020-07-14 | 3.8 | 3.61 | 3.8 | 0.19 | 0.2 | 2017-11-01 00:00:00
1170000858095 | Great Bear Distribution Ltd | Great Bear Distribution Ltd |  | Seymour Link Road | CHESTERFIELD | Derbyshire | S43 3DF | 444920.341 | 374070.023 | CHESTERFIELD 132kV S STN | STAVELEY 33kV S STN | Erin Road | Western Power Distribution (East Midlands) plc | Photovoltaic |  |  |  | 0.04332 | 0.0456 | [12 empty] | No | Connected | 2020-07-14 | 0.0456 | 0.0437 | 0.046 | 1.425 | 1.5 | 2017-07-17 00:00:00
1170000460930, 1170000460958 | AmeyCespa (MK) ODC Limited | Waste to Energy |  | Dickens Road | MILTON KEYNES | Buckinghamshire | MK12 5QF | 481295.252 | 241654.807 | EAST CLAYDON 132KV S STN | BRADWELL ABBEY 33kV S STN | WOLVERTON 33 11kV S STN | Western Power Distribution (East Midlands) plc | Mixed |  |  |  | 6.65 | 7 | [12 empty] | No | Connected | 2020-07-14 | 7 | 6.65 | 7 | 5.225 | 5.5 | 2017-06-15 00:00:00
2200042784491 | HC ESS2 Limited | Lockleaze 33kV battery Storage, land at Romney Avenue, | Lockleaze 33kv Battery Storage | Land At Romney Avenue | BRISTOL |  | . | 360418.293 | 176374.226 | Iron Acton S.G.P. | Lockleaze Bsp 132kv | 33kV connection | Western Power Distribution (South West) plc | Storage (Battery) |  |  |  | 14.63 | 15.4 | [12 empty] | No | Connected | 2020-07-14 | 15.4 | 14.9995 | 15.789 | 14.25 | 15 | 2017-07-14 00:00:00
None | Uk Power Reserve Limited | BRIDGWATER HUNTWORTH MARSH LANE (33kV SUPPLY) |  | Marsh Lane | BRIDGWATER | Somerset | TA6 6LQ | 330849.877 | 135286.037 | Bridgwater S.G.P. | Bridgwater Grid Bsp | 33kV connection | Western Power Distribution (South West) plc | Other Generation |  |  |  | 11.97 | 12.6 | [12 empty] | No | Connected | 2020-07-14 | 12.6 | 9.5 | 10 | 0.19 | 0.2 | 2001-11-02 00:00:00
2100041421051 | UK Capacity Reserve Limited | NEWPORT, Docks Way, Newport. NP20 2NY. |  | Docks Way | NEWPORT |  | NP20 2NY | 331004 | 186153 | Uskmouth | Newport West | Newport West Primary | Western Power Distribution (South Wales) plc | Other Generation |  |  |  | 7.6 | 8 | [12 empty] | No | Connected | 2020-07-14 | 8 | 7.6 | 8 | 0.1425 | 0.15 | 2017-09-08 00:00:00
1160001374736 | Alkane Energy UK Limited | CALVERTON ENERGY PARK |  | CALVERTON ENERGY PARK | CALVERTON | NOTTINGHAM | NG14 6NR | 460361.826 | 350203.307 | CHESTERFIELD 132kV S STN | ANNESLEY 33kV S STN | CALVERTON 33 11kV S STN | Western Power Distribution (East Midlands) plc | Landfill Gas, Sewage Gas, Biogas (not CHP) |  |  |  | 2.85 | 3 | [12 empty] | No | Connected | 2020-07-14 | 3 | 2.945 | 3.1 | 0.095 | 0.1 | 2017-09-01 00:00:00
1100771039983, 1100771042470 | Severn Trent Water Limited | STOKE LANE, STOKE BARDOLPH |  | STOKE LANE, STOKE BARDOLPH | NOTTINGHAMSHIRE |  | NG14 5HZ | 463456.677 | 341809.082 | Stoke Bardolph 132kv | NOTTINGHAM EAST 33kV S STN | COLWICK 33 11kV S STN | Western Power Distribution (East Midlands) plc | Mixed |  |  |  | 9.0792 | 9.557 | [12 empty] | No | Connected | 2020-07-14 | 9.557 | 3.895 | 4.1 | 2.28 | 2.4 | 2005-01-01 00:00:00
2200042820866 | Burrington Business Park Limited | Burrington Business Park |  | Burrington Way | PLYMOUTH | Devon | PL5 3LX | 246093.027 | 58240.687 | Landulph S.G.P. | Milehouse Bsp | Weston Mill | Western Power Distribution (South West) plc | Photovoltaic |  |  |  | 0.02622 | 0.0276 | [12 empty] | No | Connected | 2020-07-14 | 0.0276 | 1.9 | 2 | 0.19 | 0.2 | 2015-12-08 00:00:00
1170000871139 | Eelpower (OPCO1) Limited | Leverton Battery Storage | Cockseys Farm | Off Middle Street | LINCOLN | Lincolnshire | LN1 2RG | 496553.53 | 375324.694 | WEST BURTON 132kV S STN | LINCOLN MAIN 132kV S STN | 33kV connection | Western Power Distribution (East Midlands) plc | Storage (Battery) |  |  |  | 9.5 | 10 | [12 empty] | No | Connected | 2020-07-14 | 10 | 9.5 | 10 | 9.5 | 10 | 2017-10-12 00:00:00
1470000631002 | Wolverhampton Power Limited | Chillington Works Industrial Estate | Wolverhampton Power | Cross Street | WOLVERHAMPTON | West Midlands | WV1 2HS | 392756.68 | 298283.345 | WILLENHALL 132 25kV S STN | WOLVERHAMPTON 132kV S STN | 33kV connection | Western Power Distribution (West Midlands) plc | Other Generation |  |  |  | 15.2 | 16 | [12 empty] | No | Connected | 2020-07-14 | 16 | 15.9999 | 16.842 | 0.30875 | 0.325 | 2017-10-01 00:00:00
2200041879896 | Tesco Stores Limited | Tesco G Park HVM |  | Holloway Road | WESTERN APPROACH | Bristol | BS35 4GG | 355707.51 | 183992.57 | Iron Acton S.G.P. | Seabank Bsp | Western Approach | Western Power Distribution (South West) plc | Mixed |  |  |  | 1.615 | 1.7 | [12 empty] | No | Connected | 2020-07-14 | 1.7 | 0.19 | 0.2 | 1.805 | 1.9 | 2009-12-01 00:00:00
1170000883301 | Marks And Spencer plc | MARKS & SPENCER PLC |  | MARKS & SPENCER PLC | MILTON KEYNES | BUCKINGHAMSHIRE | MK9 3PD | 485156.325 | 238904.722 | EAST CLAYDON 132KV S STN | BLETCHLEY 33KV S STN | SECKLOW GATE 33 11kV S STN | Western Power Distribution (East Midlands) plc | Other Generation |  |  |  | 0.40375 | 0.425 | [12 empty] | No | Connected | 2020-07-14 | 0.425 | 0.40375 | 0.425 | 1.045 | 1.1 | 2017-09-06 00:00:00
2200042834024, 2200042834033 | Royal Devon & Exeter Healthcare NHS Trust | R.D. & E. Hospital (Wonford) | R.D. & E. Hospital (Wonford) | Barrack Road | EXETER | Devon | EX2 5DW | 0 | 0 | Exeter Main S.G.P. | Exeter City Bsp | Haven Road | Western Power Distribution (South West) plc | Small CHP (>1MW, <5MW) |  |  |  | 0.9652 | 1.016 | [12 empty] | No | Connected | 2020-07-14 | 1.016 | 0.0095 | 0.01 | 3.325 | 3.5 | 2017-01-01 00:00:00
1170000894943 | Power Up Generation Limited | Bond Estates Limited |  | Bond Avenue | MILTON KEYNES | Buckinghamshire | MK1 1JJ | 488171.925 | 235391.556 | EAST CLAYDON 132KV S STN | BLETCHLEY 33KV S STN | BLETCHLEY 11kV S STN | Western Power Distribution (East Midlands) plc | Other Generation |  |  |  | 5.7 | 6 | [12 empty] | No | Connected | 2020-07-14 | 6 | 6.0088 | 6.325 | 0.2375 | 0.25 | 2017-10-31 00:00:00
2100041469513 | Rightacres Property Co. Limited | 2 Central Square Cardiff CF10 1FS |  | Central Square | CARDIFF | S Glam | CF10 1FS | 318109.91 | 175975.666 | Cardiff East Grid | Cardiff Central Grid | Wood Street | Western Power Distribution (South Wales) plc | Photovoltaic |  |  |  | 0.0627 | 0.066 | [12 empty] | No | Connected | 2020-07-14 | 0.066 | 0.03135 | 0.033 | 1.235 | 1.3 | 2017-10-09 00:00:00
2100041445967 | Pen Bryn Oer Limited | Pen Bryn Oer Wind Farm, Rhymney, Tredegar, Gwent |  | Pen Bryn Oer Wind Farm | TREDEGAR | Gwent | NP22 5QR | 311920.477 | 209316.913 | Upper Boat | Dowlais Grid | 33kV connection | Western Power Distribution (South Wales) plc | Onshore Wind |  |  |  | 5.7 | 6 | [12 empty] | No | Connected | 2020-07-14 | 6 | 6.004 | 6.32 | 0.19 | 0.2 | 2017-10-31 00:00:00
1170000859007 | Powertree (Taylor Lane) Limited | Taylor lane STOR |  | Taylor Lane Stor | LOSCOE |  | DE75 7TA | 442650 | 347520 | WILLINGTON 132kV S STN | HEANOR 33kV S STN | 33kV connection | Western Power Distribution (East Midlands) plc | Landfill Gas, Sewage Gas, Biogas (not CHP) |  |  |  | 7.6 | 8 | [12 empty] | No | Connected | 2020-07-14 | 8 | 7.676 | 8.08 | 0.152 | 0.16 | 2018-01-08 00:00:00
2100041444810 | Flexible Generation Ltd | NEWPORT Crumlin STOR |  | Crumlin Stor | NEWPORT |  | NP11 3BT | 319933.117 | 197942.198 | Rassau G.S.P. | Crumlin | 33kV connection | Western Power Distribution (South Wales) plc | Other Generation |  |  |  | 18.088 | 19.04 | [12 empty] | No | Connected | 2020-07-14 | 19.04 | 20.0032 | 21.056 | 0.3325 | 0.35 | 2017-10-31 00:00:00
2200042787386 | Alveston Wind Park Limited | Old Green 132kV Generation Station, Alveston |  | Generation Station | BRISTOL |  | BS35 3TD | 364946.106 | 184652.208 | Iron Acton S.G.P. | 132kV connection | 132kV connection | Western Power Distribution (South West) plc | Onshore Wind |  |  |  | 6.555 | 6.9 | [12 empty] | No | Connected | 2020-07-14 | 6.9 | 6.555 | 6.9 | 0.114 | 0.12 | 2017-11-14 00:00:00
None | Uk Power Reserve Limited | BRIDGWATER HUNTWORTH MARSH LANE (33kV SUPPLY) |  | Marsh Lane | BRIDGWATER | Somerset | TA6 6LQ | 330849.877 | 135286.037 | Bridgwater S.G.P. | Bridgwater Grid Bsp | 33kV connection | Western Power Distribution (South West) plc | Other Generation |  |  |  | 11.97 | 12.6 | [12 empty] | No | Connected | 2020-07-14 | 12.6 | 9.5 | 10 | 0.19 | 0.2 | 2001-11-02 00:00:00
1170000895733 | Green Hedge Energy Barn Ltd, C/O Anesco Limited | SWADLINCOTE BREACH FARM |  | Breach Farm | SWADLINCOTE |  | DE12 6RJ | 426405.749 | 318970.21 | DRAKELOW 132kV | BURTON SOUTH 33kV S STN | 33kV connection | Western Power Distribution (East Midlands) plc | Storage (Battery) |  |  |  | 9.5 | 10 | [12 empty] | No | Connected | 2020-07-14 | 10 | 9.5 | 10 | 9.5 | 10 | 2017-10-30 00:00:00
2100041412127 | Biomass UK No. 2 Limited | Barry, David Davies Road, Barry Docks |  | David Davies Road | BARRY |  | CF3 4JE | 312663.604 | 167671.358 | Aberthaw Power Station | Barry Grid | 33kV connection | Western Power Distribution (South Wales) plc | Other Generation |  |  |  | 11.1197 | 11.705 | [12 empty] | No | Connected | 2020-07-14 | 11.705 | 10.7502 | 11.316 | 0.9405 | 0.99 | 2017-03-31 00:00:00
1470000534113 | Lyreco UK Ltd | TELFORD, Deer Park Court |  | Deer Park Court | TELFORD | Shropshire | TF2 7NB | 371463.566 | 312023.531 | IRONBRIDGE 132kV S STN | KETLEY 132kV S STN | SNEDSHILL 33 11kV S STN | Western Power Distribution (West Midlands) plc | Mixed |  |  |  | 4.1287 | 4.346 | [12 empty] | No | Connected | 2020-07-14 | 4.346 | 3.4779 | 3.661 | 1.235 | 1.3 | 2016-01-14 00:00:00
1170000902638 | Biomass UK No.3 Limited | Riverside Industrial Estate |  | Riverside Industrial Estate | BOSTON | Lincolnshire | PE21 7RQ | 534023.309 | 342198.14 | WALPOLE 132kV S STN | BOSTON 33kV S STN | 33kV connection | Western Power Distribution (East Midlands) plc | Biomass & Energy Crops (not CHP) |  |  |  | 11.1197 | 11.705 | [12 empty] | No | Connected | 2020-07-14 | 11.705 | 11.4 | 12 | 1.9 | 2 | 2017-11-30 00:00:00
1470000867526 | KEELE UNIVERSITY | KEELE 1 |  | KEELE 1 | NEWCASTLE UNDER LYME |  | ST5 | 382374.777 | 345415.023 | Cellarhead 132kV | NEWCASTLE 132kV S STN | Newcastle 132/11kVDUMMY | Western Power Distribution (West Midlands) plc | Photovoltaic |  |  |  | 0.070727 | 0.07445 | [12 empty] | No | Connected | 2020-07-14 | 0.07445 | 0.0855 | 0.09 | 7.125 | 7.5 | 2007-11-13 00:00:00
2100041256140 | Ford Motor Company Limited | BRIDGEND WATERTON (FORD MOTOR CO) EHV CONNECTION |  | Waterton | BRIDGEND | Mid Glamorgan | CF31 3PJ | 293509.318 | 178439.107 | Pyle Grid | 132kV connection | 132kV connection | Western Power Distribution (South Wales) plc | Onshore Wind |  |  |  | 0.475 | 0.5 | [12 empty] | No | Connected | 2020-07-14 | 0.5 | 0.475 | 0.5 | 15.2 | 16 | 2014-12-01 00:00:00
2100041477782 | Cardiff and Vale NHS Trust | University Hospital Llandough Penlan Road Llandough Penarth | University Hospital Llandough | Penlan Road | PENARTH | S Glam | CF64 2XX | 316518.272 | 173056.002 | Aberthaw Power Station | Cardiff West Grid | Llandough | Western Power Distribution (South Wales) plc | Photovoltaic |  |  |  | 0.0475 | 0.05 | [12 empty] | No | Connected | 2020-07-14 | 0.05 | 0.0475 | 0.05 | 2.375 | 2.5 | 2017-11-16 00:00:00
1170000885309 | Hall Farm Energy Limited | Hall Farm |  | Radstone Road | . | Northamptonshire | NN13 5PY | 458624 | 239675 | EAST CLAYDON 132KV S STN | BRACKLEY 132kV S STN | Brackley 11kv | Western Power Distribution (East Midlands) plc | Other Generation |  |  |  | 5.016 | 5.28 | [12 empty] | No | Connected | 2020-07-14 | 5.28 | 4.75 | 5 | 0.0475 | 0.05 | 2017-12-01 00:00:00
2100041169090 | Morgan (Power Generation) Ltd | USK Trostry Court |  |  | USK | Monmouthshire | NP15 1HT | 336731.892 | 204112.237 | Uskmouth | Panteg 66kv Sw. Site | Usk | Western Power Distribution (South Wales) plc | Other Generation |  |  |  | 5.7 | 6 | [12 empty] | No | Connected | 2020-07-14 | 6 | 5.7 | 6 | 0.6175 | 0.65 | 2011-12-01 00:00:00
2100041422677 | Innogy Renewables UK Limited | Brechfa Forest West Wind Farm |  | Brechfa Forest West Wind Farm | ALLTWALIS | Carmarthenshire | SA39 9AU | 248793.308 | 231115.308 | Swansea North Grid | 132kV connection | 132kV connection | Western Power Distribution (South Wales) plc | Onshore Wind |  |  |  | 54.53 | 57.4 | [12 empty] | No | Connected | 2020-07-14 | 57.4 | 57.475 | 60.5 | 0.475 | 0.5 | 2018-01-01 00:00:00
2200042852343 | Glen Lyn Generations Ltd | Glen Lyn generations Lynmouth |  | Glen Lyn Generations Ltd | LYNMOUTH | Devon | EX35 6ER | 272322.361 | 149405.262 | Alverdiscott S.G.P. | Barnstaple Bsp | Lynton | Western Power Distribution (South West) plc | Mixed |  |  |  | 1.235 | 1.3 | [12 empty] | No | Connected | 2020-07-14 | 1.3 | 1.33 | 1.4 | 0.0475 | 0.05 | 2017-01-02 00:00:00
1170000884095 | UK Capacity Reserve Limited | Nottingham Road STOR |  | Nottingham Road | LONG EATON | Nottinghamshire | NG10 2AA | 449332.719 | 333963.232 | RATCLIFFE ON SOAR 132kV S STN | TOTON 3 33kV S STN | 33kV connection | Western Power Distribution (East Midlands) plc | Other Generation |  |  |  | 19 | 20 | [12 empty] | No | Connected | 2020-07-14 | 20 | 19 | 20 | 0.2375 | 0.25 | 2018-01-21 00:00:00
1170000928974 | Ethical Power Ltd | Twin Oaks Farm |  | Lower Street | DOVERIDGE |  | DE6 5GX | 412792.158 | 333153.219 | WILLINGTON 132kV S STN | UTTOXETER 33kV S STN | 33kV connection | Western Power Distribution (East Midlands) plc | Other Generation |  |  |  | 5.1965 | 5.47 | [12 empty] | No | Connected | 2020-07-14 | 5.47 | 4.7196 | 4.968 | 0.02375 | 0.025 | 2017-12-22 00:00:00
1470000469625 | Bridgnorth Aluminium Limited | Stourbridge Road |  | Stourbridge Road | Shropshire |  | WV15 6AW | 372697.411 | 291999.663 | IRONBRIDGE 132kV S STN | IRONBRIDGE 132 33kV S STN | STAR ALUMINIUM 33 11kV S STN | Western Power Distribution (West Midlands) plc | Small CHP (>1MW, <5MW) |  |  |  | 13.756 | 14.48 | [12 empty] | No | Connected | 2020-07-14 | 14.48 | 3.439 | 3.62 | 18.9164 | 19.912 | 2015-11-21 00:00:00
1160001076673 | Sainsbury's Supermarkets Limited | SAINSBURYS REGIONAL DISTRIBUTION CENTRE | Sainsbury | Nectar Way | NORTHAMPTON |  | NN4 9BX | 470862.664 | 258411.338 | GRENDON 132kV S STN | NORTHAMPTON 33kV S STN | PINEHAM 33 11kV S STN | Western Power Distribution (East Midlands) plc | Mixed |  |  |  | 2.3626 | 2.487 | [12 empty] | No | Connected | 2020-07-14 | 2.487 | 0.00475 | 0.005 | 1.1875 | 1.25 | 2013-07-01 00:00:00
1170000334000 | PFB Solar Ltd | Fen Road Solar |  | Fen Road | BOSTON |  | PE20 1SD | 529512.572 | 342671.417 | WALPOLE 132kV S STN | BOSTON 33kV S STN | SLEAFORD ROAD BOSTON 33 11kV S STN | Western Power Distribution (East Midlands) plc | Photovoltaic |  |  |  | 1.14 | 1.2 | [12 empty] | No | Connected | 2020-07-14 | 1.2 | 1.14 | 1.2 | 0.095 | 0.1 | 2014-07-22 00:00:00
2199989632384 | Beaufort Wind Limited | BRYN TITLI WINDFARM ****66,000Volt Connection**** |  | Bryn Titli Windfarm | RHAYADER |  | LD6 5LF | 296569.02 | 272522.76 | Rassau G.S.P. | Abergavenny | 66kV connection | Western Power Distribution (South Wales) plc | Onshore Wind |  |  |  | 9.405 | 9.9 | [12 empty] | No | Connected | 2020-07-14 | 9.9 | 10.45 | 11 | 0.285 | 0.3 | 2018-02-06 00:00:00
1470000744930, 1470000744959 | Rochester 007 Ltd | Heywood Grange Farm |  | Tickhill Lane | STOKE ON TRENT | Staffordshire | ST10 2PL | 396412.915 | 344928.041 | Cellarhead 132kV | FORSBROOK 33kV S STN | 33kV connection | Western Power Distribution (West Midlands) plc | Mixed |  |  |  | 4.921 | 5.18 | [12 empty] | No | Connected | 2020-07-14 | 5.18 | 4.921 | 5.18 | 1.026 | 1.08 | 2016-10-19 00:00:00
2200042866230 | Plessey Semiconductors Limited | Plessey Semiconductors Limited |  | Tamerton Road | PLYMOUTH | Devon | PL6 7BQ | 250204.02 | 62522.028 | Landulph S.G.P. | Ernesettle Bsp | Southway | Western Power Distribution (South West) plc | To be confirmed |  |  |  | 0 | 0 | [12 empty] | No | Connected | 2020-07-14 | 0 | 1.9 | 2 | 5.7 | 6 | 0
1170000945358 | Alkane Energy CM Limited | Rhodia STOR | Rhodia | Hall Lane | CHESTERFIELD | Derbyshire | S43 2PB | 442752 | 374914 | CHESTERFIELD 132kV S STN | STAVELEY 33kV S STN | STAVELEY WORKS 33kV S STN | Western Power Distribution (East Midlands) plc | Other Generation |  |  |  | 15.2 | 16 | [12 empty] | No | Connected | 2020-07-14 | 16 | 15.2 | 16 | 0.95 | 1 | 2018-04-30 00:00:00
1470000878086 | Rock Energy Storage Ltd | ROCK FARM ESS | Rock Farm | Land To The South Of Rock Farm | LUDLOW |  | SY8 2DS | 353203 | 274749 | BISHOPS WOOD 132kV S STN | LUDLOW 132kV S STN | 33kV connection | Western Power Distribution (West Midlands) plc | Storage (Battery) |  |  |  | 19 | 20 | [12 empty] | No | Connected | 2020-07-14 | 20 | 19 | 20 | 19 | 20 | 2018-04-23 00:00:00
2100041416450 | Hirwaun Energy Limited | ABERDARE HIRWAUN INDUSTRIAL PARK UNITS 43-44 | Units 43-44 | Hirwaun Industrial Park | ABERDARE | Rhondda Cynon Taff | CF44 9UP | 294052 | 205892 | Swansea North Grid | Hirwaun Grid | 33kV connection | Western Power Distribution (South Wales) plc | Other Generation |  |  |  | 1.235 | 1.3 | [12 empty] | No | Connected | 2020-07-14 | 1.3 | 1.3005 | 1.369 | 0.38 | 0.4 | 2018-03-21 00:00:00
1470000914600 | Jaguar Land Rover Limited | BIRMINGHAM Jaguar No5 |  | Chester Road | BIRMINGHAM |  | B35 7RA | 413722.648 | 290914.636 | NECHELLS EAST 132kV S STN | CASTLE BROMWICH 132 11kV S STN | Castle Bromwich 132/11kVDUMMY | Western Power Distribution (West Midlands) plc | Photovoltaic |  |  |  | 0.2375 | 0.25 | [12 empty] | No | Connected | 2020-07-14 | 0.25 | 0.2375 | 0.25 | 7.125 | 7.5 | 2015-12-15 00:00:00
1170000953553 | ESB Solar (Northern Ireland) Limited | Mill Farm Battery Storage | Mill Farm | Caythorpe Heath Lane | GRANTHAM |  | NG32 3ER | 495040 | 348463 | BICKER FEN 132kV S STN | GRANTHAM 33kV S STN | 33kV connection | Western Power Distribution (East Midlands) plc | Storage (Battery) |  |  |  | 6.65 | 7 | [12 empty] | No | Connected | 2020-07-14 | 7 | 6.65 | 7 | 6.65 | 7 | 2018-03-29 00:00:00
2100041483128 | St Merryn Meat Limited | MERTHYR TYDFIL PENGARNDDU INDUSTRIAL ESTATE | St Merryn Meat Ltd | Pengarnddu Indusrial Estate | MERTHYR TYDFIL |  | CF48 2TA | 307934.516 | 208773.519 | Upper Boat | Merthyr East Grid | Merthyr East Primary | Western Power Distribution (South Wales) plc | Onshore Wind |  |  |  | 1.425 | 1.5 | [12 empty] | No | Connected | 2020-07-14 | 1.5 | 1.52 | 1.6 | 3.04 | 3.2 | 2019-09-07 00:00:00
1170000941637 | Ilmor Engineering Ltd | Quarry Road |  | Quarry Road | Northamptonshire |  | NN6 9UB | 475209.67 | 271015.136 | GRENDON 132kV S STN | NORTHAMPTON WEST 33kV S STN | CHAPEL BRAMPTON 33 11kV S STN | Western Power Distribution (East Midlands) plc | Other Generation |  |  |  | 0.20045 | 0.211 | [12 empty] | No | Connected | 2020-07-14 | 0.211 | 0.20045 | 0.211 | 1.235 | 1.3 | 2018-05-01 00:00:00
1170000907830 | Mercia Power Response (Albion Close) Limited | Albion Close STOR Worksop S80 1RA |  | Albion Close | NOTTS |  | S80 1RA | 458912 | 379547 | WEST BURTON 132kV S STN | WORKSOP 33kV S STN | KILTON RD 33 11kV S STN | Western Power Distribution (East Midlands) plc | Other Generation |  |  |  | 3.8 | 4 | [12 empty] | No | Connected | 2020-07-14 | 4 | 3.8 | 4 | 0.1425 | 0.15 | 2018-08-03 00:00:00
2200042910010 | Holmsleigh Limited | Phillip Dennis Foodservice Roundswell Battery storage |  | Phillip Dennis Foodservice | BARNSTAPLE | Devon | EX31 3TD | 253818 | 131620 | Alverdiscott S.G.P. | Barnstaple Bsp | Roundswell | Western Power Distribution (South West) plc | Storage (Battery) |  |  |  | 3.5625 | 3.75 | [12 empty] | No | Connected | 2020-07-14 | 3.75 | 3.7496 | 3.947 | 3.705 | 3.9 | 2018-05-30 00:00:00
2200042914423 | The Cornwall Bakery | Callington 83 Tavistock Road HV Supply |  | Tavistock Road | CALLINGTON | Cornwall | PL17 7XG | 236765.455 | 69992.55 | Landulph S.G.P. | St Germans Bsp | Callington | Western Power Distribution (South West) plc | Small CHP (>1MW, <5MW) |  |  |  | 2.6077 | 2.745 | [12 empty] | No | Connected | 2020-07-14 | 2.745 | 0 | 0 | 5.4625 | 5.75 | 2018-07-01 00:00:00
1170000992580 | C A Strawson Farming Ltd | Mickledale Laner |  | Mickledale Lane | NEWARK | Nottinghamshire | NG22 8RD | 464148 | 360887 | CHESTERFIELD 132kV S STN | CLIPSTONE 33kV S STN | BILSTHORPE 33 11kV S STN | Western Power Distribution (East Midlands) plc | Mixed |  |  |  | 3.0732 | 3.235 | [12 empty] | No | Connected | 2020-07-14 | 3.235 | 3.0875 | 3.25 | 1.9 | 2 | 2018-06-01 00:00:00
2100041500173 | Cardiff and Vale University Health Board | Adult Mental Health Unit Llandough Hospital |  | Penlan Road | LLANDOUGH | Vale Of Glamorgan | CF64 2XX | 316455.642 | 172784.764 | Aberthaw Power Station | Cardiff West Grid | Llandough | Western Power Distribution (South Wales) plc | Photovoltaic |  |  |  | 0.095 | 0.1 | [12 empty] | No | Connected | 2020-07-14 | 0.1 | 0.1159 | 0.122 | 1.14 | 1.2 | 2018-03-15 00:00:00
2200042911974 | Enersyst Limited | Rockingham 33kV Generation Station Rockingham South Smoke Lane Bristol | Rockingham 33kv Generation Station | Rockingham South | BRISTOL |  | BS11 0YT | 335250 | 118050 | To be confirmed | To be confirmed | 33kV connection | Western Power Distribution (South West) plc | Landfill Gas, Sewage Gas, Biogas (not CHP) |  |  |  | 19 | 20 | [12 empty] | No | Connected | 2020-07-14 | 20 | 19 | 20 | 0.285 | 0.3 | 2018-06-18 00:00:00
1170000871087 | Mercia Power Response (Nottingham Road) Limited | Toton STOR Site Nottingham Rd Attenborough |  | Nottingham Road | NOTTINGHAM | Nottinghamshire | NG9 6DP | 451156 | 334385 | RATCLIFFE ON SOAR 132kV S STN | TOTON 3 33kV S STN | CHILWELL 33 11kV S STN | Western Power Distribution (East Midlands) plc | Medium CHP (>5MW,<50MW) |  |  |  | 6.65 | 7 | [12 empty] | No | Connected | 2020-07-14 | 7 | 6.65 | 7 | 0.1425 | 0.15 | 2018-06-15 00:00:00
2100041380715 | Eurocaps Limited | TREDEGAR, DUKESTOWN, CROWN BUSINESS PARK, UNIT B | Unit B | Crown Business Park | TREDEGAR | Blaenau Gwent | NP22 4EF | 314253 | 210976 | Rassau G.S.P. | Rassau West 132/11kv S/S | Rassau West Primary | Western Power Distribution (South Wales) plc | Onshore Wind |  |  |  | 0.4275 | 0.45 | [12 empty] | No | Connected | 2020-07-14 | 0.45 | 0.475 | 0.5 | 2.6125 | 2.75 | 2016-12-12 00:00:00
2200042594869 | Bristol City Council | BRISTOL Severn Road Solar Park, Avonmouth | Severn Road Solar Park | Severn Road | BRISTOL |  | BS11 0YL | 353293.875 | 181801.079 | Seabank Sgp | Avonmouth Bsp | Avonmouth | Western Power Distribution (South West) plc | Photovoltaic |  |  |  | 1.368 | 1.44 | [12 empty] | No | Connected | 2020-07-14 | 1.44 | 1.368 | 1.44 | 0.019 | 0.02 | 2015-12-21 00:00:00
1470000961371 | Mercia Power Response (Cuckoo Rd) Ltd | BIRMINGHAM WHARTON STREET |  | Wharton Street | BIRMINGHAM |  | B7 5TR | 409596 | 289685 | NECHELLS EAST 132kV S STN | NECHELLS WEST 132 25kV S STN | Nechells West 132/25/11kVDUMMY | Western Power Distribution (West Midlands) plc | Small CHP (>1MW, <5MW) |  |  |  | 7.6 | 8 | [12 empty] | No | Connected | 2020-07-14 | 8 | 7.6 | 8 | 0.1425 | 0.15 | 2019-12-01 00:00:00
1470000937769 | Larport Energy Storage Limited | Larport Farm BESS |  | Clay Hill Pit | HEREFORD | Herefordshire | HR1 4EP | 357483 | 239789 | BISHOPS WOOD 132kV S STN | HEREFORD 66kV S STN | 66kV connection | Western Power Distribution (West Midlands) plc | Storage (Battery) |  |  |  | 19 | 20 | [12 empty] | No | Connected | 2020-07-14 | 20 | 19 | 20 | 19 | 20 | 2018-08-31 00:00:00
2200042911947 | UK Utility Reserve Limited | ALDERS WAY STOR, ALDERS WAY, YALBERTON INDUSTRIAL ESTATE |  | Alders Way Stor, Alders Way | PAIGNTON | Devon | TQ4 7QL | 287150 | 92790 | To be confirmed | To be confirmed | 33kV connection | Western Power Distribution (South West) plc | Landfill Gas, Sewage Gas, Biogas (not CHP) |  |  |  | 19 | 20 | [12 empty] | No | Connected | 2020-07-14 | 20 | 20.0004 | 21.053 | 0.7125 | 0.75 | 2018-08-28 00:00:00
1170000304423 | Bio Dynamic (Uk) Ltd | Colwick Sidings, Colwick Road No.4, AD Plant | Colwick Sidings Generation | Private Road No.4 | COLWICK | Nottinghamshire | NG4 2JT | 463401.036 | 339812.237 | Stoke Bardolph 132kv | NOTTINGHAM EAST 33kV S STN | COLWICK 33 11kV S STN | Western Power Distribution (East Midlands) plc | Mixed |  |  |  | 4.5951 | 4.837 | [12 empty] | No | Connected | 2020-07-14 | 4.837 | 3.8 | 4 | 0.19 | 0.2 | 2014-04-17 00:00:00
1170000982207 | UK Utility Reserve Limited | Lyon Road | Unit H | Lyon Road | MILTON KEYNES | Buckinghamshire | MK1 1EX | 486702 | 234787 | EAST CLAYDON 132KV S STN | BLETCHLEY 33KV S STN | 33kV connection | Western Power Distribution (East Midlands) plc | Other Generation |  |  |  | 19 | 20 | [12 empty] | No | Connected | 2020-07-14 | 20 | 19 | 20 | 0.7125 | 0.75 | 2018-10-31 00:00:00
2100041490046 | UK Utility Reserve Limited | Port Talbot, Afan Way |  | Afan Way | PORT TALBOT |  | SA12 6HQ | 275574 | 189745 | To be confirmed | To be confirmed | 33kV connection | Western Power Distribution (South Wales) plc | Other Generation |  |  |  | 19 | 20 | [12 empty] | No | Connected | 2020-07-14 | 20 | 19 | 20 | 0.2375 | 0.25 | 2018-10-08 00:00:00
1470000857244 | UBB Waste (Gloucestershire) Limited | Javelin Park |  | Javelin Park, Bath Road | STONEHOUSE | Gloucestershire | GL10 3ET | 379987 | 210480 | IRON ACTON 132kV S STN | RYEFORD 132kV S STN | 33kV connection | Western Power Distribution (West Midlands) plc | Waste Incineration (not CHP) |  |  |  | 20.9 | 22 | [12 empty] | No | Connected | 2020-07-14 | 22 | 20.9 | 22 | 3.8 | 4 | 2018-09-01 00:00:00
None | Uk Power Reserve Limited | BRIDGWATER HUNTWORTH MARSH LANE (33kV SUPPLY) |  | Marsh Lane | BRIDGWATER | Somerset | TA6 6LQ | 330849.877 | 135286.037 | Bridgwater S.G.P. | Bridgwater Grid Bsp | 33kV connection | Western Power Distribution (South West) plc | Other Generation |  |  |  | 11.97 | 12.6 | [12 empty] | No | Connected | 2020-07-14 | 12.6 | 9.5 | 10 | 0.19 | 0.2 | 2001-11-02 00:00:00
1470000970915 | Mueller Europe Limited | Wednesbury Copper Tube | Wednesbury Copper Tube | Oxford Street | West Midlands |  | WV14 7DS | 395782.973 | 296078.837 | WILLENHALL 132 25kV S STN | Willenhall 132/25/11kVDUMMY | Willenhall 132/25/11kVDUMMY | Western Power Distribution (West Midlands) plc | Small CHP (>1MW, <5MW) |  |  |  | 2.4083 | 2.535 | [12 empty] | No | Connected | 2020-07-14 | 2.535 | 0.4275 | 0.45 | 4.94 | 5.2 | 2018-10-01 00:00:00
1170000939920 | Mercia Power Response (Private Road No. 5) Limited | Private Road No. 5 |  | Private Road No. 5 | NOTTINGHAM |  | NG4 2JU | 462499 | 340381 | Stoke Bardolph 132kv | NOTTINGHAM EAST 33kV S STN | 33kV connection | Western Power Distribution (East Midlands) plc | Other Generation |  |  |  | 15.2 | 16 | [12 empty] | No | Connected | 2020-07-14 | 16 | 15.2 | 16 | 0.2375 | 0.25 | 2018-09-28 00:00:00
1470000883208 | Lavant Power Ltd | Hinksford Farm |  | Hinksford Lane | KINGSWINFORD | West Midlands | DY6 0BH | 0 | 0 | To be confirmed | To be confirmed | 33kV connection | Western Power Distribution (West Midlands) plc | Other Generation |  |  |  | 19 | 20 | [12 empty] | No | Connected | 2020-07-14 | 20 | 19 | 20 | 0.095 | 0.1 | 2018-09-10 00:00:00
1100770888838 | Infinis Ltd | Staveley Landfill Site, Hall Lane, Stave |  | Staveley Landfill Site, Hall Lane, Stave | Derbyshire |  | S43 3TP | 442640.539 | 375433.494 | CHESTERFIELD 132kV S STN | STAVELEY 33kV S STN | STAVELEY 11kV S STN | Western Power Distribution (East Midlands) plc | Mixed |  |  |  | 3.5444 | 3.731 | [12 empty] | No | Connected | 2020-07-14 | 3.731 | 2.7996 | 2.947 | 0.1425 | 0.15 | 2004-12-01 00:00:00
1170000896018 | Mercia Power Response (Private Road No. 5) Limited | 11kV Generation |  | Private Road No.5 | NOTTINGHAM | Nottinghamshire | NG4 2BD | 462581 | 340295 | Stoke Bardolph 132kv | NOTTINGHAM EAST 33kV S STN | COLWICK 33 11kV S STN | Western Power Distribution (East Midlands) plc | Other Generation |  |  |  | 4.94 | 5.2 | [12 empty] | No | Connected | 2020-07-14 | 5.2 | 4.75 | 5 | 0.1425 | 0.15 | 2018-09-01 00:00:00
1170001003928 | Mercia Power Response (Asher Lane 2) Limited | Asher Lane 2 Generation Facility |  | Asher Lane | RIPLEY | Derbyshire | DE5 3SW | 439369 | 351789 | CHESTERFIELD 132kV S STN | ALFRETON 33kV S STN | 33kV connection | Western Power Distribution (East Midlands) plc | Other Generation |  |  |  | 13.3 | 14 | [12 empty] | No | Connected | 2020-07-14 | 14 | 13.3 | 14 | 0.2508 | 0.264 | 2018-12-04 00:00:00
1426234500003 | Infinis (Re-Gen) Limited | Cold Meece Landfill Site |  | Cold Meece Landfill Site | Staffs |  | 0 | 385047.228 | 334380.174 | Cellarhead 132kV | MEAFORD C 132kV S STN | COTES HEATH 33 11kV S STN | Western Power Distribution (West Midlands) plc | Landfill Gas, Sewage Gas, Biogas (not CHP) |  |  |  | 3.0352 | 3.195 | [12 empty] | No | Connected | 2020-07-14 | 3.195 | 1.6625 | 1.75 | 0.152 | 0.16 | 2010-03-25 00:00:00
1470000974539, 1470000974557 | Banbury Power | Banbury Power |  | Grimsbury Green | BANBURY | Oxon | OX16 3JJ | 0 | 0 | EAST CLAYDON 132KV S STN | BANBURY 132kV S STN | Banbury 132/11kVDUMMY | Western Power Distribution (West Midlands) plc | Other Generation |  |  |  | 11.4 | 12 | [12 empty] | No | Connected | 2020-07-14 | 12 | 17.1 | 18 | 0.285 | 0.3 | 2018-12-01 00:00:00
1470000934935 | Conrad (Chatterley) Limited | Chatterley Whitfield |  | Biddulph Road | STOKE ON TRENT |  | ST6 8UW | 388199 | 353342 | Cellarhead 132kV | WHITFIELD 132 33kV S STN | 33kV connection | Western Power Distribution (West Midlands) plc | Other Generation |  |  |  | 19.266 | 20.28 | [12 empty] | No | Connected | 2020-07-14 | 20.28 | 23.256 | 24.48 | 0.475 | 0.5 | 2018-12-31 00:00:00
1170001069609 | Huthwaite Solar Farm Ltd | TIBSHELF HUTHWAITE SOLAR FARM TWINYARDS FARM BACK LANE | Huthwaite Solar Farm | Twinyards Farm, Back Lane | TIBSHELF | Derbyshire | DE55 5AX | 445558 | 358646 | CHESTERFIELD 132kV S STN | ANNESLEY 33kV S STN | HUTHWAITE 33 11kV S STN | Western Power Distribution (East Midlands) plc | Other Generation |  |  |  | 4.75 | 5 | [12 empty] | No | Connected | 2020-07-14 | 5 | 4.9998 | 5.263 | 0.266 | 0.28 | 2018-11-30 00:00:00
1170000600748 | GreenYard Frozen UK Ltd | Marsh Lane |  | Marsh Lane | Lincolnshire |  | PE21 7RY | 533105.135 | 342649.88 | WALPOLE 132kV S STN | BOSTON 33kV S STN | MARSH LANE 33 11kV S STN | Western Power Distribution (East Midlands) plc | Mixed |  |  |  | 14.535 | 15.3 | [12 empty] | No | Connected | 2020-07-14 | 15.3 | 2.375 | 2.5 | 4.56 | 4.8 | 2015-03-14 00:00:00
1170001017122 | Sainsbury's Supermarkets Limited | Sainsburys DC6 |  | Style Way | NORTHAMPTON | Northamptonshire | NN4 9EX | 470480.577 | 258547.06 | GRENDON 132kV S STN | NORTHAMPTON 33kV S STN | PINEHAM 33 11kV S STN | Western Power Distribution (East Midlands) plc | Small CHP (>1MW, <5MW) |  |  |  | 1.52 | 1.6 | [12 empty] | No | Connected | 2020-07-14 | 1.6 | 0.9025 | 0.95 | 2.8025 | 2.95 | 2018-11-07 00:00:00
2100041453141 | Innogy Renewables UK Limited | Mynydd Y Gwair Wind Farm, Felindre, Swansea | Mynydd Y Gwair Wind Farm | Heol Glyn Dyfal | SWANSEA |  | SA5 7PX | 264500 | 207800 | Swansea North Grid | 132kV connection | 132kV connection | Western Power Distribution (South Wales) plc | Onshore Wind |  |  |  | 31.16 | 32.8 | [12 empty] | No | Connected | 2020-07-14 | 32.8 | 31.16 | 32.8 | 0.19 | 0.2 | 2018-12-03 00:00:00
1160001439301 | Toyota Motor Manufacturing (UK) Ltd | Toyota Motor Manufacturing |  | Toyota Motor Manufacturing | DERBY | Derbyshire | DE1 9TA | 0 | 0 | To be confirmed | To be confirmed | To be confirmed | Western Power Distribution (East Midlands) plc | Photovoltaic |  |  |  | 11.9221 | 12.5496 | [12 empty] | No | Connected | 2020-07-14 | 12.5496 | 4.56 | 4.8 | 28.5 | 30 | 2011-07-18 00:00:00
2100041495959 | Brecon Power Limited | Ebbw Vale Rassau Ind Est Former Techboard Site | Former Tech Board Site | Rassau Industrial Estate | EBBW VALE |  | NP23 5DW | 315646 | 212537 | To be confirmed | To be confirmed | 33kV connection | Western Power Distribution (South Wales) plc | Other Generation |  |  |  | 19.7771 | 20.818 | [12 empty] | No | Connected | 2020-07-14 | 20.818 | 20.235 | 21.3 | 0.6365 | 0.67 | 2018-11-12 00:00:00
1170001035646 | Mercia Power Response (Sandy Lane) Limited | Sandy Lane Generation Worksop Nottinghamshire S80 3ET |  | Sandy Lane | WORKSOP | Nottinghamshire | S80 3ET | 457522 | 380120 | WEST BURTON 132kV S STN | WORKSOP 33kV S STN | WORKSOP WEST 33 11kV S STN | Western Power Distribution (East Midlands) plc | Other Generation |  |  |  | 6.84 | 7.2 | [12 empty] | No | Connected | 2020-07-14 | 7.2 | 6.65 | 7 | 0.095 | 0.1 | 2018-12-13 00:00:00
2189999997354 | Dow Corning Limited | Dow Corning 132kV Connection |  | Barry Plant | BARRY |  | . | 314620 | 168600 | To be confirmed | 132kV connection | 132kV connection | Western Power Distribution (South Wales) plc | Mixed |  |  |  | 26.0353 | 27.4056 | [12 empty] | No | Connected | 2020-07-14 | 27.4056 | 9.5 | 10 | 14.25 | 15 | 1997-12-24 00:00:00
2200042911992 | Viridor Waste Management Ltd | Bristol - Severn Road Chittening |  | Severn Road | BRISTOL |  | BS11 0YU | 353500 | 182150 | To be confirmed | To be confirmed | 33kV connection | Western Power Distribution (South West) plc | Waste Incineration (not CHP) |  |  |  | 42.1448 | 44.363 | [12 empty] | No | Connected | 2020-07-14 | 44.363 | 0 | 0 | 3.8 | 4 | 2019-09-01 00:00:00
2189999998739 | Tata Steel UK Limited | Port Talbot, Margam |  |  | PORT TALBOT |  | SA13 1AA | 0 | 0 | To be confirmed | To be confirmed | 66kV connection | Western Power Distribution (South Wales) plc | To be confirmed |  |  |  | 0 | 0 | [12 empty] | No | Connected | 2020-07-14 | 0 | 19 | 20 | 123.5 | 130 | 0
2200042999603 | Kawasaki Precision Machinery (UK) Limited | Ernersettle Lane Plymouth |  |  | PLYMOUTH | Devon | PL5 2SA | 244501.9 | 60472.663 | Landulph S.G.P. | Ernesettle Bsp | Ernesettle B & S | Western Power Distribution (South West) plc | Photovoltaic |  |  |  | 0.09405 | 0.099 | [12 empty] | No | Connected | 2020-07-14 | 0.099 | 0.09405 | 0.099 | 2.09 | 2.2 | 2018-12-17 00:00:00
1470001005334 | West Midlands Grid Storage Two Ltd | West Midlands Grid Storage TWO |  | Commercial Road | WOLVERHAMPTON | West Midlands | WV1 3RD | 392291 | 298130 | WILLENHALL 132 25kV S STN | WOLVERHAMPTON 132kV S STN | Wolverhampton 132/33/11kV DUMMY | Western Power Distribution (West Midlands) plc | Storage (Battery) |  |  |  | 5.073 | 5.34 | [12 empty] | No | Connected | 2020-07-14 | 5.34 | 4.9998 | 5.263 | 4.9998 | 5.263 | 2019-03-01 00:00:00
1460002028958 | Dwr Cymru Welsh Water | Eign Wwtw |  | Eign Wwtw | HEREFORD |  | HR1 2RX | 352023.385 | 238851.25 | BISHOPS WOOD 132kV S STN | HEREFORD 66kV S STN | HEREFORD SOUTH 66 11kV S STN | Western Power Distribution (West Midlands) plc | Mixed |  |  |  | 3.8 | 4 | [12 empty] | No | Connected | 2020-07-14 | 4 | 1.9 | 2 | 1.52 | 1.6 | 2009-09-09 00:00:00
1470001033401 | GKN Wheels & Structures | Hadley Castle Works |  | Hadley Castle Works | Telford |  | TF1 4RE | 0 | 0 | To be confirmed | To be confirmed | To be confirmed | Western Power Distribution (West Midlands) plc | Other Generation |  |  |  | 0.38 | 0.4 | [12 empty] | No | Connected | 2020-07-14 | 0.4 | 0.39995 | 0.421 | 8.075 | 8.5 | 2019-02-12 00:00:00
1170000968745, 1170000968736 | Mercedes AMG High Performance Powertrains Ltd | Mercedes AMG High Performance Powertrains Ltd |  | Morgan Drive | Northamptonshire |  | NN6 9GZ | 475373.624 | 271383.878 | GRENDON 132kV S STN | NORTHAMPTON WEST 33kV S STN | CHAPEL BRAMPTON 33 11kV S STN | Western Power Distribution (East Midlands) plc | Mixed |  |  |  | 2.2378 | 2.3556 | [12 empty] | No | Connected | 2020-07-14 | 2.3556 | 0.9025 | 0.95 | 6.46 | 6.8 | 2019-02-07 00:00:00
1170001052181 | UK Utility Reserve Limited | Spondon Peaking | Spondon Peaking | Holme Lane | DERBY | Derbyshire | DE21 7ZS | 440556.366 | 334535.622 | WILLINGTON 132kV S STN | SPONDON B 33kV S STN | 33kV connection | Western Power Distribution (East Midlands) plc | Other Generation |  |  |  | 38 | 40 | [12 empty] | No | Connected | 2020-07-14 | 40 | 39.9997 | 42.105 | 1.425 | 1.5 | 2019-03-16 00:00:00
1170000897173 | Games Workshop Ltd | WILLOW ROAD |  | WILLOW ROAD | Nottinghamshire |  | NG7 2WS | 455662.667 | 338550.101 | RATCLIFFE ON SOAR 132kV S STN | NOTTINGHAM 33kV S STN | NORTH WILFORD 33 11kV S STN | Western Power Distribution (East Midlands) plc | Photovoltaic |  |  |  | 0.3287 | 0.346 | [12 empty] | No | Connected | 2020-07-14 | 0.346 | 0.3287 | 0.346 | 2.945 | 3.1 | 2017-09-26 00:00:00
2200042996843 | C E Avonmouth Turbine Limited | BRISTOL Clean Earth Wind Turbine Kings Weston Lane | Accolade Park | Kings Weston Lane | BRISTOL |  | BS11 9FG | 352393 | 117978 | Seabank Sgp | Avonmouth Bsp | Kingsweston | Western Power Distribution (South West) plc | Onshore Wind |  |  |  | 2.375 | 2.5 | [12 empty] | No | Connected | 2020-07-14 | 2.5 | 2.5004 | 2.632 | 0.0703 | 0.074 | 2019-05-01 00:00:00
2200042996825 | Accolade Wines Limited | BRISTOL Accolade Wines Kings Weston Lane | Accolade Park | Kings Weston Lane | BRISTOL |  | BS11 9FG | 352393 | 179789 | Seabank Sgp | Avonmouth Bsp | Kingsweston | Western Power Distribution (South West) plc | Onshore Wind |  |  |  | 2.375 | 2.5 | [12 empty] | No | Connected | 2020-07-14 | 2.5 | 2.5004 | 2.632 | 1.71 | 1.8 | 2019-05-01 00:00:00
2200042993684 | John Wainwright & Co Limited | SHEPTON MALLET MOONS HILL QUARRY (HV SUPPLY) |  | Moons Hill Quarry | SHEPTON MALLET | Somerset | BA4 4JF | 366154.743 | 146143.431 | Seabank Sgp | Radstock Bsp 132kv | Shepton Mallet | Western Power Distribution (South West) plc | Photovoltaic |  |  |  | 0.1425 | 0.15 | [12 empty] | No | Connected | 2020-07-14 | 0.15 | 0.1425 | 0.15 | 1.5675 | 1.65 | 2019-04-01 00:00:00
1170000871324 | BESS HILL FARM LIMITED | Hill Farm Battery Storage |  | Spring Lane | PACKINGTON | Leicestershire | LE65 1WU | 437423 | 314280 | ENDERBY 132kV S STN | COALVILLE 33KV S STN | 33kV connection | Western Power Distribution (East Midlands) plc | Storage (Battery) |  |  |  | 9.88 | 10.4 | [12 empty] | No | Connected | 2020-07-14 | 10.4 | 9.5 | 10 | 7.6 | 8 | 2019-04-22 00:00:00
1470001061826 | Plastic Omnium Automotive Ltd | COLESHILL, Unit 3a, Edison Road |  | Unit 3a, Edison Road | COLESHILL | Birmingham | B46 1DA | 419445.453 | 291824.042 | LEA MARSTON 132kV S STN | HAMS HALL SOUTH 132kV S STN | Hams Hall South 132/11kVDUMMY | Western Power Distribution (West Midlands) plc | Small CHP (>1MW, <5MW) |  |  |  | 1.14 | 1.2 | [12 empty] | No | Connected | 2020-07-14 | 1.2 | 0.4275 | 0.45 | 1.9 | 2 | 2019-06-01 00:00:00
1470000965881 | Invista (Uk) Limited | ERMIN STREET |  | ERMIN STREET | GLOUCESTER |  | GL3 4HP | 0 | 0 | PORT HAM 132kV S STN | CASTLE MEADS 33kV S STN | BROCKWORTH 33 11kV S STN | Western Power Distribution (West Midlands) plc | Small CHP (>1MW, <5MW) |  |  |  | 3.135 | 3.3 | [12 empty] | No | Connected | 2020-07-14 | 3.3 | 0.09405 | 0.099 | 7.6 | 8 | 2018-07-25 00:00:00
1170001123708 | Lhoist Uk Ltd | Beswicks No 1 (Lime Stone quarries) |  | Hindlow Beswicks (Limestone Quarry | BUXTON | Derbyshire | SK17 0EL | 408647.728 | 369010.583 | To be confirmed | BUXTON 132kV S STN | HINDLOW 33 11kV S STN | Western Power Distribution (East Midlands) plc | Mini CHP (<1MW) |  |  |  | 0.95 | 1 | [12 empty] | No | Connected | 2020-07-14 | 1 | 0.95 | 1 | 3.04 | 3.2 | 2019-05-01 00:00:00
2200043043311 | Warburtons Limited | BRISTOL Plot 8010 Western Approach | Plot 8010 | Western Approach Business Park | BRISTOL |  | BS35 4GG | 354717.305 | 183838.187 | Iron Acton S.G.P. | Seabank Bsp | Western Approach | Western Power Distribution (South West) plc | Mixed |  |  |  | 1.4048 | 1.4788 | [12 empty] | No | Connected | 2020-07-14 | 1.4788 | 0.47405 | 0.499 | 2.09 | 2.2 | 2013-01-01 00:00:00
2200042991000 | Hele Manor Limited | Hele Manor STOR, Hele Manor, Hele, Taunton, |  | Hele Manor Stor | TAUNTON |  | TA4 1AH | 319200 | 124400 | To be confirmed | To be confirmed | 33kV connection | Western Power Distribution (South West) plc | Landfill Gas, Sewage Gas, Biogas (not CHP) |  |  |  | 19.266 | 20.28 | [12 empty] | No | Connected | 2020-07-14 | 20.28 | 20.4278 | 21.503 | 0.475 | 0.5 | 2019-06-06 00:00:00
2200031824747 | Flogas Britain Ltd | SEVERN ROAD, HALLEN, BRISTOL, BS10 7SQ |  | Severn Road | BRISTOL |  | BS10 7SQ | 0 | 0 | Seabank Sgp | Avonmouth Bsp | Kingsweston | Western Power Distribution (South West) plc | Mixed |  |  |  | 10.45 | 11 | [12 empty] | No | Connected | 2020-07-14 | 11 | 4.7405 | 4.99 | 1.9 | 2 | 1990-01-22 00:00:00
1170001102841 | Durham RP Limited | MANSFIELD, KESTRAL ROAD GENERATION |  | Kestral Road | MANSFIELD |  | NG18 5FT | 452598 | 359584 | CHESTERFIELD 132kV S STN | MANSFIELD 33kV S STN | SKEGBY LANE 33 11kV S STN | Western Power Distribution (East Midlands) plc | Other Generation |  |  |  | 3.8 | 4 | [12 empty] | No | Connected | 2020-07-14 | 4 | 3.8 | 4 | 0.1425 | 0.15 | 2019-09-17 00:00:00
1170001061655 | Leicester District Energy Company Ltd | University Of Leicester Intake Substation |  | University Of Leicester Intake Substation | LEICESTER | Leicestershire | LE1 7RH | 459202 | 303280 | ENDERBY 132kV S STN | LEICESTER EAST 33kV S STN | HIGHFIELDS 33 11kV S STN | Western Power Distribution (East Midlands) plc | Small CHP (>1MW, <5MW) |  |  |  | 3.04 | 3.2 | [12 empty] | No | Connected | 2020-07-14 | 3.2 | 3.8 | 4 | 4.275 | 4.5 | 2012-12-01 00:00:00
1170001173179 | Mercia Power Response (Manners Avenue 2) Limited | STOR Generation site No 2 |  | Manners Avenue | ILKESTON | Derbysire | DE7 8EF | 445481 | 342236 | WILLINGTON 132kV S STN | STANTON 33kV S STN | ILKESTON 33 11kV S STN | Western Power Distribution (East Midlands) plc | Other Generation |  |  |  | 6.84 | 7.2 | [12 empty] | No | Connected | 2020-07-14 | 7.2 | 6.65 | 7 | 0.1425 | 0.15 | 2019-10-01 00:00:00
2198765426173 | Renewable Power Generation Ltd | Tythegston Landfill Generation |  | Tythegston Landfilll Generation Facility | BRIDGEND |  | CF32 0NE | 285137.836 | 179004.465 | Pyle Grid | Pyle Bsp | Nottage | Western Power Distribution (South Wales) plc | Other Generation |  |  |  | 1.1742 | 1.236 | [12 empty] | No | Connected | 2020-07-14 | 1.236 | 1.2046 | 1.268 | 0.038 | 0.04 | 1998-09-15 00:00:00
1470000942820, 1470000942801 | Hamble Power Limited | HAMBLE POWER, Buse Gases, Johnsons Bridge Road, West Bromwich | Hamble Power | Johnsons Bridge Road | WEST BROMWICH |  | B71 1DG | 399992 | 292705 | OCKER HILL C 132kV S STN | To be confirmed | Black Lake 132/11kVDUMMY | Western Power Distribution (West Midlands) plc | Other Generation |  |  |  | 17.1 | 18 | [12 empty] | No | Connected | 2020-07-14 | 18 | 17.1 | 18 | 0.38 | 0.4 | 2019-09-29 00:00:00
1170001183317 | Mercia Power Response (Whittington Road) Limited | Whittington Road Generation Site |  | Whittington Road | CHESTERFIELD | Derbyshire | S43 2PW | 441263 | 375371 | CHESTERFIELD 132kV S STN | STAVELEY 33kV S STN | STAVELEY 11kV S STN | Western Power Distribution (East Midlands) plc | Landfill Gas, Sewage Gas, Biogas (not CHP) |  |  |  | 8.4778 | 8.924 | [12 empty] | No | Connected | 2020-07-14 | 8.924 | 6.65 | 7 | 0.1425 | 0.15 | 2019-12-01 00:00:00
1100050222428 | White Tower Energy Ltd | Derby Cogen Site |  | VICTORY ROAD | DERBYSHIRE |  | DE24 8BJ | 0 | 0 | To be confirmed | 132kV connection | 132kV connection | Western Power Distribution (East Midlands) plc | Mixed |  |  |  | 70.3095 | 74.01 | [12 empty] | No | Connected | 2020-07-14 | 74.01 | 70.3 | 74 | 1.14 | 1.2 | 1999-01-01 00:00:00
1470001127510 | Renishaw PLC | a1-a3 ashville park | A1-A3 Ashville Park | Short Way | THRONBURY |  | BS35 3UU | 363877 | 189365 | IRON ACTON 132kV S STN | CHIPPING SODBURY 132kV S STN | ALVESTON 33 11kV S STN | Western Power Distribution (West Midlands) plc | Photovoltaic |  |  |  | 0.1672 | 0.176 | [12 empty] | No | Connected | 2020-07-14 | 0.176 | 0.0836 | 0.088 | 1.425 | 1.5 | 2019-12-01 00:00:00
1460001741215 | Malvern 1 Ltd | SCOTIA BUSINESS PARK | Malvern 1 Ltd | SCOTIA BUSINESS PARK | STOKE ON TRENT | STAFFORDSHIRE | ST6 4HG | 386330.359 | 350698.734 | Cellarhead 132kV | BURSLEM 132kV S STN | Burslem 132/33/11kVDUMMY | Western Power Distribution (West Midlands) plc | Mixed |  |  |  | 6.9768 | 7.344 | [12 empty] | No | Connected | 2020-07-14 | 7.344 | 3.4884 | 3.672 | 0.285 | 0.3 | 2007-03-05 00:00:00
1470000523742 | Renishaw Plc | Stroudwater Business Park | Renishaw Plc | Brunel Way | Stonehouse |  | GL10 3SX | 379630.21 | 206034.724 | IRON ACTON 132kV S STN | RYEFORD 132kV S STN | Ryeford 132/33/11kVDUMMY | Western Power Distribution (West Midlands) plc | Photovoltaic |  |  |  | 0.61655 | 0.649 | [12 empty] | No | Connected | 2020-07-14 | 0.649 | 0.475 | 0.5 | 1.425 | 1.5 | 2015-09-03 00:00:00
1100771060879 | Alkane Energy UK Limited | WHITWELL, SOUTHFIELD LANE |  | Southfield Lane | WHITWELL | Derbyshire | S80 3LH | 453301.522 | 375749.46 | CHESTERFIELD 132kV S STN | WHITWELL 33kV S STN | CRAGGS LANE 33 11kV S STN | Western Power Distribution (East Midlands) plc | Mixed |  |  |  | 3.5368 | 3.723 | [12 empty] | No | Connected | 2020-07-14 | 3.723 | 2.2325 | 2.35 | 0.19 | 0.2 | 2005-07-06 00:00:00
2100041591640, 2100041591659 | University of South Wales | University of South Wales Treforest Campus Pontypridd | Treforest Campus | Llantwit Road | PONTYPRIDD | Rct | CF37 1DL | 308178.628 | 188460.745 | Upper Boat | Upper Boat Bsp | Upper Boat Primary | Western Power Distribution (South Wales) plc | Photovoltaic |  |  |  | 0.077881 | 0.08198 | [12 empty] | No | Connected | 2020-07-14 | 0.08198 | 0.09405 | 0.099 | 1.52 | 1.6 | 2011-06-16 00:00:00
1470000310059 | AO Recycling Limited | STAFFORD PARK 11 | Ao Recycling | STAFFORD PARK 11 | SHROPSHIRE |  | TF3 3AY | 372018.751 | 308560.939 | IRONBRIDGE 132kV S STN | KETLEY 132kV S STN | SNEDSHILL 33 11kV S STN | Western Power Distribution (West Midlands) plc | Photovoltaic |  |  |  | 0.1235 | 0.13 | [12 empty] | No | Connected | 2020-07-14 | 0.13 | 0.1235 | 0.13 | 1.9 | 2 | 2015-11-19 00:00:00
1170001216585 | Britvic Soft Drinks Ltd UK | Britvic Soft Drinks |  | Aventine Way | RUGBY | Warwickshire | CV21 1HA | 0 | 0 | To be confirmed | To be confirmed | To be confirmed | Western Power Distribution (East Midlands) plc | Medium CHP (>5MW,<50MW) |  |  |  | 8.55 | 9 | [12 empty] | No | Connected | 2020-07-14 | 9 | 0.95 | 1 | 4.275 | 4.5 | 2019-08-03 00:00:00
2200030373964 | OXW Catalina (Logistics XVII) Limited | Old Newton Road Heathfield Newton Abbot |  | Old Newton Road | NEWTON ABBOT | Devon | TQ12 6RF | 283328.81 | 75899.883 | Abham S.G.P. | Newton Abbot Bsp (Forde Road) | Chudleigh Knighton | Western Power Distribution (South West) plc | Other Generation |  |  |  | 3.42 | 3.6 | [12 empty] | No | Connected | 2020-07-14 | 3.6 | 1.9 | 2 | 4.085 | 4.3 | 1999-04-01 00:00:00
1170000818376 | Kiln Power Limited | Lime Kilns Generation Connection Point A | Unit 6 |  | HINCKLEY | Leicestershire | LE10 3EQ | 441334 | 292553 | COVENTRY 132kV S STN | HINCKLEY 132KV S STN | HINCKLEY 11kV S STN | Western Power Distribution (East Midlands) plc | Other Generation |  |  |  | 10.792 | 11.36 | [12 empty] | No | Connected | 2020-07-14 | 11.36 | 7.9999 | 8.421 | 0.3325 | 0.35 | 2018-03-12 00:00:00
1170000818367 | Kiln Power Limited | Lime Kilns Generation Connection Point B | Unit 6 |  | HINCKLEY | Leicestershire | LE10 3EQ | 441334 | 292553 | COVENTRY 132kV S STN | HINCKLEY 132KV S STN | HINCKLEY 11kV S STN | Western Power Distribution (East Midlands) plc | Other Generation |  |  |  | 10.792 | 11.36 | [12 empty] | No | Connected | 2020-07-14 | 11.36 | 7.9999 | 8.421 | 0.0475 | 0.05 | 2018-03-12 00:00:00
2100041526640 | Bryn Blaen Wind Farm Limited | St Harman Bryn Blaen |  | Bryn Blaen Wind Farm | ST HARMAN |  | LD6 5LF | 306912 | 201154 | To be confirmed | To be confirmed | 66kV connection | Western Power Distribution (South Wales) plc | To be confirmed |  |  |  | 0 | 0 | [12 empty] | No | Connected | 2020-07-14 | 0 | 13.87 | 14.6 | 0.1425 | 0.15 | 0
1470000116509 | The Royal Wolverhampton Hospitals N H S Trust | NEW CROSS HOSPITAL |  | NEW CROSS HOSPITAL | WEST MIDLANDS |  | WV10 0QP | 393590.034 | 300395.719 | Bushbury D 132kV | BUSHBURY C 132kV S STN | Bushbury B-C 132/33/11kVDUMMY | Western Power Distribution (West Midlands) plc | Mixed |  |  |  | 1.976 | 2.08 | [12 empty] | No | Connected | 2020-07-14 | 2.08 | 1.9 | 2 | 3.8 | 4 | 2013-02-27 00:00:00
1170001229422 | Willshees Waste & Recycling Ltd | DEPOT 3, OFF CADLEY HILL ROAD, SWADLINCOTE | Depot 3 | Off Cadley Hill Road | SWADLINCOTE | Derbyshire | DE11 9GE | 426689 | 318641 | DRAKELOW 132kV | GRESLEY 33kV S STN | GRESLEY 11kV S STN | Western Power Distribution (East Midlands) plc | Photovoltaic |  |  |  | 0.2508 | 0.264 | [12 empty] | No | Connected | 2020-07-14 | 0.264 | 0.2508 | 0.264 | 2.85 | 3 | 2020-01-01 00:00:00
1100770280194 | Apex Energy Limited | SOMERCOTES Pye Bridge Generating Station Pye Bridge Industrial Estate | Pye Bridge Generating Station | Pye Bridge Industrial Estate | SOMERCOTES | Derbyshire | DE55 4NX | 442102.975 | 354391.385 | CHESTERFIELD 132kV S STN | ALFRETON 33kV S STN | SOMERCOTES 33 11kV S STN | Western Power Distribution (East Midlands) plc | Landfill Gas, Sewage Gas, Biogas (not CHP) |  |  |  | 9.6501 | 10.158 | [12 empty] | No | Connected | 2020-07-14 | 10.158 | 8.55 | 9 | 0.475 | 0.5 | 2017-01-09 00:00:00
1470000426481 | University of Sheffield | Willenhall Energy Park |  | Willenhall Primary Substation, Bilston Road | WOLVERHAMPTON | West Midlands | B62 8DR | 396024.286 | 297517.987 | WILLENHALL 132 25kV S STN | Willenhall 132/25/11kVDUMMY | Willenhall 132/25/11kVDUMMY | Western Power Distribution (West Midlands) plc | Mixed |  |  |  | 2.565 | 2.7 | [12 empty] | No | Connected | 2020-07-14 | 2.7 | 2.565 | 2.7 | 2.565 | 2.7 | 2015-03-09 00:00:00
1470000806514 | Gloucestershire Hospitals Subsidiary Company Ltd | Gloucester Royal Hospital |  | Gloucester Royal Hospital | Gloucester |  | GL1 3NL | 383942.761 | 218662.639 | PORT HAM 132kV S STN | CASTLE MEADS 33kV S STN | COMMERCIAL RD 33 11kV S STN | Western Power Distribution (West Midlands) plc | Mixed |  |  |  | 7.1772 | 7.555 | [12 empty] | No | Connected | 2020-07-14 | 7.555 | 6.5008 | 6.843 | 3.04 | 3.2 | 2018-01-31 00:00:00
1170000962975 | Ibstock Building Products Ltd | Leicester Road |  | Leicester Road | 0 |  | LE67 6HS | 441270.259 | 310805.395 | ENDERBY 132kV S STN | COALVILLE 33KV S STN | COALVILLE 11kV S STN | Western Power Distribution (East Midlands) plc | Photovoltaic |  |  |  | 3.8902 | 4.095 | [12 empty] | No | Connected | 2020-07-14 | 4.095 | 3.9701 | 4.179 | 2.47 | 2.6 | 2020-01-29 00:00:00
1170001266061 | Arena Coventry Limited | COVENTRY CITY FOOTBALL CLUB LTD |  | COVENTRY CITY FOOTBALL CLUB LTD | PHOENIX WAY | COVENTRY | CV6 6GE | 434231.456 | 283468.837 | COVENTRY 132kV S STN | COVENTRY NORTH 33kV S STN | COVENTRY ARENA 33 11kV S STN | Western Power Distribution (East Midlands) plc | Mini CHP (<1MW) |  |  |  | 0.3325 | 0.35 | [12 empty] | No | Connected | 2020-07-14 | 0.35 | 0.3325 | 0.35 | 2.09 | 2.2 | 2020-03-28 00:00:00
2100041142381 | Viridor Trident Park Limited | CARDIFF, Viridor Trident Park EFW |  | Viridor Trident Park E F W | CARDIFF |  | CF24 5EN | 320237.703 | 175359.352 | Cardiff East Grid | Cardiff Central Grid | 33kV connection | Western Power Distribution (South Wales) plc | Other Generation |  |  |  | 37.715 | 39.7 | [12 empty] | No | Connected | 2020-07-14 | 39.7 | 34.9828 | 36.824 | 4.75 | 5 | 2014-03-31 00:00:00
2200042965260 | SSDC Opium Power Limited | Fideoak Mill BESS, Bishops Hull, Taunton |  | Fideoak Mill Bess | TAUNTON | Somerset | TA4 1AF | 319260 | 124890 | Taunton S.G.P. | Taunton Main Bsp | 33kV connection | Western Power Distribution (South West) plc | Storage (Battery) |  |  |  | 26.334 | 27.72 | [12 empty] | No | Connected | 2020-07-14 | 27.72 | 29.9991 | 31.578 | 28.5 | 30 | 2020-03-24 00:00:00
2200043128694 | Sibelco UK Limited | EAST GOLDS WORKS, NEWTON ABBOT | East Golds Works | Kingsteignton Road | NEWTON ABBOT | Devon | TQ12 2PA | 286467.413 | 72182.198 | Abham S.G.P. | Newton Abbot Bsp (Forde Road) | Newton Abbot Main | Western Power Distribution (South West) plc | Small CHP (>1MW, <5MW) |  |  |  | 1.0136 | 1.067 | [12 empty] | No | Connected | 2020-07-14 | 1.067 | 0.475 | 0.5 | 2.09 | 2.2 | 2020-04-16 00:00:00
1170001286040 | Simply Cartons Ltd | Simply Cartons Ltd | Simply Cartons Ltd | Perry Road | NOTTINGHAM | Nottinghamshire | NG5 1GQ | 455815.49 | 342922.031 | RATCLIFFE ON SOAR 132kV S STN | To be confirmed | NOTTINGHAM NORTH 11kV S STN | Western Power Distribution (East Midlands) plc | To be confirmed |  |  |  | 0 | 0 | [12 empty] | No | Connected | 2020-07-14 | 0 | 0.20995 | 0.221 | 1.14 | 1.2 | 0
1421464500007, 1422464500009 | SOUTH STAFFS WATER COMPANY | Hampton Loade Water Treatment Works |  |  | BRIDGNORTH | Shropshire | WV15 6HD | 374751.504 | 287042.469 | BISHOPS WOOD 132kV S STN | STOURPORT 132 66 33kV S STN | QUATT 33 11kV S STN | Western Power Distribution (West Midlands) plc | Mixed |  |  |  | 43.3295 | 45.61 | [12 empty] | No | Connected | 2020-07-14 | 45.61 | 7.6 | 8 | 10.45 | 11 | 2001-02-28 00:00:00
1100050219211, 1130000047983 | Infinis Ltd | Export Site, Burntstump Landfill |  | Burntstump Hill | ARNOLD | Nottingham | NG5 8PQ | 458544.678 | 350101.834 | CHESTERFIELD 132kV S STN | ANNESLEY 33kV S STN | CALVERTON 33 11kV S STN | Western Power Distribution (East Midlands) plc | Landfill Gas, Sewage Gas, Biogas (not CHP) |  |  |  | 2.2135 | 2.33 | [12 empty] | No | Connected | 2020-07-14 | 2.33 | 1.9047 | 2.005 | 0.095 | 0.1 | 1992-09-09 00:00:00
1470001166538 | Ricoh (UK) Products Ltd | Priorslee |  | Priorslee | Shropshire |  | TF2 9NS | 371833.192 | 309437.625 | IRONBRIDGE 132kV S STN | KETLEY 132kV S STN | SNEDSHILL 33 11kV S STN | Western Power Distribution (West Midlands) plc | Photovoltaic |  |  |  | 1.0705 | 1.1268 | [12 empty] | No | Connected | 2020-07-14 | 1.1268 | 1.0906 | 1.148 | 2.47 | 2.6 | 2010-12-03 00:00:00
2200043167062 | INTERFISH LTD | Interfish |  | Wallsend Industrial Estate | PLYMOUTH | Devon | PL4 0RW | 249390.797 | 53514.54 | Abham S.G.P. | Plymouth Bsp | Prince Rock | Western Power Distribution (South West) plc | Photovoltaic |  |  |  | 0.475 | 0.5 | [12 empty] | No | Connected | 2020-07-14 | 0.5 | 0.09405 | 0.099 | 1.615 | 1.7 | 2020-06-11 00:00:00
| Enviroparks Hirwaun Ltd | Enviroparks | Fifth Avenue | Hirwaun | Aberdare |  | CF44 9YN | 293969.085 | 205833.786 | Swansea North Grid | Hirwaun Grid | Hirwaun Primary | Western Power Distribution (South Wales) plc | Medium CHP (>5MW,<50MW) |  |  |  | 17.8125 | 18.75 | [12 empty] | No | Accecpted to Connect | 2020-07-14 | [6 empty] | 18.75 | 17.8125 | 18.75 | 2.85 | 3 | 2011-11-18 00:00:00 | N/A
| Stuart Partners Ltd | Hill Barton Business Park | Sidmouth Road | Clyst St.Mary | Exeter | Decon | EX5 1SD | 300446.685 | 91251.496 | Exeter Main S.G.P. | Sowton Bsp |  | Western Power Distribution (South West) plc | Waste Incineration (not CHP) |  |  |  | 10.45 | 11 | [12 empty] | No | Accecpted to Connect | 2020-07-14 | [6 empty] | 11 | 10.45 | 11 | 1.71 | 1.8 | 2011-09-26 00:00:00 | N/A
| Energie Kontor Uk Ltd | CEFN BLAENAU | . | Rhydcymerau | Llandeilo |  | SA19 7RF | 256987.309 | 246080.861 | Swansea North Grid | Lampeter Grid | Lampeter Primary | Western Power Distribution (South Wales) plc | Onshore Wind |  |  |  | 4.75 | 5 | [12 empty] | No | Accecpted to Connect | 2020-07-14 | [6 empty] | 5 | 4.75 | 5 | 4.75 | 5 | 2013-03-06 00:00:00 | N/A
| Mts Exbury Solar Limited | Cil Ddewi Uchaf | . | Llannon | Llanelli |  | SA14 8JZ | 264462.559 | 200039.621 | Swansea North Grid | 132kV connection | 132kV connection | Western Power Distribution (South Wales) plc | Photovoltaic |  |  |  | 28.5 | 30 | [12 empty] | No | Accecpted to Connect | 2020-07-14 | [6 empty] | 30 | 28.5 | 30 | 28.5 | 30 | 2013-09-05 00:00:00 | N/A
| Trendeal Solar Farm Limited | Trendeal Solar Farm | . |  | Ladock |  |  | 191317.627 | 56958.849 | Indian Queens S.G.P. | Fraddon Bsp |  | Western Power Distribution (South West) plc | Photovoltaic |  |  |  | 22.8 | 24 | [12 empty] | No | Accecpted to Connect | 2020-07-14 | [6 empty] | 24 | 22.8 | 24 | 22.8 | 24 | 2013-06-19 00:00:00 | N/A
1170001154334, 1170001154343 | School Farm Solar Park Limited | Churchover Solar Farm | School Farm | Churchover | Rugby |  | CV23 0EG | 450356.568 | 276916.946 | COVENTRY 132kV S STN | RUGBY 33kV S STN | 33kV or 66kV connection | Western Power Distribution (East Midlands) plc | Photovoltaic |  |  |  | 11.4 | 12 | [12 empty] | No | Accecpted to Connect | 2020-07-14 | [6 empty] | 12 | 11.4 | 12 | 11.4 | 12 | 2013-10-25 00:00:00 | N/A
1170000474393, 1170000474418, 1170000474427, 1170000474436, 1170000474445, 1170000474409 | Push Energy (Decoy) Ltd | Organic Recycling Ltd | Spalding Road |  | Peterborough |  | PE6 0LX | 525404.817 | 321105.873 | WALPOLE 132kV S STN | SPALDING CLAY LAKE 33kV S STN |  | Western Power Distribution (East Midlands) plc | Other Generation |  |  |  | 17.1 | 18 | [12 empty] | No | Accecpted to Connect | 2020-07-14 | [6 empty] | 18 | 17.1 | 18 | 0 | 0 | 2013-08-06 00:00:00 | N/A
| Ecotricity Group Limited | 0 | Doulting |  | Shepton Mallet | Somerset | BA4 4ND | 364634.072 | 154703.353 | Seabank Sgp | Radstock Bsp 132kv |  | Western Power Distribution (South West) plc | Photovoltaic |  |  |  | 3.99 | 4.2 | [12 empty] | No | Accecpted to Connect | 2020-07-14 | [6 empty] | 4.2 | 3.99 | 4.2 | 3.99 | 4.2 | 2014-01-08 00:00:00 | N/A
| Green Energy Networks Ltd | Wittering | Ford Road | Wittering | Stamford | Peterborough | PE6 | 505776.547 | 302661.539 | WALPOLE 132kV S STN | STAMFORD 33kV S STN | WITTERING 33 11kV S STN | Western Power Distribution (East Midlands) plc | Photovoltaic |  |  |  | 2.85 | 3 | [12 empty] | No | Accecpted to Connect | 2020-07-14 | [6 empty] | 3 | 2.85 | 3 | 0.095 | 0.1 | 2014-10-07 00:00:00 | N/A
2100041319358, 2100041319367 | Innova Renewables Limited | CARN NICHOLAS FARM | . | Bonymaen | Swansea |  | SA1 7BL | 268717.222 | 193477.728 | Swansea North Grid | Tir John Power Station | 33kV or 66kV connection | Western Power Distribution (South Wales) plc | Photovoltaic |  |  |  | 7.448 | 7.84 | [12 empty] | No | Accecpted to Connect | 2020-07-14 | [6 empty] | 7.84 | 7.448 | 7.84 | 0 | 0 | 2014-05-07 00:00:00 | N/A
2100041539170, 2100041539180 | Hydro Electric Developments Limited | Ystradffin Hydro Power Station | Ystradffin |  | Llandovery | Dyfed | SA20 0PH | 256987.309 | 246080.861 | Swansea North Grid | Lampeter Grid |  | Western Power Distribution (South Wales) plc | Hydro |  |  |  | 1.6245 | 1.71 | [12 empty] | No | Accecpted to Connect | 2020-07-14 | [6 empty] | 1.71 | 1.6245 | 1.71 | 0.095 | 0.1 | 2014-06-11 00:00:00 | N/A
2100041612468, 2100041612477 | Energymyway Ltd | Llanwern Site | Whitson |  | Newport |  | NP18 2AY | 341566.639 | 187320.357 | Uskmouth | 132kV connection | 132kV connection | Western Power Distribution (South Wales) plc | Photovoltaic |  |  |  | 46.55 | 49 | [12 empty] | No | Accecpted to Connect | 2020-07-14 | [6 empty] | 49 | 46.55 | 49 | 0.07885 | 0.083 | 2014-06-26 00:00:00 | N/A
| Wse Afon Llan Limited | Maeseglwys Farm | Morriston |  | Swansea |  | SA6 6NR | 264462.559 | 200039.621 | Swansea North Grid | Swansea North Bsp | 33kV or 66kV connection | Western Power Distribution (South Wales) plc | Photovoltaic |  |  |  | 8.55 | 9 | [12 empty] | No | Accecpted to Connect | 2020-07-14 | [6 empty] | 9 | 8.55 | 9 | 0.095 | 0.1 | 2014-11-12 00:00:00 | N/A
| Rdf Energy No.1 Limited | Baldwins Crane Hire | Westway Road | Alexandria Dock | Newport |  | NP20 2WE | 332970.823 | 185685.314 | Uskmouth | Newport South |  | Western Power Distribution (South Wales) plc | Other Generation |  |  |  | 18.05 | 19 | [12 empty] | No | Accecpted to Connect | 2020-07-14 | [6 empty] | 19 | 18.05 | 19 | 1.805 | 1.9 | 2014-12-18 00:00:00 | N/A
2200043154018, 2200043154027 | Bridgwater Resource Recovery Ltd | Hopkins Concrete Land Adj | Showground Road | Bridgewater | Ta6 6aj |  |  | 330925.652 | 135112.796 | Bridgwater S.G.P. | Bridgwater Grid Bsp | Colley Lane | Western Power Distribution (South West) plc | Photovoltaic |  |  |  | 7.3625 | 7.75 | [12 empty] | No | Accecpted to Connect | 2020-07-14 | [6 empty] | 7.75 | 7.3625 | 7.75 | 1.805 | 1.9 | 2014-10-14 00:00:00 | N/A
| Mr Stuart Watcham | FOEL TRAWSNANT WIND FARM | . | . | Port Talbot |  |  | 282651.661 | 183043.299 | Pyle Grid | Pyle Bsp |  | Western Power Distribution (South Wales) plc | Onshore Wind |  |  |  | 33.25 | 35 | [12 empty] | No | Accecpted to Connect | 2020-07-14 | [6 empty] | 35 | 33.25 | 35 | 0.475 | 0.5 | 2014-10-14 00:00:00 | N/A
2100041495912, 2100041495921 | Beaufort Power Ltd | UNIT 26C | . | Rassau | Ebbw Vale |  | NP23 5DD | 317529.197 | 208130.241 | Rassau G.S.P. | Ebbw Vale |  | Western Power Distribution (South Wales) plc | Other Generation |  |  |  | 19.874 | 20.92 | [12 empty] | No | Accecpted to Connect | 2020-07-14 | [6 empty] | 20.92 | 19.874 | 20.92 | 0.0456 | 0.048 | 2014-10-13 00:00:00 | N/A
| Wse Blackberry Lane Limited | Blackberry Lane Solar Park | Pembroke Dock |  | Pembrokeshire |  |  | 199103.15 | 202330.079 | Pembroke Power Station | Golden Hill Grid |  | Western Power Distribution (South Wales) plc | Photovoltaic |  |  |  | 20.9 | 22 | [12 empty] | No | Accecpted to Connect | 2020-07-14 | [6 empty] | 22 | 20.9 | 22 | 0.095 | 0.1 | 2014-10-29 00:00:00 | N/A
2200042615083, 2200042615092 | Water And Waste Services Ltd | Queen Charlton Recycling Centre | . | Keynsham | Bristol |  | BS31 2TN | 361150.815 | 168242.825 | Iron Acton S.G.P. | Feeder Road 33kv | Whitchurch | Western Power Distribution (South West) plc | Landfill Gas, Sewage Gas, Biogas (not CHP) |  |  |  | 1.52 | 1.6 | [12 empty] | No | Accecpted to Connect | 2020-07-14 | [6 empty] | 1.6 | 1.52 | 1.6 | 0.475 | 0.5 | 2014-10-24 00:00:00 | N/A
| Powersystems Uk Ltd | Willowbrook Industrial Estate | Shelton Road | Corby | . |  | NN17 5XH | 490527.862 | 288985.828 | GRENDON 132kV S STN | CORBY No2 33kV S STN |  | Western Power Distribution (East Midlands) plc | Photovoltaic |  |  |  | 4.75 | 5 | [12 empty] | No | Accecpted to Connect | 2020-07-14 | [6 empty] | 5 | 4.75 | 5 | 2.375 | 2.5 | 2014-12-22 00:00:00 | N/A
| Wentloog Farmers' Solar Scheme Limited | HAWSE FARM | Hawse Lane | Stbrides Wentloog | Newport |  | NP10 8SR | 330457.757 | 185815.062 | Uskmouth | 132kV connection | 132kV connection | Western Power Distribution (South Wales) plc | Photovoltaic |  |  |  | 38.95 | 41 | [12 empty] | No | Accecpted to Connect | 2020-07-14 | [6 empty] | 41 | 38.95 | 41 | 0.00095 | 0.001 | 2015-03-20 00:00:00 | N/A
| Ecotricity | Heckington Fen | Six Hundred Drove | East Heckington | Lincolnshire |  | PE20 3QQ | 519650.844 | 338706.652 | BICKER FEN 132kV S STN | To be confirmed |  | Western Power Distribution (East Midlands) plc | Onshore Wind |  |  |  | 51.3 | 54 | [12 empty] | No | Accecpted to Connect | 2020-07-14 | [6 empty] | 54 | 51.3 | 54 | 1.2397 | 1.305 | 2015-04-17 00:00:00 | N/A
1170000726584, 1170000726593 | Tge Management Company Limited | Blackbridge Farm | Cranford Road |  | Burton Latimer |  | NN15 5TB | 488941.494 | 274750.685 | GRENDON 132kV S STN | KETTERING 33kV S STN | 33kV or 66kV connection | Western Power Distribution (East Midlands) plc | Photovoltaic |  |  |  | 9.5 | 10 | [12 empty] | No | Accecpted to Connect | 2020-07-14 | [6 empty] | 10 | 9.5 | 10 | 0.00095 | 0.001 | 2015-02-19 00:00:00 | N/A
| Renewable Energy Systems Ltd | BRECGFA NORTH WIND FARM | . | Llanllwni | Pencader |  | SA39 9ED | 264462.559 | 200039.621 | Swansea North Grid | Swansea North Bsp |  | Western Power Distribution (South Wales) plc | Onshore Wind |  |  |  | 19 | 20 | [12 empty] | No | Accecpted to Connect | 2020-07-14 | [6 empty] | 20 | 19 | 20 | 0.304 | 0.32 | 2015-07-14 00:00:00 | N/A
| Solar Park Developments Ltd | MORFA YNYS FARMLANDS | Lower Trostre Road |  | Llanelli |  |  | 251766.368 | 198532.254 | Swansea North Grid | Llanelli Grid | Llanelli Primary | Western Power Distribution (South Wales) plc | Photovoltaic |  |  |  | 2.185 | 2.3 | [12 empty] | No | Accecpted to Connect | 2020-07-14 | [6 empty] | 2.3 | 2.185 | 2.3 | 0.019 | 0.02 | 2015-04-30 00:00:00 | N/A
1470000542319, 1470000542328 | Essence Energy Limited | Awbridge Farm | Union Lane |  | Trysull | South Staffordshire | WV5 7JD | 387515.737 | 297283.098 | PENN 132kV S STN | WOLVERHAMPTON WEST 132kV S STN |  | Western Power Distribution (West Midlands) plc | Other Generation |  |  |  | 19 | 20 | [12 empty] | No | Accecpted to Connect | 2020-07-14 | [6 empty] | 20 | 19 | 20 | 0.266 | 0.28 | 2015-05-15 00:00:00 | N/A
| Reg Abergorki Ltd | Abergorki Wind Farm | . | . | Treorchy |  | CF42 6TF | 293969.085 | 205833.786 | Swansea North Grid | Hirwaun Grid | 33kV or 66kV connection | Western Power Distribution (South Wales) plc | Onshore Wind |  |  |  | 9.405 | 9.9 | [12 empty] | No | Accecpted to Connect | 2020-07-14 | [6 empty] | 9.9 | 9.405 | 9.9 | 0.114 | 0.12 | 2015-07-14 00:00:00 | N/A
| Asset Utilities Ltd | Dunsmore Home Farm | Lilbourne Road | Clifton Upon Dunsmor | Rugby |  | CV23 0BB | 453173.25 | 274596.002 | COVENTRY 132kV S STN | RUGBY 33kV S STN | HILLMORTON 33 11kV S STN | Western Power Distribution (East Midlands) plc | Photovoltaic |  |  |  | 2.6125 | 2.75 | [12 empty] | No | Accecpted to Connect | 2020-07-14 | [6 empty] | 2.75 | 2.6125 | 2.75 | 0 | 0 | 2015-10-06 00:00:00 | N/A
1170000784489, 1170000784498 | Trinity Power Limited | Alfreton Diesel Power Station | Chesterfield Road | Shirland | Derby |  | DE55 6AW | 441262.962 | 356993.886 | CHESTERFIELD 132kV S STN | ALFRETON 33kV S STN |  | Western Power Distribution (East Midlands) plc | Other Generation |  |  |  | 19 | 20 | [12 empty] | No | Accecpted to Connect | 2020-07-14 | [6 empty] | 20 | 19 | 20 | 0.095 | 0.1 | 2015-06-15 00:00:00 | N/A
| Melin Court Wind Farm Ltd | Melin Court Wind Farm | Llwyncoedwr | Resolven | Neath |  | SA11 4EF | 293969.085 | 205833.786 | Swansea North Grid | Hirwaun Grid |  | Western Power Distribution (South Wales) plc | Onshore Wind |  |  |  | 14.25 | 15 | [12 empty] | No | Accecpted to Connect | 2020-07-14 | [6 empty] | 15 | 14.25 | 15 | 0.19 | 0.2 | 2015-10-05 00:00:00 | N/A
| Ecotecsolar Ltd | Stapleton Solar | Land Off Kirkby Road |  | Barwell | Leicester | LE9 8JF | 444925.122 | 298500.627 | COVENTRY 132kV S STN | HINCKLEY 33kV S STN | BARWELL 33 11kV S STN | Western Power Distribution (East Midlands) plc | Photovoltaic |  |  |  | 2.85 | 3 | [12 empty] | No | Accecpted to Connect | 2020-07-14 | [6 empty] | 3 | 2.85 | 3 | 0.095 | 0.1 | 2015-08-27 00:00:00 | N/A
| Rwe Innogy Uk Ltd | BRECHFA WEST EXTENSION WIND FARM | . | Brechfa | Carmarthen |  | SA32 7QR | 237980.347 | 236768.466 | Swansea North Grid | Rhos Grid |  | Western Power Distribution (South Wales) plc | Onshore Wind |  |  |  | 17.1 | 18 | [12 empty] | No | Accecpted to Connect | 2020-07-14 | [6 empty] | 18 | 17.1 | 18 | 0.095 | 0.1 | 2016-02-09 00:00:00 | N/A
| Elgin Energy Esco Ltd | WAUNTYSSWG FARK | . | Rhymney | Tredegar |  | NP2 5BQ | 317529.197 | 208130.241 | Rassau G.S.P. | Ebbw Vale | 33kV or 66kV connection | Western Power Distribution (South Wales) plc | Photovoltaic |  |  |  | 29.0814 | 30.612 | [12 empty] | No | Accecpted to Connect | 2020-07-14 | [6 empty] | 30.612 | 29.0814 | 30.612 | 0.0285 | 0.03 | 2015-12-11 00:00:00 | N/A
1170000652009, 1170000652018 | Future Earth Energy (Drakelow) Ltd | Drakelow Renewable Energy Centre | Walton Road |  | Burton On Trent |  | DE15 | 423965.246 | 319485.28 | DRAKELOW 132kV | BURTON SOUTH 33kV S STN | 33kV or 66kV connection | Western Power Distribution (East Midlands) plc | Landfill Gas, Sewage Gas, Biogas (not CHP) |  |  |  | 17.1 | 18 | [12 empty] | No | Accecpted to Connect | 2020-07-14 | [6 empty] | 18 | 17.1 | 18 | 0.2375 | 0.25 | 2016-02-09 00:00:00 | N/A
| Renewable Energy Systems Ltd | UPPER OGMORE WIND FARM | Land At Blaengarw | Nant Y Moel | Bridgend |  |  | 278516.329 | 186006.704 | Grange | Grange Bsp |  | Western Power Distribution (South Wales) plc | Onshore Wind |  |  |  | 22.61 | 23.8 | [12 empty] | No | Accecpted to Connect | 2020-07-14 | [6 empty] | 23.8 | 22.61 | 23.8 | 0.095 | 0.1 | 2016-01-11 00:00:00 | N/A
| Reg Ling Hall Solar Ltd | Ling Hall Solar Farm | Lawford Heath Lane |  | Lawford Heath |  | CV23 9LH | 448536.161 | 275491.082 | COVENTRY 132kV S STN | RUGBY 33kV S STN | LAWFORD 33 11kV S STN | Western Power Distribution (East Midlands) plc | Photovoltaic |  |  |  | 1.9 | 2 | [12 empty] | No | Accecpted to Connect | 2020-07-14 | [6 empty] | 2 | 1.9 | 2 | 0.057 | 0.06 | 2016-03-24 00:00:00 | N/A
| Ost Energy Limited | Hydes Lane ESS | Watling Street | Hinckley | Leicestershire |  | LE10 3EG | 441134 | 292522 | COVENTRY 132kV S STN | HINCKLEY 132KV S STN | HINCKLEY 11kV S STN | Western Power Distribution (East Midlands) plc | Storage (Battery) |  |  |  | 4.75 | 5 | [12 empty] | No | Accecpted to Connect | 2020-07-14 | [6 empty] | 5 | 4.75 | 5 | 4.75 | 5 | 2016-05-04 00:00:00 | N/A
1470000970872, 1470000970881 | Sandwell Power Limited | Sandwell Power | Bilport Lane |  | Wednesbury |  | WS10 0NS | 397590.774 | 293692.484 | OCKER HILL C 132kV S STN | OCKER HILL B 132kV S STN |  | Western Power Distribution (West Midlands) plc | Other Generation |  |  |  | 19.95 | 21 | [12 empty] | No | Accecpted to Connect | 2020-07-14 | [6 empty] | 21 | 19.95 | 21 | 0.06365 | 0.067 | 2016-04-08 00:00:00 | N/A
| Noriker Perseverance Limited | Land off | Perseverance Road |  | Hereford |  | HR4 9SE | 357558.315 | 239762.135 | BISHOPS WOOD 132kV S STN | HEREFORD 66kV S STN | 33kV or 66kV connection | Western Power Distribution (West Midlands) plc | Storage (Battery) |  |  |  | 26.6 | 28 | [12 empty] | No | Accecpted to Connect | 2020-07-14 | [6 empty] | 28 | 26.6 | 28 | 7.6 | 8 | 2016-05-11 00:00:00 | N/A
| Level Energy Ltd | IMPORT METER | ERNESETTLE LANE | ERNESETTLE | PLYMOUTH |  | PL5 2TT | 244687.942 | 60394.97 | Landulph S.G.P. | Ernesettle Bsp | 33kV or 66kV connection | Western Power Distribution (South West) plc | Mixed |  |  |  | 19 | 20 | [12 empty] | No | Accecpted to Connect | 2020-07-14 | [6 empty] | 20 | 19 | 20 | 20.9 | 22 | 2016-07-27 00:00:00 | N/A
| Southbrook Gas Generation Limited | Land at Southbrook Farm | Sudbrook Road | Caldicot | Gwent |  | NP26 5SR | 350750.409 | 187675.005 | Uskmouth | Sudbrook | 33kV or 66kV connection | Western Power Distribution (South Wales) plc | Biomass & Energy Crops (not CHP) |  |  |  | 19 | 20 | [12 empty] | No | Accecpted to Connect | 2020-07-14 | [6 empty] | 20 | 19 | 20 | 0.0095 | 0.01 | 2016-05-23 00:00:00 | N/A
| Harlaxton Engineering Services | Boston 2 Biomass Power Station | Riverside Industrial Estate |  | Boston |  | PE21 7RQ | 548717.517 | 316664.391 | WALPOLE 132kV S STN | To be confirmed | 33kV or 66kV connection | Western Power Distribution (East Midlands) plc | Biomass & Energy Crops (not CHP) |  |  |  | 76 | 80 | [12 empty] | No | Accecpted to Connect | 2020-07-14 | [6 empty] | 80 | 76 | 80 | 4.8089 | 5.062 | 2016-09-22 00:00:00 | N/A
| Elgin Energy Esco Ltd | Generation Scheme | Longney Estate |  | Gloucestershire |  | GL2 3SH | 381767.388 | 219262.531 | PORT HAM 132kV S STN | To be confirmed | 33kV or 66kV connection | Western Power Distribution (West Midlands) plc | Photovoltaic |  |  |  | 23.75 | 25 | [12 empty] | No | Accecpted to Connect | 2020-07-14 | [6 empty] | 25 | 23.75 | 25 | 0.0285 | 0.03 | 2016-08-15 00:00:00 | N/A
| CENIN RENEWABLES LTD | MARGAM WIND | . | . | Maesteg |  |  | 278354.541 | 186815.467 | Pyle Grid | Margam Grid | 33kV or 66kV connection | Western Power Distribution (South Wales) plc | Onshore Wind |  |  |  | 28.5 | 30 | [12 empty] | No | Accecpted to Connect | 2020-07-14 | [6 empty] | 30 | 28.5 | 30 | 0.684 | 0.72 | 2016-08-02 00:00:00 | N/A
| Energion Ltd | PENCOED | Felindre Road | . | Pencoed |  | CF35 5HU | 310109.76 | 187021.029 | Upper Boat | 132kV connection | 132kV connection | Western Power Distribution (South Wales) plc | Landfill Gas, Sewage Gas, Biogas (not CHP) |  |  |  | 38 | 40 | [12 empty] | No | Accecpted to Connect | 2020-07-14 | [6 empty] | 40 | 38 | 40 | 0.095 | 0.1 | 2016-07-13 00:00:00 | N/A
| Virador Waste Management | TRIDENT PARK ENERGY FROM WASTE | Off Ocean Way | . | Cardiff |  | CF24 5EN | 319290.72 | 176073.194 | Cardiff East Grid | Cardiff Central Grid |  | Western Power Distribution (South Wales) plc | Waste Incineration (not CHP) |  |  |  | 33.25 | 35 | [12 empty] | No | Accecpted to Connect | 2020-07-14 | [6 empty] | 35 | 33.25 | 35 | 4.75 | 5 | 2016-09-08 00:00:00 | N/A
| Fishpond Energy Ltd | Ashland Farm | Off Skegby Lane |  | Sutton In Ashfield |  | NG19 6PG | 453635.89 | 362357.604 | CHESTERFIELD 132kV S STN | MANSFIELD 33kV S STN | 33kV or 66kV connection | Western Power Distribution (East Midlands) plc | Other Generation |  |  |  | 9.5 | 10 | [12 empty] | No | Accecpted to Connect | 2020-07-14 | [6 empty] | 10 | 9.5 | 10 | 0.0475 | 0.05 | 2016-07-21 00:00:00 | N/A
| Elgin Energy Esco Ltd | Thurlaston Estate | Desford Road | Thurlaston | Leicester |  | LE9 7TD | 453315.216 | 300391.331 | ENDERBY 132kV S STN | To be confirmed | 33kV or 66kV connection | Western Power Distribution (East Midlands) plc | Photovoltaic |  |  |  | 47.405 | 49.9 | [12 empty] | No | Accecpted to Connect | 2020-07-14 | [6 empty] | 49.9 | 47.405 | 49.9 | 0.0855 | 0.09 | 2016-10-18 00:00:00 | N/A
| Sirus Renewables Energy Ltd | Halfway | Old Land | Halfway Industrial Estate | Sheffield |  | S20 3GZ | 441082.667 | 374619.131 | CHESTERFIELD 132kV S STN | STAVELEY 33kV S STN |  | Western Power Distribution (East Midlands) plc | Other Generation |  |  |  | 14.25 | 15 | [12 empty] | No | Accecpted to Connect | 2020-07-14 | [6 empty] | 15 | 14.25 | 15 | 0.0475 | 0.05 | 2016-11-03 00:00:00 | N/A
| Gheb2 B1 Ltd | - | Breach Farm At 132 |  | Swadlincote, | Derbyshire | DE12 6RJ | 427748.854 | 317936.263 | DRAKELOW 132kV | GRESLEY 132kV S STN | 33kV or 66kV connection | Western Power Distribution (East Midlands) plc | Storage (Battery) |  |  |  | 38 | 40 | [12 empty] | No | Accecpted to Connect | 2020-07-14 | [6 empty] | 40 | 38 | 40 | 38 | 40 | 2016-08-04 00:00:00 | N/A
| Waters Wye Associates Ltd | SIMEC Power 1 | Corporation Road |  | Newport |  | NP19 4XE | 332970.823 | 185685.314 | Uskmouth | Newport South |  | Western Power Distribution (South Wales) plc | Other Generation |  |  |  | 18.81 | 19.8 | [12 empty] | No | Accecpted to Connect | 2020-07-14 | [6 empty] | 19.8 | 18.81 | 19.8 | 0.114 | 0.12 | 2016-08-18 00:00:00 | N/A
| Gheb2 C1 Limited | Trowgreen Farm, | St Brevials | Coleford, | Gloucestershire |  | GL15 6QP | 359273.88 | 210943.645 | PORT HAM 132kV S STN | LYDNEY 33kV S STN | 33kV or 66kV connection | Western Power Distribution (West Midlands) plc | Storage (Battery) |  |  |  | 9.5 | 10 | [12 empty] | No | Accecpted to Connect | 2020-07-14 | [6 empty] | 10 | 9.5 | 10 | 9.5 | 10 | 2016-09-02 00:00:00 | N/A
| Edge Power Grid Limited | Stourton Estate | Top Yard | Baumber | Horncastle |  | LN9 5PB | 500842.972 | 374117.825 | WEST BURTON 132kV S STN | 132kV connection | 132kV connection | Western Power Distribution (East Midlands) plc | Other Generation |  |  |  | 57 | 60 | [12 empty] | No | Accecpted to Connect | 2020-07-14 | [6 empty] | 60 | 57 | 60 | 0.95 | 1 | 2017-01-17 00:00:00 | N/A
| Alveston Wind Park Limited | Old Green Battery | . |  | Bristol |  | BS35 3TD | 366717.026 | 185659.702 | Iron Acton S.G.P. | To be confirmed | 33kV or 66kV connection | Western Power Distribution (South West) plc | Storage (Battery) |  |  |  | 9.5 | 10 | [12 empty] | No | Accecpted to Connect | 2020-07-14 | [6 empty] | 10 | 9.5 | 10 | 9.5 | 10 | 2017-02-10 00:00:00 | N/A
1470000970890, 1470000970906 | Wednesbury Power Limited | Wednesbury Power | Bilport Lane Industrial Estate |  | Wednesbury |  | WS10 0PA | 398078.798 | 293814.58 | To be confirmed | Ocker Hill C 132kVDUMMY |  | Western Power Distribution (West Midlands) plc | Other Generation |  |  |  | 19.418 | 20.44 | [12 empty] | No | Accecpted to Connect | 2020-07-14 | [6 empty] | 20.44 | 19.418 | 20.44 | 0.6365 | 0.67 | 2016-11-01 00:00:00 | N/A
| Meaford Energy Limited | Meaford Energy Centre | Meaford Road | Meaford | Staffordshire |  | ST15 8UZ | 388866.165 | 336388.548 | Cellarhead 132kV | BARLASTON 132kV S STN | 33kV or 66kV connection | Western Power Distribution (West Midlands) plc | Large CHP (>=50mw) |  |  |  | 279.3 | 294 | [12 empty] | No | Accecpted to Connect | 2020-07-14 | [6 empty] | 294 | 279.3 | 294 | 5.7 | 6 | 2017-06-05 00:00:00 | N/A
| Novalux Energy Solutions Ltd | Novalux Tewkesbury Grid ESS St | Unit 3a, Delta Dr |  | Tewkesbury |  | GL20 8HB | 391175.872 | 233650.137 | PORT HAM 132kV S STN | Tewkesbury Grid 132/11kV | Tewkesbury Grid 132/11kVDUMMY | Western Power Distribution (West Midlands) plc | Storage (Battery) |  |  |  | 4.75 | 5 | [12 empty] | No | Accecpted to Connect | 2020-07-14 | [6 empty] | 5 | 4.75 | 5 | 4.75 | 5 | 2017-03-24 00:00:00 | N/A
| Novalux Energy Solutions Ltd | Novalux Tewkesbury Grid ESS Station | Delta Drive |  | Tewkesbury | Glos | GL20 8HB | 391175.872 | 233650.137 | PORT HAM 132kV S STN | Tewkesbury Grid 132/11kV | Tewkesbury Grid 132/11kVDUMMY | Western Power Distribution (West Midlands) plc | Storage (Battery) |  |  |  | 4.75 | 5 | [12 empty] | No | Accecpted to Connect | 2020-07-14 | [6 empty] | 5 | 4.75 | 5 | 4.75 | 5 | 2017-03-23 00:00:00 | N/A
| Nextpower Lower Strensham Limited | - | Land On The West Of Bourne Road |  | Worcester |  | WR8 9DT | 390507.632 | 241064.431 | FECKENHAM 66 11kV S STN | Feckenham 66/11kVDUMMY | 33kV or 66kV connection | Western Power Distribution (West Midlands) plc | Photovoltaic |  |  |  | 23.75 | 25 | [12 empty] | No | Accecpted to Connect | 2020-07-14 | [6 empty] | 25 | 23.75 | 25 | 0.02375 | 0.025 | 2017-03-30 00:00:00 | N/A
| Wse West Holcombe Ltd | West Holcombe | BOWDENS LANE | SHILLINGFORD | TIVERTON | DEVON | EX16 9BU | 295567.671 | 112078.203 | Exeter Main S.G.P. | Tiverton Bsp | 33kV or 66kV connection | Western Power Distribution (South West) plc | Photovoltaic |  |  |  | 7.6 | 8 | [12 empty] | No | Accecpted to Connect | 2020-07-14 | [6 empty] | 8 | 7.6 | 8 | 0.1881 | 0.198 | 2017-04-07 00:00:00 | N/A
| Gheb2c1 Ltd | Meadowcroft Farm | Gretton Fields | Cheltenham | Gloucestershire |  | GL54 5HJ | 400212.449 | 232508.608 | PORT HAM 132kV S STN | CHELTENHAM 66kV S STN | ALDERTON 66 11kV S STN | Western Power Distribution (West Midlands) plc | Storage (Battery) |  |  |  | 4.75 | 5 | [12 empty] | No | Accecpted to Connect | 2020-07-14 | [6 empty] | 5 | 4.75 | 5 | 4.75 | 5 | 2016-11-29 00:00:00 | N/A
| Renewable Energy Systems Ltd | BRECHFA EAST WIND FARM | . | Llansawel | Llandeilo |  |  | 264462.559 | 200039.621 | Swansea North Grid | To be confirmed |  | Western Power Distribution (South Wales) plc | Onshore Wind |  |  |  | 30 | 31.579 | [12 empty] | No | Accecpted to Connect | 2020-07-14 | [6 empty] | 31.579 | 30 | 31.579 | 0.1425 | 0.15 | 2017-12-06 00:00:00 | N/A
| Tnei Services Ltd | WOODBURY STOR GENERATION | At |  | Woodbury |  |  | 301033.164 | 97241.393 | Exeter Main S.G.P. | To be confirmed | 33kV or 66kV connection | Western Power Distribution (South West) plc | Other Generation |  |  |  | 38 | 40 | [12 empty] | No | Accecpted to Connect | 2020-07-14 | [6 empty] | 40 | 38 | 40 | 0.456 | 0.48 | 2017-04-06 00:00:00 | N/A
| El (Avonmouth) Limited | Severn Road (Gas) 132kv | Land At: Severn Road |  | Avonmouth |  | BS10 7SE. | 348427.945 | 176924.867 | Seabank Sgp | Portishead New Bsp | 33kV or 66kV connection | Western Power Distribution (South West) plc | Other Generation |  |  |  | 19 | 20 | [12 empty] | No | Accecpted to Connect | 2020-07-14 | [6 empty] | 20 | 19 | 20 | 0.19 | 0.2 | 2017-04-03 00:00:00 | N/A
| Dno Consulting Ltd | Ess Option | Land Ne Of Cogenhoe Road |  | Grendon | Northamptonshire |  | 487111.876 | 261407.385 | GRENDON 132kV S STN | To be confirmed | 33kV or 66kV connection | Western Power Distribution (East Midlands) plc | Storage (Battery) |  |  |  | 47.405 | 49.9 | [12 empty] | No | Accecpted to Connect | 2020-07-14 | [6 empty] | 49.9 | 47.405 | 49.9 | 47.405 | 49.9 | 2017-06-28 00:00:00 | N/A
| Corby Renewable Energy Limited | Corby Biomass Power Station | Gretton Brook Road |  | Corby |  | NN17 2BA | 490527.862 | 288985.828 | GRENDON 132kV S STN | CORBY No2 33kV S STN | 33kV or 66kV connection | Western Power Distribution (East Midlands) plc | Biomass & Energy Crops (not CHP) |  |  |  | 8.55 | 9 | [12 empty] | No | Accecpted to Connect | 2020-07-14 | [6 empty] | 9 | 8.55 | 9 | 1.14 | 1.2 | 2017-11-06 00:00:00 | N/A
| Capital On Site Limited | cornwall bio park | Hallenbeagle / Scorrier |  | Camborne Pool |  | TR16 5BD | 166222.578 | 41679.912 | Indian Queens S.G.P. | Camborne Bsp | 33kV or 66kV connection | Western Power Distribution (South West) plc | Other Generation |  |  |  | 9.5 | 10 | [12 empty] | No | Accecpted to Connect | 2020-07-14 | [6 empty] | 10 | 9.5 | 10 | 0.285 | 0.3 | 2017-08-24 00:00:00 | N/A
| Gheb2 C6 Limited | Whitehouse Farm | Rhydd Road |  | Guarlford | Malvern | WR13 6NZ | 383553.215 | 268197.369 | BISHOPS WOOD 132kV S STN | To be confirmed | 33kV or 66kV connection | Western Power Distribution (West Midlands) plc | Storage (Battery) |  |  |  | 38 | 40 | [12 empty] | No | Accecpted to Connect | 2020-07-14 | [6 empty] | 40 | 38 | 40 | 38 | 40 | 2017-05-23 00:00:00 | N/A
| Site Stor Coleford Limited | COLEFORD POWER PLANT | Newbury Works | Coleford | Bath |  | BA3 5RX | 0 | 0 | To be confirmed | Radstock 33kv | 33kV or 66kV connection | Western Power Distribution (South West) plc | Other Generation |  |  |  | 19 | 20 | [12 empty] | No | Accecpted to Connect | 2020-07-14 | [6 empty] | 20 | 19 | 20 | 0.38 | 0.4 | 2017-06-07 00:00:00 | N/A
| El (Avonmouth) Limited | "Severn Road 2" | Severn Road |  | Avonmouth |  | BS10 7SE | 348427.945 | 176924.867 | Seabank Sgp | Portishead New Bsp | 33kV or 66kV connection | Western Power Distribution (South West) plc | Other Generation |  |  |  | 19 | 20 | [12 empty] | No | Accecpted to Connect | 2020-07-14 | [6 empty] | 20 | 19 | 20 | 0.19 | 0.2 | 2017-06-08 00:00:00 | N/A
1170001154487 | Stepnell Ltd | lawford road | Rugby |  | Warwickshire |  | CV21 2HS | 448536.161 | 275491.082 | COVENTRY 132kV S STN | RUGBY 33kV S STN | LAWFORD 33 11kV S STN | Western Power Distribution (East Midlands) plc | Photovoltaic |  |  |  | 1.0973 | 1.155 | [12 empty] | No | Accecpted to Connect | 2020-07-14 | [6 empty] | 1.155 | 1.0973 | 1.155 | 0 | 0 | 2017-08-01 00:00:00 | N/A
| Renewable Energy Systems Limited | Land at Potash Farm | Nash Road |  | Beachampton |  | MK19 6EA | 475176.566 | 226053.515 | EAST CLAYDON 132KV S STN | To be confirmed | 33kV or 66kV connection | Western Power Distribution (East Midlands) plc | Storage (Battery) |  |  |  | 47.4905 | 49.99 | [12 empty] | No | Accecpted to Connect | 2020-07-14 | [6 empty] | 49.99 | 47.4905 | 49.99 | 47.4905 | 49.99 | 2017-11-27 00:00:00 | N/A
| Elgin Energy Esco Ltd | RANKSBOROUGH FARM | Langham |  | Oakham | Leicestershire | LE15 7EJ | 487385.509 | 308598.574 | GRENDON 132kV S STN | OAKHAM 33kV S STN | 33kV or 66kV connection | Western Power Distribution (East Midlands) plc | Photovoltaic |  |  |  | 28.5 | 30 | [12 empty] | No | Accecpted to Connect | 2020-07-14 | [6 empty] | 30 | 28.5 | 30 | 0.0285 | 0.03 | 2017-09-28 00:00:00 | N/A
| Burnett Industrial Ltd | Berkeley Battery Storage 2 Ltd | Kitts Green Lane |  | Berkeley |  | GL11 6BB | 366792.393 | 185738.896 | IRON ACTON 132kV S STN | To be confirmed | 33kV or 66kV connection | Western Power Distribution (West Midlands) plc | Storage (Battery) |  |  |  | 47.405 | 49.9 | [12 empty] | No | Accecpted to Connect | 2020-07-14 | [6 empty] | 49.9 | 47.405 | 49.9 | 47.405 | 49.9 | 2017-09-06 00:00:00 | N/A
| ECOTRICITY GROUP LTD | SCIENCE & TECHNOLOGY PARK | Berkeley Green | Berkeley Centre | Berkeley |  | GL13 9PA | 367741.141 | 200447.492 | IRON ACTON 132kV S STN | RYEFORD 132kV S STN | BERKELEY 33 11kV S STN | Western Power Distribution (West Midlands) plc | Storage (Battery) |  |  |  | 0.95 | 1 | [12 empty] | No | Accecpted to Connect | 2020-07-14 | [6 empty] | 1 | 0.95 | 1 | 1.9 | 2 | 2017-09-19 00:00:00 | N/A
| Eeb23 Limited | LAND SOUTH OF | Gorse Lane |  | Sleaford |  | NG34 8SF | 507129.778 | 345001.881 | BICKER FEN 132kV S STN | SLEAFORD 33kV S STN | 33kV or 66kV connection | Western Power Distribution (East Midlands) plc | Photovoltaic |  |  |  | 19 | 20 | [12 empty] | No | Accecpted to Connect | 2020-07-14 | [6 empty] | 20 | 19 | 20 | 0.0285 | 0.03 | 2017-11-17 00:00:00 | N/A
| Eeb30 Limited | LAND AT SOUTH WHEATLEY PV | Sturton Road | South Wheatley | Retford | Nottinghamshire | DN22 9DW | 479467.927 | 385479.165 | WEST BURTON 132kV S STN | To be confirmed | 33kV or 66kV connection | Western Power Distribution (East Midlands) plc | Photovoltaic |  |  |  | 38 | 40 | [12 empty] | No | Accecpted to Connect | 2020-07-14 | [6 empty] | 40 | 38 | 40 | 0.0285 | 0.03 | 2017-09-29 00:00:00 | N/A
| G S C 1 Limited | proposed generation | Warne Road |  | Weston Super Mare |  |  | 333514.336 | 161112.887 | Seabank Sgp | Weston Bsp 132kv | 33kV or 66kV connection | Western Power Distribution (South West) plc | Other Generation |  |  |  | 19 | 20 | [12 empty] | No | Accecpted to Connect | 2020-07-14 | [6 empty] | 20 | 19 | 20 | 0.95 | 1 | 2017-10-09 00:00:00 | N/A
| Kier Construction | Sports Centre CHP | University Of Nottingham |  | . |  | NG7 2RD | 454539.251 | 338664.025 | RATCLIFFE ON SOAR 132kV S STN | NOTTINGHAM 33kV S STN | LENTON 33 11kV S STN | Western Power Distribution (East Midlands) plc | Mixed |  |  |  | 0 | 0 | [12 empty] | No | Accecpted to Connect | 2020-07-14 | [6 empty] | 0 | 0 | 0 | 6.175 | 6.5 | 2017-06-30 00:00:00 | N/A
| Suncredit Solutions Limited | . | Belvedere Lane | Bletchley | Milton Keynes |  | MK17 9JH | 486277.465 | 235502.403 | EAST CLAYDON 132KV S STN | BLETCHLEY 33KV S STN |  | Western Power Distribution (East Midlands) plc | Other Generation |  |  |  | 5.7 | 6 | [12 empty] | No | Accecpted to Connect | 2020-07-14 | [6 empty] | 6 | 5.7 | 6 | 0.057 | 0.06 | 2017-08-21 00:00:00 | N/A
| Clean Earth Energy | LONGLANDS FARM TURBINE | Longlands Lane | Redwick | Caldicot |  | NP26 3DX | 341566.639 | 187320.357 | Uskmouth | Magor Grid | Magor Primary | Western Power Distribution (South Wales) plc | Onshore Wind |  |  |  | 3.325 | 3.5 | [12 empty] | No | Accecpted to Connect | 2020-07-14 | [6 empty] | 3.5 | 3.325 | 3.5 | 0.095 | 0.1 | 2017-12-07 00:00:00 | N/A
| Fpc Industry & Enterprise 2 Ltd | . | Traston Road |  | Newport |  | NP19 4PW | 332970.823 | 185685.314 | Uskmouth | Newport South | 33kV or 66kV connection | Western Power Distribution (South Wales) plc | Storage (Battery) |  |  |  | 19 | 20 | [12 empty] | No | Accecpted to Connect | 2020-07-14 | [6 empty] | 20 | 19 | 20 | 19 | 20 | 2017-08-18 00:00:00 | N/A
| Conrad (Bilston) Limited | 0 | Anchor Lane |  | Bilston |  | WV14 9NA | 393843.456 | 294858.846 | PENN 132kV S STN | COSELEY 132kV S STN | 33kV or 66kV connection | Western Power Distribution (West Midlands) plc | Other Generation |  |  |  | 22.8 | 24 | [12 empty] | No | Accecpted to Connect | 2020-07-14 | [6 empty] | 24 | 22.8 | 24 | 0.285 | 0.3 | 2017-10-24 00:00:00 | N/A
| Wykes Engineering Ltd | Wykes Engineering Ltd | Goosey Lodge Estate | Wymington | Northants |  | NN10 9LU | 494597.25 | 269927.726 | GRENDON 132kV S STN | IRTHLINGBOROUGH 33kV S STN |  | Western Power Distribution (East Midlands) plc | Storage (Battery) |  |  |  | 0.00095 | 0.001 | [12 empty] | No | Accecpted to Connect | 2020-07-14 | [6 empty] | 0.001 | 0.00095 | 0.001 | 4.75 | 5 | 2017-09-04 00:00:00 | N/A
| Anesco Ltd | Newton Wood Farm | Newton |  | Alfreton |  | DE55 5SG | 440954.678 | 369846.71 | CHESTERFIELD 132kV S STN | To be confirmed | 33kV or 66kV connection | Western Power Distribution (East Midlands) plc | Storage (Battery) |  |  |  | 47.5 | 50 | [12 empty] | No | Accecpted to Connect | 2020-07-14 | [6 empty] | 50 | 47.5 | 50 | 48.26 | 50.8 | 2018-01-08 00:00:00 | N/A
| Coriolis Energy Ltd | Land at | Newgate Lane |  | Londonthorpe |  | NG31 9RY | 495004.157 | 337257.094 | BICKER FEN 132kV S STN | GRANTHAM 33kV S STN |  | Western Power Distribution (East Midlands) plc | Storage (Battery) |  |  |  | 23.75 | 25 | [12 empty] | No | Accecpted to Connect | 2020-07-14 | [6 empty] | 25 | 23.75 | 25 | 23.75 | 25 | 2017-11-20 00:00:00 | N/A
| Adam Wood | Weights Farm Storage | Weights Lane |  | Redditch |  | B97 6RG | 403433.55 | 268347.283 | FECKENHAM 66 11kV S STN | Feckenham 66/11kVDUMMY | REDDITCH NORTH 66 11kV S STN | Western Power Distribution (West Midlands) plc | Storage (Battery) |  |  |  | 2.375 | 2.5 | [12 empty] | No | Accecpted to Connect | 2020-07-14 | [6 empty] | 2.5 | 2.375 | 2.5 | 2.375 | 2.5 | 2017-10-27 00:00:00 | N/A
| Alandem Consulting Ltd | Proposed Solar Installation | Lawrence Weston Road |  | Bristol |  | BS11 0ST | 352853.818 | 178396.189 | Seabank Sgp | Avonmouth Bsp |  | Western Power Distribution (South West) plc | Mixed |  |  |  | 9.5 | 10 | [12 empty] | No | Accecpted to Connect | 2020-07-14 | [6 empty] | 10 | 9.5 | 10 | 4.75 | 5 | 2017-10-09 00:00:00 | N/A
1170000962975, 1170000793526 | Ibstock Brick | IBSTOCK BRICK LTD | LEICESTER ROAD |  | IBSTOCK | LEICESTERSHIRE | LE67 6HS | 445545 | 310264 | ENDERBY 132kV S STN | COALVILLE 33KV S STN | COALVILLE 11kV S STN | Western Power Distribution (East Midlands) plc | Photovoltaic |  |  |  | 3.8 | 4 | [12 empty] | No | Accecpted to Connect | 2020-07-14 | [6 empty] | 4 | 3.8 | 4 | 0 | 0 | 2018-01-15 00:00:00 | N/A
| Mwlb11 Ltd | Brush | Nottingham Road |  | Loughborough |  | LE11 1ET | 453371.118 | 321250.972 | RATCLIFFE ON SOAR 132kV S STN | LOUGHBOROUGH 33kV S STN | 33kV or 66kV connection | Western Power Distribution (East Midlands) plc | Other Generation |  |  |  | 19 | 20 | [12 empty] | No | Accecpted to Connect | 2020-07-14 | [6 empty] | 20 | 19 | 20 | 0.475 | 0.5 | 2018-03-14 00:00:00 | N/A
| CENIN RENEWABLES LTD | MANMOEL 33 | Manmoel Common | . | Ebbw Vale |  | NP22 4NJ | 317529.197 | 208130.241 | Rassau G.S.P. | Ebbw Vale | 33kV or 66kV connection | Western Power Distribution (South Wales) plc | Onshore Wind |  |  |  | 9.5 | 10 | [12 empty] | No | Accecpted to Connect | 2020-07-14 | [6 empty] | 10 | 9.5 | 10 | 0.228 | 0.24 | 2017-12-05 00:00:00 | N/A
| Eeb26 Limited | 1031- Lands at Sutton Cheney | - | Nuneaton | . |  | CV13 0AG | 453315.216 | 300391.331 | ENDERBY 132kV S STN | To be confirmed | 33kV or 66kV connection | Western Power Distribution (East Midlands) plc | Photovoltaic |  |  |  | 38 | 40 | [12 empty] | No | Accecpted to Connect | 2020-07-14 | [6 empty] | 40 | 38 | 40 | 0.0855 | 0.09 | 2017-11-06 00:00:00 | N/A
| Eeb24 Limited | Tuckey Farm Solar PV | Winslow |  | Buckingham |  | MK18 3ND | 475176.566 | 226053.515 | EAST CLAYDON 132KV S STN | To be confirmed | 33kV or 66kV connection | Western Power Distribution (East Midlands) plc | Photovoltaic |  |  |  | 23.75 | 25 | [12 empty] | No | Accecpted to Connect | 2020-07-14 | [6 empty] | 25 | 23.75 | 25 | 0.0855 | 0.09 | 2018-01-12 00:00:00 | N/A
| Eeb28 Ltd | Boughton Estate | Grafton Underwood |  | Kettering |  | NN14 3NB | 487111.876 | 261407.385 | GRENDON 132kV S STN | To be confirmed | 33kV or 66kV connection | Western Power Distribution (East Midlands) plc | Photovoltaic |  |  |  | 38 | 40 | [12 empty] | No | Accecpted to Connect | 2020-07-14 | [6 empty] | 40 | 38 | 40 | 0.0855 | 0.09 | 2018-02-02 00:00:00 | N/A
| Brk 010 Limited | - | Stratford Road |  | Alcester |  | B49 6NN | 417765.884 | 255146.984 | FECKENHAM 66 11kV S STN | Feckenham 66/11kVDUMMY | 33kV or 66kV connection | Western Power Distribution (West Midlands) plc | Other Generation |  |  |  | 39.178 | 41.24 | [12 empty] | No | Accecpted to Connect | 2020-07-14 | [6 empty] | 41.24 | 39.178 | 41.24 | 1.1153 | 1.174 | 2018-02-02 00:00:00 | N/A
| Hallen Energy Limited | Severn Road Battery Storage 2 | Land At Severn Road |  | Avonmouth |  | BS10 7SE | 353531.4 | 182184.849 | Iron Acton S.G.P. | Seabank Bsp | 33kV or 66kV connection | Western Power Distribution (South West) plc | Storage (Battery) |  |  |  | 31.35 | 33 | [12 empty] | No | Accecpted to Connect | 2020-07-14 | [6 empty] | 33 | 31.35 | 33 | 31.35 | 33 | 2018-01-12 00:00:00 | N/A
| Halesfield Energy Centre Ltd | Halesfield Corner Energy Storage | Halesfield 13 |  | Telford |  | TF7 4ER | 370795.973 | 304889.997 | IRONBRIDGE 132kV S STN | IRONBRIDGE 132 33kV S STN | HALESFIELD 33 11kV S STN | Western Power Distribution (West Midlands) plc | Storage (Battery) |  |  |  | 4.75 | 5 | [12 empty] | No | Accecpted to Connect | 2020-07-14 | [6 empty] | 5 | 4.75 | 5 | 4.75 | 5 | 2018-02-09 00:00:00 | N/A
| Gas Generation Retford Road Limited | . | Retford Road |  | Worksop |  | S80 2RZ | 460013.726 | 379166.009 | WEST BURTON 132kV S STN | WORKSOP 33kV S STN | 33kV or 66kV connection | Western Power Distribution (East Midlands) plc | Landfill Gas, Sewage Gas, Biogas (not CHP) |  |  |  | 19 | 20 | [12 empty] | No | Accecpted to Connect | 2020-07-14 | [6 empty] | 20 | 19 | 20 | 1.14 | 1.2 | 2017-10-20 00:00:00 | N/A
| Batsworthy Cross Wind Farm Limited | Batsworthy Cross Wind Farm | Knowstone | South Molton | South Molton |  |  | 256148.449 | 131842.293 | Alverdiscott S.G.P. | Barnstaple Bsp | 33kV or 66kV connection | Western Power Distribution (South West) plc | Onshore Wind |  |  |  | 1.14 | 1.2 | [12 empty] | No | Accecpted to Connect | 2020-07-14 | [6 empty] | 1.2 | 1.14 | 1.2 | 0.19 | 0.2 | 2018-03-12 00:00:00 | N/A
| Statera Energy Limited | Grendon Lakes | Land Off Station Road | Grendon | Northampton |  | NN7 1JD | 487111.876 | 261407.385 | GRENDON 132kV S STN | To be confirmed | 33kV or 66kV connection | Western Power Distribution (East Midlands) plc | Storage (Battery) |  |  |  | 47.405 | 49.9 | [12 empty] | No | Accecpted to Connect | 2020-07-14 | [6 empty] | 49.9 | 47.405 | 49.9 | 47.405 | 49.9 | 2018-05-21 00:00:00 | N/A
| Gfpii Limited | Fire Station Lane | Third Way | Avonmouth | Bristol |  | BS11 9HL | 352853.818 | 178396.189 | Seabank Sgp | Avonmouth Bsp | 33kV or 66kV connection | Western Power Distribution (South West) plc | Other Generation |  |  |  | 19 | 20 | [12 empty] | No | Accecpted to Connect | 2020-07-14 | [6 empty] | 20 | 19 | 20 | 0.5681 | 0.598 | 2018-01-09 00:00:00 | N/A
| Awel Aman Tawe | SOLAR FARM | . | Rhydyfro | Port Talbot |  | SA8 4TA | 278891.407 | 208741.223 | Swansea North Grid | Ystradgynlais Grid |  | Western Power Distribution (South Wales) plc | Photovoltaic |  |  |  | 4.465 | 4.7 | [12 empty] | No | Accecpted to Connect | 2020-07-14 | [6 empty] | 4.7 | 4.465 | 4.7 | 0.095 | 0.1 | 2018-02-14 00:00:00 | N/A
| Eeb32 Ltd | East Wood End PV Generation | . |  | Milton Keynes |  | MK17 0PG | 475176.566 | 226053.515 | EAST CLAYDON 132KV S STN | To be confirmed | 33kV or 66kV connection | Western Power Distribution (East Midlands) plc | Photovoltaic |  |  |  | 38 | 40 | [12 empty] | No | Accecpted to Connect | 2020-07-14 | [6 empty] | 40 | 38 | 40 | 0.0855 | 0.09 | 2018-04-20 00:00:00 | N/A
| G2 Energy | - | Deanshanger Road | Wicken | Milton Keynes |  | MK19 6BS | 475209.592 | 239392.454 | EAST CLAYDON 132KV S STN | STONY STRATFORD 33kV S STN | WICKEN 33 11kV S STN | Western Power Distribution (East Midlands) plc | Storage (Battery) |  |  |  | 4.75 | 5 | [12 empty] | No | Accecpted to Connect | 2020-07-14 | [6 empty] | 5 | 4.75 | 5 | 4.75 | 5 | 2018-01-22 00:00:00 | N/A
| Sinclair Works Energy Centre Limited | Sinclair Works Hybrid | Holyhead Road | Ketley | Telford |  | TF1 5AD | 399136.902 | 281552.347 | KITWELL 132kV S STN | To be confirmed | 33kV or 66kV connection | Western Power Distribution (West Midlands) plc | Other Generation |  |  |  | 38 | 40 | [12 empty] | No | Accecpted to Connect | 2020-07-14 | [6 empty] | 40 | 38 | 40 | 9.5 | 10 | 2018-04-04 00:00:00 | N/A
| Island Steel Uk | Island Steel Uk |  |  | NEWPORT |  | NP20 2UW | 330457.757 | 185815.062 | Uskmouth | Newport West | Newport West Primary | Western Power Distribution (South Wales) plc | Photovoltaic |  |  |  | 0.684 | 0.72 | [12 empty] | No | Accecpted to Connect | 2020-07-14 | [6 empty] | 0.72 | 0.684 | 0.72 | 1.4725 | 1.55 | 2018-02-22 00:00:00 | N/A
| Hopley Electrical Service Ltd | ty coch landfill | Cwmbran |  | . |  | NP44 7AJ | 329748.169 | 192766.59 | Uskmouth | Llantarnam | Llantarnam Primary | Western Power Distribution (South Wales) plc | Photovoltaic |  |  |  | 4.75 | 5 | [12 empty] | No | Accecpted to Connect | 2020-07-14 | [6 empty] | 5 | 4.75 | 5 | 0.0475 | 0.05 | 2018-05-11 00:00:00 | N/A
| E H Energy Limited | Battery Storage | Sawles Road |  | St Austell | Cornwall | PL25 4UE | 201455.433 | 51706.371 | Indian Queens S.G.P. | St Austell Bsp | Sawles Road | Western Power Distribution (South West) plc | Storage (Battery) |  |  |  | 5.7 | 6 | [12 empty] | No | Accecpted to Connect | 2020-07-14 | [6 empty] | 6 | 5.7 | 6 | 5.7 | 6 | 2018-02-20 00:00:00 | N/A
| Nextpower Spv 6 Limited | Land North Side of | White Cross Lane |  | Burton Pedwardine |  | NG34 0BN | 507129.778 | 345001.881 | BICKER FEN 132kV S STN | SLEAFORD 33kV S STN | 33kV or 66kV connection | Western Power Distribution (East Midlands) plc | Photovoltaic |  |  |  | 21.85 | 23 | [12 empty] | No | Accecpted to Connect | 2020-07-14 | [6 empty] | 23 | 21.85 | 23 | 0.0475 | 0.05 | 2018-03-27 00:00:00 | N/A
| Alkane Energy Uk Ltd | Rufford Hill Farm | . | Wellow | Nottinghamshire |  | NG22 9DQ | 465347.047 | 366868.432 | CHESTERFIELD 132kV S STN | CLIPSTONE 33kV S STN | OLLERTON 33 11kV S STN | Western Power Distribution (East Midlands) plc | Landfill Gas, Sewage Gas, Biogas (not CHP) |  |  |  | 6.175 | 6.5 | [12 empty] | No | Accecpted to Connect | 2020-07-14 | [6 empty] | 6.5 | 6.175 | 6.5 | 0.19 | 0.2 | 2018-03-13 00:00:00 | N/A
| Johnsons Generators Ltd | . | Sheepbridge Lane | Sheepbridge | Chesterfield |  | S41 9RX | 437162.406 | 370775.402 | CHESTERFIELD 132kV S STN | GOITSIDE 132kV S STN | 33kV or 66kV connection | Western Power Distribution (East Midlands) plc | Storage (Battery) |  |  |  | 19 | 20 | [12 empty] | No | Accecpted to Connect | 2020-07-14 | [6 empty] | 20 | 19 | 20 | 0.38 | 0.4 | 2018-03-29 00:00:00 | N/A
| Cogen Ltd | CoGen Ltd (note temporary name) | Hay Hall Road |  | Tyseley |  | B11 2AU | 410238.558 | 289834.665 | NECHELLS EAST 132kV S STN | To be confirmed |  | Western Power Distribution (West Midlands) plc | Medium CHP (>5MW,<50MW) |  |  |  | 27.55 | 29 | [12 empty] | No | Accecpted to Connect | 2020-07-14 | [6 empty] | 29 | 27.55 | 29 | 5.7 | 6 | 2018-09-14 00:00:00 | N/A
| Uk Energy Reserve Limited | Land off | Battery Lane |  | Boston |  | PE21 7SU | 533477.036 | 342835.75 | WALPOLE 132kV S STN | BOSTON 33kV S STN | 33kV or 66kV connection | Western Power Distribution (East Midlands) plc | Storage (Battery) |  |  |  | 9.5 | 10 | [12 empty] | No | Accecpted to Connect | 2020-07-14 | [6 empty] | 10 | 9.5 | 10 | 9.5 | 10 | 2018-05-23 00:00:00 | N/A
| Re Projects Developmet Ltd | Hoon Hay Farm | Marston Lane | Hatton | Derbyshire |  | DE65 5EA | 421529.683 | 329633.164 | DRAKELOW 132kV | Burton 33kV | HATTON 33 11kV S STN | Western Power Distribution (East Midlands) plc | Biomass & Energy Crops (not CHP) |  |  |  | 5.7 | 6 | [12 empty] | No | Accecpted to Connect | 2020-07-14 | [6 empty] | 6 | 5.7 | 6 | 0.475 | 0.5 | 2018-07-16 00:00:00 | N/A
2200042974041, 2200042974050 | E.On Energy Solutions Ltd. | Proposed Energy Centre | Monkerton Developement | Pinhoe | Exeter |  |  | 296986.966 | 93838.385 | Exeter Main S.G.P. | Sowton Bsp |  | Western Power Distribution (South West) plc | Small CHP (>1MW, <5MW) |  |  |  | 2.8405 | 2.99 | [12 empty] | No | Accecpted to Connect | 2020-07-14 | [6 empty] | 2.99 | 2.8405 | 2.99 | 0.475 | 0.5 | 2018-05-03 00:00:00 | N/A
| Butyric Holdings Ltd | Fiskerton Solar Farm | Reepham Road |  | Fiskerton |  | LN3 4HZ | 498973.515 | 371160.495 | WEST BURTON 132kV S STN | LINCOLN MAIN No 1 33kV S STN |  | Western Power Distribution (East Midlands) plc | Photovoltaic |  |  |  | 19 | 20 | [12 empty] | No | Accecpted to Connect | 2020-07-14 | [6 empty] | 20 | 19 | 20 | 1.1875 | 1.25 | 2018-06-15 00:00:00 | N/A
| Mercia Power Response Ltd | Land at : | Fulwood Road |  | Sutton In Ashfield |  | NG17 2NB | 446757 | 356703 | CHESTERFIELD 132kV S STN | PINXTON 132kV S STN | PINXTON 11kV S STN | Western Power Distribution (East Midlands) plc | Other Generation |  |  |  | 5.7 | 6 | [12 empty] | No | Accecpted to Connect | 2020-07-14 | [6 empty] | 6 | 5.7 | 6 | 0.1425 | 0.15 | 2018-05-02 00:00:00 | N/A
| Nextenergy Solar Holdings Iii Ltd | Mill Farm | Cotes |  | Loughborough |  | LE12 5TL | 453371.118 | 321250.972 | RATCLIFFE ON SOAR 132kV S STN | LOUGHBOROUGH 33kV S STN | 33kV or 66kV connection | Western Power Distribution (East Midlands) plc | Photovoltaic |  |  |  | 20.9 | 22 | [12 empty] | No | Accecpted to Connect | 2020-07-14 | [6 empty] | 22 | 20.9 | 22 | 0.0475 | 0.05 | 2018-06-20 00:00:00 | N/A
| Grid Connection Consulting | HENDY WIND FARM | Near Llandrindod Wells | . | Powys |  | LD1 5SE | 306180.137 | 251608.877 | Rassau G.S.P. | Abergavenny | Builth Wells | Western Power Distribution (South Wales) plc | Onshore Wind |  |  |  | 12.7252 | 13.395 | [12 empty] | No | Accecpted to Connect | 2020-07-14 | [6 empty] | 13.395 | 12.7252 | 13.395 | 0.171 | 0.18 | 2018-03-09 00:00:00 | N/A
| CARDIFF CITY COUNCIL - PAT MCGRATH | MATERIALS RECLAMATION FACILITY | LAMBY WAY | RUMNEY | CARDIFF | SOUTH GLAMORGAN | CF3 2HP | 323832.998 | 179760.111 | Cardiff East Grid | Trowbridge 132/11 Kv S/S | Trowbridge Primary | Western Power Distribution (South Wales) plc | Photovoltaic |  |  |  | 4.75 | 5 | [12 empty] | No | Accecpted to Connect | 2020-07-14 | [6 empty] | 5 | 4.75 | 5 | 0.0475 | 0.05 | 2018-06-21 00:00:00 | N/A
| Renewable Energy Systems Limited | Land at Potash Farm | Nash Road |  | Beachampton |  | MK19 6EA | 477822.653 | 236143.689 | EAST CLAYDON 132KV S STN | STONY STRATFORD 33kV S STN | 33kV or 66kV connection | Western Power Distribution (East Midlands) plc | Storage (Battery) |  |  |  | 28.5 | 30 | [12 empty] | No | Accecpted to Connect | 2020-07-14 | [6 empty] | 30 | 28.5 | 30 | 28.5 | 30 | 2018-06-22 00:00:00 | N/A
| Awel Y Gwrhyd Cic | MYNYDD Y GWRHYD WIND | . |  | Ammanford |  |  | 264462.559 | 200039.621 | Swansea North Grid | Swansea North Bsp |  | Western Power Distribution (South Wales) plc | Onshore Wind |  |  |  | 13.015 | 13.7 | [12 empty] | No | Accecpted to Connect | 2020-07-14 | [6 empty] | 13.7 | 13.015 | 13.7 | 0.171 | 0.18 | 2018-05-30 00:00:00 | N/A
1470000958086, 1470000958095 | Shovel Ready 11 Limited | WOLVERHAMPTON POWER HOUSE | Commercial Road |  | Wolverhampton |  | WV1 3QS | 392386.899 | 298159.547 | WILLENHALL 132 25kV S STN | WOLVERHAMPTON 132kV S STN | Wolverhampton 132/33/11kV DUMMY | Western Power Distribution (West Midlands) plc | Small CHP (>1MW, <5MW) |  |  |  | 4.275 | 4.5 | [12 empty] | No | Accecpted to Connect | 2020-07-14 | [6 empty] | 4.5 | 4.275 | 4.5 | 0.038 | 0.04 | 2018-03-29 00:00:00 | N/A
| Jbm Solar Projects Limited | Rag Lane Solar | . |  | Wotton-Under-Edge | Gloucetershire | GL12 8LD | 371537.616 | 183858.654 | IRON ACTON 132kV S STN | CHIPPING SODBURY 132kV S STN | 33kV or 66kV connection | Western Power Distribution (West Midlands) plc | Photovoltaic |  |  |  | 28.5 | 30 | [12 empty] | No | Accecpted to Connect | 2020-07-14 | [6 empty] | 30 | 28.5 | 30 | 0.19 | 0.2 | 2018-09-05 00:00:00 | N/A
| Leicestershire County Council | 0 |  |  | Loughborough |  | LE12 8EN | 453371.118 | 321250.972 | RATCLIFFE ON SOAR 132kV S STN | LOUGHBOROUGH 33kV S STN | 33kV or 66kV connection | Western Power Distribution (East Midlands) plc | Photovoltaic |  |  |  | 9.5 | 10 | [12 empty] | No | Accecpted to Connect | 2020-07-14 | [6 empty] | 10 | 9.5 | 10 | 0.0475 | 0.05 | 2018-06-22 00:00:00 | N/A
2200043161734, 2200043161743 | Centrica Plc | VENTONTEAGUE WIND TURBINE | . | St Allen | Truro |  | TR4 9JF | 0 | 0 | Indian Queens S.G.P. | Truro Bsp | 33kV or 66kV connection | Western Power Distribution (South West) plc | Onshore Wind |  |  |  | 2.185 | 2.3 | [12 empty] | No | Accecpted to Connect | 2020-07-14 | [6 empty] | 2.3 | 2.185 | 2.3 | 0.0228 | 0.024 | 2018-07-16 00:00:00 | N/A
| Larkfleet Connections Limited | Clay Cross - EfW | 20 Bridge Street | Clay Cross | Chesterfield |  | S45 9NY | 441045.635 | 369968.028 | CHESTERFIELD 132kV S STN | CHESTERFIELD 33kV S STN |  | Western Power Distribution (East Midlands) plc | Mixed |  |  |  | 15.96 | 16.8 | [12 empty] | No | Accecpted to Connect | 2020-07-14 | [6 empty] | 16.8 | 15.96 | 16.8 | 0.0285 | 0.03 | 2018-08-16 00:00:00 | N/A
1170001247398, 1170001247403 | Arl 027 Ltd | - | Back Lane | Calow | Chesterfield |  | S44 5XQ | 441045.635 | 369968.028 | CHESTERFIELD 132kV S STN | CHESTERFIELD 33kV S STN | 33kV or 66kV connection | Western Power Distribution (East Midlands) plc | Storage (Battery) |  |  |  | 19 | 20 | [12 empty] | No | Accecpted to Connect | 2020-07-14 | [6 empty] | 20 | 19 | 20 | 19 | 20 | 2018-07-20 00:00:00 | N/A
| Aura Power Solar Uk 1 Limited | Trenoweth Farm | Praze An Beeble |  | Cambourne |  | TR14 0PL | 155252.321 | 38186.195 | Indian Queens S.G.P. | Hayle Bsp | 33kV or 66kV connection | Western Power Distribution (South West) plc | Photovoltaic |  |  |  | 28.5 | 30 | [12 empty] | No | Accecpted to Connect | 2020-07-14 | [6 empty] | 30 | 28.5 | 30 | 0 | 0 | 2018-08-08 00:00:00 | N/A
2200043025303, 2200043148584 | Aecom | plot sp8 | Jnc Feynman Way & Newlands Lane |  | Bristol |  | BS16 7FS | 367243.093 | 177775.567 | Iron Acton S.G.P. | Lockleaze Bsp 132kv | Emersons Green | Western Power Distribution (South West) plc | Other Generation |  |  |  | 1.9 | 2 | [12 empty] | No | Accecpted to Connect | 2020-07-14 | [6 empty] | 2 | 1.9 | 2 | 5.7 | 6 | 2018-05-29 00:00:00 | N/A
| Aura Power Solar Uk2 Limited | Clyst St Lawrence Energy Storage | Clyst Hydon |  | Cullompton | Devon | EX15 2NH | 301033.164 | 97241.393 | Exeter Main S.G.P. | To be confirmed | 33kV or 66kV connection | Western Power Distribution (South West) plc | Photovoltaic |  |  |  | 47.5 | 50 | [12 empty] | No | Accecpted to Connect | 2020-07-14 | [6 empty] | 50 | 47.5 | 50 | 0.285 | 0.3 | 2018-08-08 00:00:00 | N/A
| Evercreech Renewable Energy Limited | POC 3MW - Evercreech Junction | Industrial Estate | Ditcheat | Shepton Mallet | Somerset | BA4 6NB | 364397.261 | 138762.201 | Seabank Sgp | Radstock Bsp 132kv | Evercreech | Western Power Distribution (South West) plc | Other Generation |  |  |  | 2.85 | 3 | [12 empty] | No | Accecpted to Connect | 2020-07-14 | [6 empty] | 3 | 2.85 | 3 | 0.475 | 0.5 | 2018-08-28 00:00:00 | N/A
| Asset Utilities Ltd | - | 4273-01 Williamthorpe Colliery |  | Chesterfield | Derbyshire |  | 441253.099 | 367157.676 | CHESTERFIELD 132kV S STN | CHESTERFIELD 33kV S STN | GRASSMOOR 33 11kV S STN | Western Power Distribution (East Midlands) plc | Photovoltaic |  |  |  | 3.5625 | 3.75 | [12 empty] | No | Accecpted to Connect | 2020-07-14 | [6 empty] | 3.75 | 3.5625 | 3.75 | 0.0475 | 0.05 | 2018-09-18 00:00:00 | N/A
| Mercia Power Response Ltd | Mercia Power Response Ltd | Lubenham Road |  | Market Harborough |  | LE16 9NP | 472539.492 | 286412.74 | GRENDON 132kV S STN | KETTERING 33kV S STN | FARNDON ROAD 33 11kV S STN | Western Power Distribution (East Midlands) plc | Landfill Gas, Sewage Gas, Biogas (not CHP) |  |  |  | 9.5 | 10 | [12 empty] | No | Accecpted to Connect | 2020-07-14 | [6 empty] | 10 | 9.5 | 10 | 0.19 | 0.2 | 2018-08-10 00:00:00 | N/A
| British Solar Renewables Limited | Proposed Solar Park | Longlands Farm | Redwick | Nr Newport | Gwent | NP26 3DX | 341566.639 | 187320.357 | Uskmouth | 132kV connection | 132kV connection | Western Power Distribution (South Wales) plc | Photovoltaic |  |  |  | 47.4905 | 49.99 | [12 empty] | No | Accecpted to Connect | 2020-07-14 | [6 empty] | 49.99 | 47.4905 | 49.99 | 0.475 | 0.5 | 2018-07-24 00:00:00 | N/A
| Statera Energy Limited | Desford Road ESS | Desford Road | Enderby | Leicester |  | LE19 3LR | 458179.628 | 303085.984 | ENDERBY 132kV S STN | LEICESTER 33kV S STN | 33kV or 66kV connection | Western Power Distribution (East Midlands) plc | Storage (Battery) |  |  |  | 47.5 | 50 | [12 empty] | No | Accecpted to Connect | 2020-07-14 | [6 empty] | 50 | 47.5 | 50 | 47.5 | 50 | 2018-11-23 00:00:00 | N/A
| Jbm Solar Projects 2 Ltd | Solar 2 | Tale Lane |  | . |  | EX15 1RF | 301033.164 | 97241.393 | Exeter Main S.G.P. | To be confirmed | 33kV or 66kV connection | Western Power Distribution (South West) plc | Photovoltaic |  |  |  | 33.25 | 35 | [12 empty] | No | Accecpted to Connect | 2020-07-14 | [6 empty] | 35 | 33.25 | 35 | 0.95 | 1 | 2018-08-08 00:00:00 | N/A
| Aller Langport Solar Park Ltd | Aller Langport Solar Farm | . | Aller | Langport | Somerset | TA10 0QR | 332542.726 | 135865.318 | Bridgwater S.G.P. | Bridgwater Grid Bsp | 33kV or 66kV connection | Western Power Distribution (South West) plc | Photovoltaic |  |  |  | 9.5 | 10 | [12 empty] | No | Accecpted to Connect | 2020-07-14 | [6 empty] | 10 | 9.5 | 10 | 0.1425 | 0.15 | 2018-09-17 00:00:00 | N/A
1170000943192, 1170000943208 | British Solar Renewables Ltd | 0 | SMEETON ROAD | SADDINGTON | LEICESTER |  | LE8 0QT | 466336 | 293715 | GRENDON 132kV S STN | KIBWORTH 33KV S STN | KIBWORTH 11kV S STN | Western Power Distribution (East Midlands) plc | Storage (Battery) |  |  |  | 4.0185 | 4.23 | [12 empty] | No | Accecpted to Connect | 2020-07-14 | [6 empty] | 4.23 | 4.0185 | 4.23 | 4.0185 | 4.23 | 2018-08-21 00:00:00 | N/A
| Eeb33 Ltd | Sparrow Lodge Farm | Wicken Park Road | Wicken | Milton Keynes |  | MK19 6BZ | 477822.653 | 236143.689 | EAST CLAYDON 132KV S STN | STONY STRATFORD 33kV S STN | 33kV or 66kV connection | Western Power Distribution (East Midlands) plc | Photovoltaic |  |  |  | 19 | 20 | [12 empty] | No | Accecpted to Connect | 2020-07-14 | [6 empty] | 20 | 19 | 20 | 0.0475 | 0.05 | 2018-12-08 00:00:00 | N/A
| Aura Power Storage Solutions Ltd' ' | BRISTOL TELEVISION & FILM SERV | FEEDER ROAD |  | BRISTOL |  | BS2 0TH | 360904 | 172306 | Iron Acton S.G.P. | Feeder Road 132kv | 33kV or 66kV connection | Western Power Distribution (South West) plc | Storage (Battery) |  |  |  | 19 | 20 | [12 empty] | No | Accecpted to Connect | 2020-07-14 | [6 empty] | 20 | 19 | 20 | 19 | 20 | 2018-10-19 00:00:00 | N/A
| Nextenergy Solar Holdings Iii Limited | . | Chapel Street |  | Stapleton |  | LE9 8FT | 441127.012 | 292466.649 | COVENTRY 132kV S STN | HINCKLEY 33kV S STN | 33kV or 66kV connection | Western Power Distribution (East Midlands) plc | Photovoltaic |  |  |  | 14.25 | 15 | [12 empty] | No | Accecpted to Connect | 2020-07-14 | [6 empty] | 15 | 14.25 | 15 | 0.0475 | 0.05 | 2018-11-22 00:00:00 | N/A
| Newhurst Erf Limited | Newhurst Quarry | Shepshed |  | Leicestershire |  | LE12 9BU | 450426.145 | 329757.854 | RATCLIFFE ON SOAR 132kV S STN | To be confirmed |  | Western Power Distribution (East Midlands) plc | Other Generation |  |  |  | 40.85 | 43 | [12 empty] | No | Accecpted to Connect | 2020-07-14 | [6 empty] | 43 | 40.85 | 43 | 6.1275 | 6.45 | 2018-12-21 00:00:00 | N/A
| Swinford Wind Farm Limited | - | Swinford Wind Farm | Swinford Wind Farm | Lutterworth |  | LE17 6BQ | 449305.944 | 282560.957 | COVENTRY 132kV S STN | PAILTON 33KV S STN | 33kV or 66kV connection | Western Power Distribution (East Midlands) plc | Other Generation |  |  |  | 9.5 | 10 | [12 empty] | No | Accecpted to Connect | 2020-07-14 | [6 empty] | 10 | 9.5 | 10 | 0 | 0 | 2018-10-30 00:00:00 | N/A
| Vital Energi | The Energy Centre | City Hospital Campus | Hucknall Road | Nottingham |  | NG5 1PB | 455600 | 342659 | RATCLIFFE ON SOAR 132kV S STN | To be confirmed | NOTTINGHAM NORTH 11kV S STN | Western Power Distribution (East Midlands) plc | Small CHP (>1MW, <5MW) |  |  |  | 2.85 | 3 | [12 empty] | No | Accecpted to Connect | 2020-07-14 | [6 empty] | 3 | 2.85 | 3 | 0 | 0 | 2018-07-17 00:00:00 | N/A
| Mynydd Fforch Dwm Wind Energy Ltd | MYNYDD FORCH DWM GENERATION | Forch Dwm Road |  | Port Talbot |  | SA13 3LG | 273939.5 | 193375.234 | Swansea North Grid | Briton Ferry Grid | 33kV or 66kV connection | Western Power Distribution (South Wales) plc | Mixed |  |  |  | 25.9996 | 27.368 | [12 empty] | No | Accecpted to Connect | 2020-07-14 | [6 empty] | 27.368 | 25.9996 | 27.368 | 0.2375 | 0.25 | 2018-10-01 00:00:00 | N/A
| British Solar Renewables Limited | 0 | ASHREIGNEY |  | CHULMLEIGH | DEVON | EX18 7NQ | 265212.591 | 101367.57 | Alverdiscott S.G.P. | North Tawton Bsp | 33kV or 66kV connection | Western Power Distribution (South West) plc | Photovoltaic |  |  |  | 47.4905 | 49.99 | [12 empty] | No | Accecpted to Connect | 2020-07-14 | [6 empty] | 49.99 | 47.4905 | 49.99 | 0.475 | 0.5 | 2018-11-30 00:00:00 | N/A
1170001266061 | Eurosite Power Limited | Ricoh Arena | Judds Lane |  | Coventry |  | CV6 6AQ | 434231.456 | 283468.837 | COVENTRY 132kV S STN | COVENTRY NORTH 33kV S STN | COVENTRY ARENA 33 11kV S STN | Western Power Distribution (East Midlands) plc | Mini CHP (<1MW) |  |  |  | 0 | 0 | [12 empty] | No | Accecpted to Connect | 2020-07-14 | [6 empty] | 0 | 0 | 0 | 2.09 | 2.2 | 2019-03-26 00:00:00 | N/A
| Balance Power Projects Limited | 7.6mw Gen | Land Off Mount Road | Castle Gresley | Swadlincote |  | DE11 9ES | 427802 | 317938 | DRAKELOW 132kV | GRESLEY 33kV S STN | GRESLEY 11kV S STN | Western Power Distribution (East Midlands) plc | Other Generation |  |  |  | 6.859 | 7.22 | [12 empty] | No | Accecpted to Connect | 2020-07-14 | [6 empty] | 7.22 | 6.859 | 7.22 | 0.2375 | 0.25 | 2019-01-18 00:00:00 | N/A
| Biogas Technology Limited | . | Old Milss | Radstock | Somerset |  | BS39 7SS | 366305.211 | 154698.865 | Seabank Sgp | Radstock Bsp 132kv | Midsomer Norton | Western Power Distribution (South West) plc | Other Generation |  |  |  | 5.7 | 6 | [12 empty] | No | Accecpted to Connect | 2020-07-14 | [6 empty] | 6 | 5.7 | 6 | 0.19 | 0.2 | 2019-01-02 00:00:00 | N/A
| Balance Power Projects Limited | . | Woodhouse Lane | Bolsover | Chesterfield |  | S44 6BJ | 445136.055 | 371121.481 | CHESTERFIELD 132kV S STN | CHESTERFIELD 33kV S STN | Bolsover 11kV S Stn | Western Power Distribution (East Midlands) plc | Other Generation |  |  |  | 4.75 | 5 | [12 empty] | No | Accecpted to Connect | 2020-07-14 | [6 empty] | 5 | 4.75 | 5 | 0.2375 | 0.25 | 2018-11-30 00:00:00 | N/A
| DNO Consulting | Bellamour Lane | Colton |  | Rugeley | Staffordshire | WS15 3JT | 405943.52 | 317384.128 | RUGELEY 132kV S STN | 132kV connection | 132kV connection | Western Power Distribution (West Midlands) plc | Photovoltaic |  |  |  | 94.9905 | 99.99 | [12 empty] | No | Accecpted to Connect | 2020-07-14 | [6 empty] | 99.99 | 94.9905 | 99.99 | 0.00095 | 0.001 | 2018-09-18 00:00:00 | N/A
| Mercia Power Response Ltd | Geddington Rd (Power Staion Name) | The Grove |  | Corby |  | NN18 8EW | 490491.1 | 289038.8 | GRENDON 132kV S STN | CORBY No2 33kV S STN | CORBY No2 11kV S STN | Western Power Distribution (East Midlands) plc | Medium CHP (>5MW,<50MW) |  |  |  | 4.75 | 5 | [12 empty] | No | Accecpted to Connect | 2020-07-14 | [6 empty] | 5 | 4.75 | 5 | 0.1425 | 0.15 | 2019-01-15 00:00:00 | N/A
| Roadnight Taylor | . | Tiln Farm | Retford | . |  | DN22 9JH | 479467.927 | 385479.165 | WEST BURTON 132kV S STN | To be confirmed | 33kV or 66kV connection | Western Power Distribution (East Midlands) plc | Photovoltaic |  |  |  | 47.405 | 49.9 | [12 empty] | No | Accecpted to Connect | 2020-07-14 | [6 empty] | 49.9 | 47.405 | 49.9 | 23.75 | 25 | 2019-01-02 00:00:00 | N/A
| Biogas Technology Limited | Axbridge 2 | Prowses Lane |  | Axbridge |  | BS26 2HP | 343188.357 | 154362.054 | Bridgwater S.G.P. | Churchill Bsp 132kv | 33kV or 66kV connection | Western Power Distribution (South West) plc | Other Generation |  |  |  | 6.65 | 7 | [12 empty] | No | Accecpted to Connect | 2020-07-14 | [6 empty] | 7 | 6.65 | 7 | 0.2375 | 0.25 | 2019-01-04 00:00:00 | N/A
| Amberside Energy Ltd | . | Fraddon Solar Farm 50a |  | Fraddon |  | TR8 4LX | 191317.627 | 56958.849 | Indian Queens S.G.P. | Fraddon Bsp | 33kV or 66kV connection | Western Power Distribution (South West) plc | Photovoltaic |  |  |  | 47.405 | 49.9 | [12 empty] | No | Accecpted to Connect | 2020-07-14 | [6 empty] | 49.9 | 47.405 | 49.9 | 0.02375 | 0.025 | 2018-11-28 00:00:00 | N/A
| Jdm Solar Projects 6 Limited | Hallughton Solar Farm 50A | . | Southwell | Nottinghamshire |  | NG25 0QR | 476078.366 | 353863.694 | STAYTHORPE C 132kV S STN | To be confirmed | 33kV or 66kV connection | Western Power Distribution (East Midlands) plc | Photovoltaic |  |  |  | 47.405 | 49.9 | [12 empty] | No | Accecpted to Connect | 2020-07-14 | [6 empty] | 49.9 | 47.405 | 49.9 | 0.2375 | 0.25 | 2019-02-15 00:00:00 | N/A
| Graig Fartha Ce Turbine Limited | Graig Fatha Farm | Coed Ely |  | Tonyrefail | Rct | CF39 8EX | 303747.148 | 184337.182 | Upper Boat | Talbot Green Grid | Talbot Green Primary | Western Power Distribution (South Wales) plc | Onshore Wind |  |  |  | 2.375 | 2.5 | [12 empty] | No | Accecpted to Connect | 2020-07-14 | [6 empty] | 2.5 | 2.375 | 2.5 | 0.0475 | 0.05 | 2019-03-08 00:00:00 | N/A
1170001168995, 1170001169001 | Energy Projects Services | BLOCK 4 | LONDON ROAD | MEADOWS | NOTTINGHAM | NOTTINGHAMSHIRE | NG2 3AH | 458385.54 | 339384.658 | RATCLIFFE ON SOAR 132kV S STN | NOTTINGHAM 33kV S STN | SNEINTON 33 11kV S STN | Western Power Distribution (East Midlands) plc | Storage (Battery) |  |  |  | 0.874 | 0.92 | [12 empty] | No | Accecpted to Connect | 2020-07-14 | [6 empty] | 0.92 | 0.874 | 0.92 | 1.8193 | 1.915 | 2019-02-12 00:00:00 | N/A
| Vital Energi | University Hospital | Clifford Bridge Road | Walsgrave | Coventry |  | CV2 2DX | 437738.105 | 280934.256 | COVENTRY 132kV S STN | COVENTRY NORTH 33kV S STN | WALSGRAVE 33 11kV S STN | Western Power Distribution (East Midlands) plc | Mini CHP (<1MW) |  |  |  | 0.94905 | 0.999 | [12 empty] | No | Accecpted to Connect | 2020-07-14 | [6 empty] | 0.999 | 0.94905 | 0.999 | 7.6 | 8 | 2018-12-03 00:00:00 | N/A
| DNO Consulting | Land At Ploddy House Farm | . | Little Cugley | Newent |  | GL18 1JX | 381767.388 | 219262.531 | To be confirmed | To be confirmed | 33kV or 66kV connection | Western Power Distribution (West Midlands) plc | Photovoltaic |  |  |  | 38 | 40 | [12 empty] | No | Accecpted to Connect | 2020-07-14 | [6 empty] | 40 | 38 | 40 | 0.09405 | 0.099 | 2019-02-04 00:00:00 | N/A
1170001300935, 1170001300962 | Mercia Power Response Ltd | Wellington Road - Mpr A | Wellington Road |  | Burton-On-Trent |  | DE14 2DW | 423502.918 | 322818.924 | DRAKELOW 132kV | BURTON SOUTH 33kV S STN | WELLINGTON ST 33 11kV S STN | Western Power Distribution (East Midlands) plc | Other Generation |  |  |  | 4.275 | 4.5 | [12 empty] | No | Accecpted to Connect | 2020-07-14 | [6 empty] | 4.5 | 4.275 | 4.5 | 0.1425 | 0.15 | 2018-11-08 00:00:00 | N/A
1170001300971, 1170001300980 | Mercia Power Response Ltd | Wellington Road - Ano B | Wellington Road |  | Burton-On-Trent |  | DE14 2DW | 423502.918 | 322818.924 | DRAKELOW 132kV | BURTON SOUTH 33kV S STN | WELLINGTON ST 33 11kV S STN | Western Power Distribution (East Midlands) plc | Other Generation |  |  |  | 4.275 | 4.5 | [12 empty] | No | Accecpted to Connect | 2020-07-14 | [6 empty] | 4.5 | 4.275 | 4.5 | 0.1425 | 0.15 | 2018-11-08 00:00:00 | N/A
| Eon Control Solutions Ltd | Bluestone Resorts | Canaston Wood |  | Narberth |  | SA67 8DE | 211914.288 | 217460.629 | Pembroke Power Station | Haverfordwest Grid | Penblewin | Western Power Distribution (South Wales) plc | Other Generation |  |  |  | 0 | 0 | [12 empty] | No | Accecpted to Connect | 2020-07-14 | [6 empty] | 0 | 0 | 0 | 1.9 | 2 | 2019-02-04 00:00:00 | N/A
| Conrad Energy Ltd | Proposed Gas Generation | . | Dunkeswell | Honiton | Devon | EX14 4LG | 314489.512 | 106987.459 | Exeter Main S.G.P. | Tiverton Bsp | Dunkeswell 33/11kv | Western Power Distribution (South West) plc | Storage (Battery) |  |  |  | 6.175 | 6.5 | [12 empty] | No | Accecpted to Connect | 2020-07-14 | [6 empty] | 6.5 | 6.175 | 6.5 | 3.8 | 4 | 2019-01-10 00:00:00 | N/A
| Lightsource Spv 152 Limited | - | Inkersall Grange Farm | Bilsthorpe | Newark |  | NG22 8TN | 440954.678 | 369846.71 | CHESTERFIELD 132kV S STN | To be confirmed | 33kV or 66kV connection | Western Power Distribution (East Midlands) plc | Photovoltaic |  |  |  | 47.4905 | 49.99 | [12 empty] | No | Accecpted to Connect | 2020-07-14 | [6 empty] | 49.99 | 47.4905 | 49.99 | 0.95 | 1 | 2019-01-08 00:00:00 | N/A
| Power Initiatives (2) Limited | - | Mucklow Hill Stor |  | Halesowen |  | B62 8DL | 396954.744 | 283931.975 | KITWELL 132kV S STN | HALESOWEN 132kV S STN | Halesowen 132/11kVDUMMY | Western Power Distribution (West Midlands) plc | Landfill Gas, Sewage Gas, Biogas (not CHP) |  |  |  | 4.75 | 5 | [12 empty] | No | Accecpted to Connect | 2020-07-14 | [6 empty] | 5 | 4.75 | 5 | 0.057 | 0.06 | 2019-01-11 00:00:00 | N/A
| E E B38 Limited | PENTRE BACH SOLAR V | . | Pentre Bah | Cwmbran |  | NP44 7AR | 329748.169 | 192766.59 | Uskmouth | Llantarnam | 33kV or 66kV connection | Western Power Distribution (South Wales) plc | Photovoltaic |  |  |  | 19 | 20 | [12 empty] | No | Accecpted to Connect | 2020-07-14 | [6 empty] | 20 | 19 | 20 | 0.855 | 0.9 | 2019-03-01 00:00:00 | N/A
| Lightsource Spv 156 Limited | The Grange Solar Park | The Grange 1 | Cotham Lane | Hawton | Nottinghamshire | NG24 3RJ | 476078.366 | 353863.694 | STAYTHORPE C 132kV S STN | To be confirmed | 33kV or 66kV connection | Western Power Distribution (East Midlands) plc | Photovoltaic |  |  |  | 39.9 | 42 | [12 empty] | No | Accecpted to Connect | 2020-07-14 | [6 empty] | 42 | 39.9 | 42 | 0.399 | 0.42 | 2019-04-17 00:00:00 | N/A
| Absolute Solar & Wind | WWTW | . | Bynea | Llanelli |  | SA14 9SA | 253023.412 | 199790.933 | Swansea North Grid | Trostre Grid | Maesarddafen | Western Power Distribution (South Wales) plc | Photovoltaic |  |  |  | 0.09405 | 0.099 | [12 empty] | No | Accecpted to Connect | 2020-07-14 | [6 empty] | 0.099 | 0.09405 | 0.099 | 1.1837 | 1.246 | 2018-11-19 00:00:00 | N/A
2100041611915, 2100041611924, 2100041611942, 2100041611951, 2100041611960, 2100041611970 | Cenin Holdings Ltd | CENIN T2 | Parc Stormy | . | Bridgend |  | CF33 4RS | 282651.661 | 183043.299 | Pyle Grid | Pyle Bsp |  | Western Power Distribution (South Wales) plc | Onshore Wind |  |  |  | 11.7325 | 12.35 | [12 empty] | No | Accecpted to Connect | 2020-07-14 | [6 empty] | 12.35 | 11.7325 | 12.35 | 6.65 | 7 | 2019-04-29 00:00:00 | N/A
| Evans Energy Ltd | Proposed Wind Farm | Cold Northcott | St Clether | Launceston |  |  | 207125.458 | 74185.108 | Indian Queens S.G.P. | St Tudy Bsp | 33kV or 66kV connection | Western Power Distribution (South West) plc | Offshore Wind |  |  |  | 19 | 20 | [12 empty] | No | Accecpted to Connect | 2020-07-14 | [6 empty] | 20 | 19 | 20 | 0.2375 | 0.25 | 2019-04-11 00:00:00 | N/A
| Watt Energy Saver Ltd | University of Nottingham | University Boulevard |  | Nottingham |  | NG7 2RD | 454602.197 | 338802.159 | RATCLIFFE ON SOAR 132kV S STN | NOTTINGHAM 33kV S STN | LENTON 33 11kV S STN | Western Power Distribution (East Midlands) plc | Photovoltaic |  |  |  | 2.85 | 3 | [12 empty] | No | Accecpted to Connect | 2020-07-14 | [6 empty] | 3 | 2.85 | 3 | 6.175 | 6.5 | 2019-01-24 00:00:00 | N/A
| Nd Solar Enterprises Limited | Lower Litchardon Solar Farm | Land Near Lower Litchardon Farm | Newton Tracey | Barnstaple |  | EX31 3QE | 256148.449 | 131842.293 | Alverdiscott S.G.P. | Barnstaple Bsp | 33kV or 66kV connection | Western Power Distribution (South West) plc | Photovoltaic |  |  |  | 47.405 | 49.9 | [12 empty] | No | Accecpted to Connect | 2020-07-14 | [6 empty] | 49.9 | 47.405 | 49.9 | 0.475 | 0.5 | 2019-01-21 00:00:00 | N/A
| Elgin Energy Esco Ltd | . | Dodford Fields Farm |  | Daventry |  | NN7 4SY | 457763.958 | 262712.133 | COVENTRY 132kV S STN | DAVENTRY 33KV S STN | 33kV or 66kV connection | Western Power Distribution (East Midlands) plc | Photovoltaic |  |  |  | 18.05 | 19 | [12 empty] | No | Accecpted to Connect | 2020-07-14 | [6 empty] | 19 | 18.05 | 19 | 0.0855 | 0.09 | 2019-04-18 00:00:00 | N/A
| Amberside Energy Ltd | . | Doverdale Solar B | Droitwich | Worcestershire |  | WR9 0QB | 383553.215 | 268197.369 | BISHOPS WOOD 132kV S STN | To be confirmed | 33kV or 66kV connection | Western Power Distribution (West Midlands) plc | Photovoltaic |  |  |  | 47.405 | 49.9 | [12 empty] | No | Accecpted to Connect | 2020-07-14 | [6 empty] | 49.9 | 47.405 | 49.9 | 0.2375 | 0.25 | 2019-02-06 00:00:00 | N/A
| Minehead Solar Electric Forecourt Ltd | Proposed Generation, battery storage & | Land East Side Of Seaward Way |  | Minehead |  |  | 297727.661 | 145507.29 | Taunton S.G.P. | Bowhays Cross Bsp | Alcombe | Western Power Distribution (South West) plc | Storage (Battery) |  |  |  | 2.85 | 3 | [12 empty] | No | Accecpted to Connect | 2020-07-14 | [6 empty] | 3 | 2.85 | 3 | 0.04275 | 0.045 | 2019-03-07 00:00:00 | N/A
| Elgin Energy Esco Ltd | Thorpe Constantine Solar PV | Land West Of Thorpe Constantine |  | Tamworth | Staffordshire | B79 0AQ | 419794.456 | 292210.043 | LEA MARSTON 132kV S STN | To be confirmed | 33kV or 66kV connection | Western Power Distribution (East Midlands) plc | Photovoltaic |  |  |  | 38 | 40 | [12 empty] | No | Accecpted to Connect | 2020-07-14 | [6 empty] | 40 | 38 | 40 | 0.0855 | 0.09 | 2019-03-05 00:00:00 | N/A
| Caerphilly County Borough Council | CWM IFOR FARM | . | . | Caerphilly |  | CF83 2TU | 310109.76 | 187021.029 | Upper Boat | Upper Boat Bsp | 33kV or 66kV connection | Western Power Distribution (South Wales) plc | Photovoltaic |  |  |  | 14.25 | 15 | [12 empty] | No | Accecpted to Connect | 2020-07-14 | [6 empty] | 15 | 14.25 | 15 | 0.0475 | 0.05 | 2019-01-14 00:00:00 | N/A
| Next Energy Solar Holdings I I I Ltd | Land At Crifton Lodge Farm | Forest Lane | Bilsthorpe | Newark |  | NG22 8TR | 440954.678 | 369846.71 | CHESTERFIELD 132kV S STN | To be confirmed |  | Western Power Distribution (East Midlands) plc | Photovoltaic |  |  |  | 38 | 40 | [12 empty] | No | Accecpted to Connect | 2020-07-14 | [6 empty] | 40 | 38 | 40 | 0.19 | 0.2 | 2019-05-07 00:00:00 | N/A
| Keele University | Keele University | . |  | Keele | Staffordshire | ST5 5BG | 394276.766 | 349350.136 | Cellarhead 132kV | To be confirmed | 33kV or 66kV connection | Western Power Distribution (West Midlands) plc | Photovoltaic |  |  |  | 12.73 | 13.4 | [12 empty] | No | Accecpted to Connect | 2020-07-14 | [6 empty] | 13.4 | 12.73 | 13.4 | 5.7 | 6 | 2019-02-19 00:00:00 | N/A
| Eeb 36 Limited | Pedwell Hill PV | Land Around Nythe Road | Pedwell | Ashcott |  | TA7 9BQ | 332542.726 | 135865.318 | Bridgwater S.G.P. | Bridgwater Grid Bsp | 33kV or 66kV connection | Western Power Distribution (South West) plc | Photovoltaic |  |  |  | 38 | 40 | [12 empty] | No | Accecpted to Connect | 2020-07-14 | [6 empty] | 40 | 38 | 40 | 0.0855 | 0.09 | 2019-04-02 00:00:00 | N/A
| Arenko Desert Sensation Limited One | Arenko Bloxwich | Bloxwich Industrial Estate |  | Walsall |  | WS2 8TF | 400022.673 | 299979.452 | BUSTLEHOLM 132kV S STN | Walsall 132kV/33kV | 33kV or 66kV connection | Western Power Distribution (West Midlands) plc | Storage (Battery) |  |  |  | 41.04 | 43.2 | [12 empty] | No | Accecpted to Connect | 2020-07-14 | [6 empty] | 43.2 | 41.04 | 43.2 | 41.04 | 43.2 | 2019-05-21 00:00:00 | N/A
| Power Generation (Midlands)Ltd | Lye Forge | Stourport Road |  | Kidderminster |  | DY11 7QE | 381741.137 | 271061.89 | BISHOPS WOOD 132kV S STN | STOURPORT 132 66 33kV S STN | Stourport 132/66/33/11kV | Western Power Distribution (West Midlands) plc | Medium CHP (>5MW,<50MW) |  |  |  | 5.225 | 5.5 | [12 empty] | No | Accecpted to Connect | 2020-07-14 | [6 empty] | 5.5 | 5.225 | 5.5 | 0.475 | 0.5 | 2019-02-21 00:00:00 | N/A
| CENIN RENEWABLES LTD | GENERATION SCHEME | Mynydd Maen | Hafodyrynys | Crumlin |  | NP11 5AY | 320003.293 | 197958.622 | Rassau G.S.P. | Crumlin |  | Western Power Distribution (South Wales) plc | Mixed |  |  |  | 74.0002 | 77.895 | [12 empty] | No | Accecpted to Connect | 2020-07-14 | [6 empty] | 77.895 | 74.0002 | 77.895 | 9.5 | 10 | 2019-06-11 00:00:00 | N/A
| Gridserve Emea Depc Ltd | BW003 - Markham Vale | Enterprise Way |  | Chesterfield |  | S44 5HB | 441082.667 | 374619.131 | CHESTERFIELD 132kV S STN | STAVELEY 33kV S STN | 33kV or 66kV connection | Western Power Distribution (East Midlands) plc | Other Generation |  |  |  | 5.7 | 6 | [12 empty] | No | Accecpted to Connect | 2020-07-14 | [6 empty] | 6 | 5.7 | 6 | 5.7 | 6 | 2019-04-02 00:00:00 | N/A
| John Pointon And Sons | JOHN POINTON & SONS | Bones Lane | Cheddleton | Leek |  | ST13 7BT | 397678.841 | 352657.152 | Cellarhead 132kV | WHITFIELD 132 33kV S STN | CHEDDLETON 33 11kV S STN | Western Power Distribution (West Midlands) plc | Other Generation |  |  |  | 0 | 0 | [12 empty] | No | Accecpted to Connect | 2020-07-14 | [6 empty] | 0 | 0 | 0 | 3.515 | 3.7 | 2019-03-14 00:00:00 | N/A
2100041620352, 2100041620361 | Lightsource Renewable Development Ltd | BRYN HENLLYS | Ystradowen | Cwmtwrch | Upper Cwmtwrch |  | SA9 2XX | 278891.407 | 208741.223 | Swansea North Grid | Ystradgynlais Grid |  | Western Power Distribution (South Wales) plc | Photovoltaic |  |  |  | 23.75 | 25 | [12 empty] | No | Accecpted to Connect | 2020-07-14 | [6 empty] | 25 | 23.75 | 25 | 0.095 | 0.1 | 2019-04-10 00:00:00 | N/A
| Astra Power Generation | Croome Airfield Solar Farm | Crome |  | Worcester |  | WR8 9AT | 390507.632 | 241064.431 | FECKENHAM 66 11kV S STN | Feckenham 66/11kVDUMMY | 33kV or 66kV connection | Western Power Distribution (West Midlands) plc | Photovoltaic |  |  |  | 46.55 | 49 | [12 empty] | No | Accecpted to Connect | 2020-07-14 | [6 empty] | 49 | 46.55 | 49 | 0.285 | 0.3 | 2019-01-07 00:00:00 | N/A
| M W A T Ltd | Denby Transport STOR Site | Sadler Road |  | Lincoln | Lincolnshire | LN6 3JR | 492564.558 | 368551.744 | WEST BURTON 132kV S STN | LINCOLN MAIN No 1 33kV S STN | DODDINGTON PARK 33 11kV S STN | Western Power Distribution (East Midlands) plc | Storage (Pumped) |  |  |  | 4.75 | 5 | [12 empty] | No | Accecpted to Connect | 2020-07-14 | [6 empty] | 5 | 4.75 | 5 | 0.095 | 0.1 | 2018-12-21 00:00:00 | N/A
| Gridserve Emea Depc Ltd | Tachbrook Hill Farm | Banbury Road | Bishops Tachbrook | Leamington Spa |  | CV33 9QG | 429710.45 | 265381.967 | BERKSWELL 132kV S STN | WARWICK 33kV S STN | 33kV or 66kV connection | Western Power Distribution (East Midlands) plc | Storage (Battery) |  |  |  | 5.7 | 6 | [12 empty] | No | Accecpted to Connect | 2020-07-14 | [6 empty] | 6 | 5.7 | 6 | 5.7 | 6 | 2019-06-27 00:00:00 | N/A
| Spring Dev 02 Limited | HOPKINS SOLAR FARM | Pontardulais Road | Tycroes | Ammanford |  | SA18 3RE | 259998.964 | 210115.901 | Swansea North Grid | Ammanford Grid | 33kV or 66kV connection | Western Power Distribution (South Wales) plc | Photovoltaic |  |  |  | 28.5 | 30 | [12 empty] | No | Accecpted to Connect | 2020-07-14 | [6 empty] | 30 | 28.5 | 30 | 0.0475 | 0.05 | 2019-03-15 00:00:00 | N/A
| Elgin Energy Esco Ltd | TYTHEGSTON SOLAR PV | Tythegston Estate | Tythegston | Bridgend |  | CF32 0NW | 282651.661 | 183043.299 | Pyle Grid | Pyle Bsp | 33kV or 66kV connection | Western Power Distribution (South Wales) plc | Photovoltaic |  |  |  | 71.25 | 75 | [12 empty] | No | Accecpted to Connect | 2020-07-14 | [6 empty] | 75 | 71.25 | 75 | 0.285 | 0.3 | 2019-05-20 00:00:00 | N/A
| Spring Dev 01 Ltd | NIRO SOLAR FARM | Land South Of Rockbeare Hill | Rockbeare | Exeter |  | EX5 2EZ | 300934.29 | 97243.871 | Exeter Main S.G.P. | Exeter Main Bsp | 33kV or 66kV connection | Western Power Distribution (South West) plc | Photovoltaic |  |  |  | 9.5 | 10 | [12 empty] | No | Accecpted to Connect | 2020-07-14 | [6 empty] | 10 | 9.5 | 10 | 0.2185 | 0.23 | 2019-05-09 00:00:00 | N/A
| Scottishpower Renewables (Uk) Ltd | Oakley Bushes Solar Farm | Oakley Bushes | Little Oakley | Corby |  |  | 487111.876 | 261407.385 | GRENDON 132kV S STN | To be confirmed |  | Western Power Distribution (East Midlands) plc | Photovoltaic |  |  |  | 38 | 40 | [12 empty] | No | Accecpted to Connect | 2020-07-14 | [6 empty] | 40 | 38 | 40 | 0.38 | 0.4 | 2019-10-03 00:00:00 | N/A
1170001258210, 1170001258229 | Midlands Power Networks | 0 | Meadow Lane | Shirebrorok | Mansfield |  | NG20 8RY | 452998.061 | 366753.878 | CHESTERFIELD 132kV S STN | MANSFIELD 33kV S STN | ACREAGE LANE 33 11kV S STN | Western Power Distribution (East Midlands) plc | Other Generation |  |  |  | 0.475 | 0.5 | [12 empty] | No | Accecpted to Connect | 2020-07-14 | [6 empty] | 0.5 | 0.475 | 0.5 | 6.6975 | 7.05 | 2019-03-07 00:00:00 | N/A
| Tge Management Company Limited | Blackbridge Farm | Cranford Road |  | Burton Latimer |  | NN15 5TB | 485951.466 | 278872.894 | GRENDON 132kV S STN | KETTERING 33kV S STN | 33kV or 66kV connection | Western Power Distribution (East Midlands) plc | Other Generation |  |  |  | 9.5 | 10 | [12 empty] | No | Accecpted to Connect | 2020-07-14 | [6 empty] | 10 | 9.5 | 10 | 0.1425 | 0.15 | 2018-08-29 00:00:00 | N/A
| Liverton 2014 Ltd. | EXPORT MPAN | LIVERTON BUSINESS PARK |  | EXMOUTH | DEVON | EX8 2NU | 301034.607 | 82182.439 | Exeter Main S.G.P. | Exmouth Bsp |  | Western Power Distribution (South West) plc | Other Generation |  |  |  | 5.7 | 6 | [12 empty] | No | Accecpted to Connect | 2020-07-14 | [6 empty] | 6 | 5.7 | 6 | 0.0684 | 0.072 | 2019-03-26 00:00:00 | N/A
| Wykes Engineering Ltd | Energy Park | The Old Airfield | Chelveston | Northants |  |  | 494597.25 | 269927.726 | GRENDON 132kV S STN | IRTHLINGBOROUGH 33kV S STN | 33kV or 66kV connection | Western Power Distribution (East Midlands) plc | Storage (Battery) |  |  |  | 3.8 | 4 | [12 empty] | No | Accecpted to Connect | 2020-07-14 | [6 empty] | 4 | 3.8 | 4 | 0 | 0 | 2019-05-13 00:00:00 | N/A
| Swb One Limited | Rectory Farm | Rectory Lane |  | Upton Warren |  | B61 7EG | 383553.215 | 268197.369 | BISHOPS WOOD 132kV S STN | To be confirmed | 33kV or 66kV connection | Western Power Distribution (West Midlands) plc | Other Generation |  |  |  | 7.125 | 7.5 | [12 empty] | No | Accecpted to Connect | 2020-07-14 | [6 empty] | 7.5 | 7.125 | 7.5 | 0.21375 | 0.225 | 2019-03-18 00:00:00 | N/A
| Eclipse Power Networks | ryall y409 | Whitminster |  | Gloucester |  | GL2 7PN | 381767.388 | 219262.531 | PORT HAM 132kV S STN | To be confirmed | 33kV or 66kV connection | Western Power Distribution (West Midlands) plc | Photovoltaic |  |  |  | 47.405 | 49.9 | [12 empty] | No | Accecpted to Connect | 2020-07-14 | [6 empty] | 49.9 | 47.405 | 49.9 | 0.38 | 0.4 | 2019-06-24 00:00:00 | N/A
| Cs Uk Holdings Iii Limited | Home Farm | Strensham |  | Worcester |  | WR8 9JZ | 390507.632 | 241064.431 | FECKENHAM 66 11kV S STN | Feckenham 66/11kVDUMMY | 33kV or 66kV connection | Western Power Distribution (West Midlands) plc | Photovoltaic |  |  |  | 30.4 | 32 | [12 empty] | No | Accecpted to Connect | 2020-07-14 | [6 empty] | 32 | 30.4 | 32 | 0.304 | 0.32 | 2019-06-27 00:00:00 | N/A
| Mwat Ltd | Property at Leland Way | Marsh Lane Ind Estate | Boston | Lincolnshire |  | PE21 7SW | 533551.969 | 342323.325 | WALPOLE 132kV S STN | BOSTON 33kV S STN | MARSH LANE 33 11kV S STN | Western Power Distribution (East Midlands) plc | Storage (Pumped) |  |  |  | 5.7 | 6 | [12 empty] | No | Accecpted to Connect | 2020-07-14 | [6 empty] | 6 | 5.7 | 6 | 0.095 | 0.1 | 2019-02-21 00:00:00 | N/A
1170001302506, 1170001302515 | Thornton Estate Energy Limited | Land at Sports Direct Site | Brook Park East |  | Shirebrook |  | NG20 8RY | 453635.89 | 362357.604 | CHESTERFIELD 132kV S STN | MANSFIELD 33kV S STN | 33kV or 66kV connection | Western Power Distribution (East Midlands) plc | Other Generation |  |  |  | 19 | 20 | [12 empty] | No | Accecpted to Connect | 2020-07-14 | [6 empty] | 20 | 19 | 20 | 0.19 | 0.2 | 2019-08-06 00:00:00 | N/A
| Aura Power Ltd | Bishampton Solar PV | Broad Lane | Bishampton | Pershore | Worcestershire | WR10 2LY | 401968.072 | 261611.575 | FECKENHAM 66 11kV S STN | Feckenham 66/11kVDUMMY | 33kV or 66kV connection | Western Power Distribution (West Midlands) plc | Photovoltaic |  |  |  | 28.5 | 30 | [12 empty] | No | Accecpted to Connect | 2020-07-14 | [6 empty] | 30 | 28.5 | 30 | 0.475 | 0.5 | 2019-06-20 00:00:00 | N/A
| Mercia Power Response Ltd | Fulwood Road B | Fulwood Road North |  | Huthwaite | Nottinghamshire | NG17 2NB | 446757 | 356703 | CHESTERFIELD 132kV S STN | PINXTON 132kV S STN | PINXTON 11kV S STN | Western Power Distribution (East Midlands) plc | Other Generation |  |  |  | 4.275 | 4.5 | [12 empty] | No | Accecpted to Connect | 2020-07-14 | [6 empty] | 4.5 | 4.275 | 4.5 | 0.1425 | 0.15 | 2019-02-25 00:00:00 | N/A
| Elgin Energy | 1022b Land South Of | Gorse Lane |  | Sleaford |  | NG34 8SF | 507129.778 | 345001.881 | BICKER FEN 132kV S STN | SLEAFORD 33kV S STN | 33kV or 66kV connection | Western Power Distribution (East Midlands) plc | Photovoltaic |  |  |  | 19 | 20 | [12 empty] | No | Accecpted to Connect | 2020-07-14 | [6 empty] | 20 | 19 | 20 | 0.0285 | 0.03 | 2019-06-21 00:00:00 | N/A
| Res | IMPORT MPAN | NANTERROW LANE |  | CONNOR DOWNS | CORNWALL | TR27 5BX | 166222.578 | 41679.912 | Indian Queens S.G.P. | Camborne Bsp | 33kV or 66kV connection | Western Power Distribution (South West) plc | Storage (Battery) |  |  |  | 8.55 | 9 | [12 empty] | No | Accecpted to Connect | 2020-07-14 | [6 empty] | 9 | 8.55 | 9 | 8.55 | 9 | 2019-08-08 00:00:00 | N/A
| Conrad Energy (Developments) Ltd | MIDSOMER NORTON FLEXIBLE GAS GENERATION | North Of Radstock Road | Midsomer Norton | Radstock |  | BA3 2AF | 366305.211 | 154698.865 | Seabank Sgp | Radstock Bsp 132kv | Midsomer Norton | Western Power Distribution (South West) plc | Other Generation |  |  |  | 6.65 | 7 | [12 empty] | No | Accecpted to Connect | 2020-07-14 | [6 empty] | 7 | 6.65 | 7 | 0.19 | 0.2 | 2019-03-22 00:00:00 | N/A
| Arl 029 Limited | - | Over Lane |  | Almondsbury |  | BS32 4BW | 360621.608 | 183605.269 | Iron Acton S.G.P. | Bradley Stoke Bsp | Almondsbury | Western Power Distribution (South West) plc | Landfill Gas, Sewage Gas, Biogas (not CHP) |  |  |  | 8.55 | 9 | [12 empty] | No | Accecpted to Connect | 2020-07-14 | [6 empty] | 9 | 8.55 | 9 | 0.19 | 0.2 | 2019-01-29 00:00:00 | N/A
| Conrad (Clay Hill) Limited | Clay Hill Pit | Dormington |  | Hereford |  | HR1 4EP | 357558.315 | 239762.135 | BISHOPS WOOD 132kV S STN | HEREFORD 66kV S STN | 33kV or 66kV connection | Western Power Distribution (West Midlands) plc | Other Generation |  |  |  | 46.55 | 49 | [12 empty] | No | Accecpted to Connect | 2020-07-14 | [6 empty] | 49 | 46.55 | 49 | 0.95 | 1 | 2019-06-28 00:00:00 | N/A
1470001155387, 1470001155396 | Thornfield 001 Ltd | BARNES FARM | Rowton |  | Telford | Shropshire | TF6 6QX | 364004.942 | 313355.22 | SHREWSBURY 132kV S STN | Shrewsbury 132/33kVDUMMY | DOTHILL 33 11kV S STN | Western Power Distribution (West Midlands) plc | Other Generation |  |  |  | 1.14 | 1.2 | [12 empty] | No | Accecpted to Connect | 2020-07-14 | [6 empty] | 1.2 | 1.14 | 1.2 | 1.52 | 1.6 | 2019-04-12 00:00:00 | N/A
| The Ernest Cook Trust | ECT Slimbridge Estate Solar | Land Off Tyndale Road |  | Slimbridge |  | GL2 7DJ | 366792.393 | 185738.896 | IRON ACTON 132kV S STN | To be confirmed | 33kV or 66kV connection | Western Power Distribution (West Midlands) plc | Photovoltaic |  |  |  | 38 | 40 | [12 empty] | No | Accecpted to Connect | 2020-07-14 | [6 empty] | 40 | 38 | 40 | 0.1425 | 0.15 | 2019-07-03 00:00:00 | N/A
| Low Carbon Uk Solar Investment Company | Brackley Solar Farm - 20 MW | Blackpits Recycling Centre |  | Brackley |  | NN13 5QG | 458615.907 | 239313.653 | EAST CLAYDON 132KV S STN | BRACKLEY 132kV S STN | 33kV or 66kV connection | Western Power Distribution (East Midlands) plc | Photovoltaic |  |  |  | 19 | 20 | [12 empty] | No | Accecpted to Connect | 2020-07-14 | [6 empty] | 20 | 19 | 20 | 0.0475 | 0.05 | 2019-06-11 00:00:00 | N/A
| Eeb35 Limited | Proposed Solar Project 14219 | Land At Escott Estate |  | Ottery St Mary |  | EX11 1LU | 300934.29 | 97243.871 | Exeter Main S.G.P. | Exeter Main Bsp | 33kV or 66kV connection | Western Power Distribution (South West) plc | Photovoltaic |  |  |  | 33.25 | 35 | [12 empty] | No | Accecpted to Connect | 2020-07-14 | [6 empty] | 35 | 33.25 | 35 | 0.285 | 0.3 | 2019-07-16 00:00:00 | N/A
| Potter Group | Potter Group | Hilltop Farm | Ketley | Telford |  | TF1 5HW | 365621.66 | 303956.439 | IRONBRIDGE 132kV S STN | To be confirmed |  | Western Power Distribution (West Midlands) plc | Other Generation |  |  |  | 18.867 | 19.86 | [12 empty] | No | Accecpted to Connect | 2020-07-14 | [6 empty] | 19.86 | 18.867 | 19.86 | 0.00095 | 0.001 | 2019-06-27 00:00:00 | N/A
| Solar Southwest | SOLAR STORAGE PROJECT | Two Post Cross |  | Spreyton |  | EX17 5AZ | 265212.591 | 101367.57 | Alverdiscott S.G.P. | North Tawton Bsp | 33kV or 66kV connection | Western Power Distribution (South West) plc | Photovoltaic |  |  |  | 8.075 | 8.5 | [12 empty] | No | Accecpted to Connect | 2020-07-14 | [6 empty] | 8.5 | 8.075 | 8.5 | 0.95 | 1 | 2019-07-30 00:00:00 | N/A
| Tata Steel Uk Ltd | PORT TALBOT STEEL WORKS | Po Box 42 | . | Port Talbot |  | SA13 2NG | 278354.541 | 186815.467 | Pyle Grid | Margam Grid |  | Western Power Distribution (South Wales) plc | Other Generation |  |  |  | 18.05 | 19 | [12 empty] | No | Accecpted to Connect | 2020-07-14 | [6 empty] | 19 | 18.05 | 19 | 117.8 | 124 | 2019-12-16 00:00:00 | N/A
| Light Rock Power | . | Crick Road | Daventry | Northamptonshire |  | NN6 6NA | 436501.787 | 284284.289 | COVENTRY 132kV S STN | To be confirmed | 33kV or 66kV connection | Western Power Distribution (East Midlands) plc | Photovoltaic |  |  |  | 47.4905 | 49.99 | [12 empty] | No | Accecpted to Connect | 2020-07-14 | [6 empty] | 49.99 | 47.4905 | 49.99 | 0.475 | 0.5 | 2019-09-13 00:00:00 | N/A
| Custom Solar | ABP PORT TALBOT | Newbridge Road Sub |  | Port Talbot |  | SA12 1RB | 275576.993 | 189289.726 | Swansea North Grid | Briton Ferry Grid | Victoria Road | Western Power Distribution (South Wales) plc | Photovoltaic |  |  |  | 0.23275 | 0.245 | [12 empty] | No | Accecpted to Connect | 2020-07-14 | [6 empty] | 0.245 | 0.23275 | 0.245 | 1.425 | 1.5 | 2019-06-17 00:00:00 | N/A
| Solar Southwest | 0 | MOSTERTON ROAD | MISTERTON | CREWKERNE | SOMERSET | TA18 8NT | 346038.036 | 107625.771 | Axminster S.G.P. | Woodcote Bsp | Crewkerne | Western Power Distribution (South West) plc | Photovoltaic |  |  |  | 1.482 | 1.56 | [12 empty] | No | Accecpted to Connect | 2020-07-14 | [6 empty] | 1.56 | 1.482 | 1.56 | 1.14 | 1.2 | 2019-08-19 00:00:00 | N/A
| Ecotricity Next Generation Limited | Dalby Solar Park | Old Dalby Lodge Farm | Old Dalby | Melton Mowbray |  | LE14 3LY | 462704.877 | 325772.133 | RATCLIFFE ON SOAR 132kV S STN | WILLOUGHBY 33kV S STN | 33kV or 66kV connection | Western Power Distribution (East Midlands) plc | Other Generation |  |  |  | 7.2675 | 7.65 | [12 empty] | No | Accecpted to Connect | 2020-07-14 | [6 empty] | 7.65 | 7.2675 | 7.65 | 0.475 | 0.5 | 2019-04-18 00:00:00 | N/A
| Ecotricity | IMPORT MPAN | BUCKLAND BREWER |  | BIDEFORD | DEVON | EX39 5NR | 250142.059 | 125140.66 | Alverdiscott S.G.P. | To be confirmed |  | Western Power Distribution (South West) plc | Photovoltaic |  |  |  | 4.75 | 5 | [12 empty] | No | Accecpted to Connect | 2020-07-14 | [6 empty] | 5 | 4.75 | 5 | 0 | 0 | 2019-09-26 00:00:00 | N/A
| Sping Che Ltd | Meadow Solar Farm | Bilthbury Road |  | Rugeley |  | WS15 3HQ | 0 | 0 | To be confirmed | To be confirmed | 33kV or 66kV connection | Western Power Distribution (West Midlands) plc | Photovoltaic |  |  |  | 33.25 | 35 | [12 empty] | No | Accecpted to Connect | 2020-07-14 | [6 empty] | 35 | 33.25 | 35 | 0.00095 | 0.001 | 2019-07-23 00:00:00 | N/A
| Brynrhyd Solar Farm Limited | BRYN Y RHYD | . | Pontarddulais | Hendy |  | SA4 0FD | 259998.964 | 210115.901 | Swansea North Grid | Ammanford Grid |  | Western Power Distribution (South Wales) plc | Photovoltaic |  |  |  | 28.5 | 30 | [12 empty] | No | Accecpted to Connect | 2020-07-14 | [6 empty] | 30 | 28.5 | 30 | 0.19 | 0.2 | 2019-11-14 00:00:00 | N/A
| Lightsource Renewable Uk Development Lt | Winkburn Solar farm | The Winkburn Estate | Winkburn Lane | Winkburn |  | NG22 8PF | 476078.366 | 353863.694 | STAYTHORPE C 132kV S STN | To be confirmed | 33kV or 66kV connection | Western Power Distribution (East Midlands) plc | Photovoltaic |  |  |  | 30.4 | 32 | [12 empty] | No | Accecpted to Connect | 2020-07-14 | [6 empty] | 32 | 30.4 | 32 | 0.304 | 0.32 | 2019-09-11 00:00:00 | N/A
| Lightsource Renewable Development Ltd | PENLLERGAER ESTATE PV SOLAR PARK | Bryn Bach Road |  | Pontlliw |  | SA4 9ED | 264462.559 | 200039.621 | Swansea North Grid | Swansea North Bsp | 33kV or 66kV connection | Western Power Distribution (South Wales) plc | Photovoltaic |  |  |  | 28.5 | 30 | [12 empty] | No | Accecpted to Connect | 2020-07-14 | [6 empty] | 30 | 28.5 | 30 | 0.285 | 0.3 | 2019-09-06 00:00:00 | N/A
2200043122994, 2200043123000 | Conrad (Langage) Limited | LANGAGE FLEXIBLE GAS GENERATIO | Langage Industrial Estate |  | Plymouth |  | PL7 5ET | 256647.514 | 55870.911 | Abham S.G.P. | Plympton Bsp | Langage | Western Power Distribution (South West) plc | Landfill Gas, Sewage Gas, Biogas (not CHP) |  |  |  | 4.0375 | 4.25 | [12 empty] | No | Accecpted to Connect | 2020-07-14 | [6 empty] | 4.25 | 4.0375 | 4.25 | 0.19 | 0.2 | 2019-06-19 00:00:00 | N/A
| Centrica Business Solutions | Muller Misterley | Station Road | MINSTERLEY | SHREWSBURY | SHROPSHIRE | SY5 0BN | 338487 | 306211.846 | SHREWSBURY 132kV S STN | Shrewsbury 132/33kVDUMMY | MALEHURST 33 11kV S STN | Western Power Distribution (West Midlands) plc | Small CHP (>1MW, <5MW) |  |  |  | 0 | 0 | [12 empty] | No | Accecpted to Connect | 2020-07-14 | [6 empty] | 0 | 0 | 0 | 2.28 | 2.4 | 2019-08-09 00:00:00 | N/A
| Warwickshire Solar 1 Ltd | Harborough Fields Solar Farm | Near Churchover |  | Rugby |  | CV23 0ER | 450356.568 | 276916.946 | COVENTRY 132kV S STN | RUGBY 33kV S STN | 33kV or 66kV connection | Western Power Distribution (East Midlands) plc | Photovoltaic |  |  |  | 20.71 | 21.8 | [12 empty] | No | Accecpted to Connect | 2020-07-14 | [6 empty] | 21.8 | 20.71 | 21.8 | 0.247 | 0.26 | 2019-08-19 00:00:00 | N/A
| Gazeley Uk Ltd | DHL | Mere Lane | Magna Park | Lutterworth |  | LE17 4JH | 451044.915 | 283736.428 | COVENTRY 132kV S STN | PAILTON 33KV S STN | MAGNA PARK 33 11kV S STN | Western Power Distribution (East Midlands) plc | Photovoltaic |  |  |  | 0.7125 | 0.75 | [12 empty] | No | Accecpted to Connect | 2020-07-14 | [6 empty] | 0.75 | 0.7125 | 0.75 | 2.85 | 3 | 2019-07-30 00:00:00 | N/A
| Asset Utilities Ltd | Swan Farm | Watling Street |  | Grendon | Warwickshire | CV9 2PZ | 425540.909 | 299392.068 | LEA MARSTON 132kV S STN | TAMWORTH 33kV S STN | BIRCH COPPICE 33 11kV S STN | Western Power Distribution (East Midlands) plc | Photovoltaic |  |  |  | 4.6312 | 4.875 | [12 empty] | No | Accecpted to Connect | 2020-07-14 | [6 empty] | 4.875 | 4.6312 | 4.875 | 0.095 | 0.1 | 2019-08-29 00:00:00 | N/A
| Low Carbon Uk Solar Investment Company | Inkersall Farm | Staveley | Inkersall | Chesterfield |  | S43 3YH | 441082.667 | 374619.131 | CHESTERFIELD 132kV S STN | STAVELEY 33kV S STN | 33kV or 66kV connection | Western Power Distribution (East Midlands) plc | Photovoltaic |  |  |  | 19 | 20 | [12 empty] | No | Accecpted to Connect | 2020-07-14 | [6 empty] | 20 | 19 | 20 | 0.0475 | 0.05 | 2019-05-24 00:00:00 | N/A
| Conrad Energy (Developments) Ltd | MINEHEAD FLEXIBLE GAS GENERATING STATION | Brunel Way |  | Minehead |  | TA24 5BY | 297727.661 | 145507.29 | Taunton S.G.P. | Bowhays Cross Bsp | Alcombe | Western Power Distribution (South West) plc | Other Generation |  |  |  | 6.84 | 7.2 | [12 empty] | No | Accecpted to Connect | 2020-07-14 | [6 empty] | 7.2 | 6.84 | 7.2 | 0.19 | 0.2 | 2019-09-09 00:00:00 | N/A
| Re Projects Development Ltd | Hamilton Farm | Cauldwell Road |  | Sutton-In-Ashfield |  | NG17 5LB | 451519.059 | 358737.472 | CHESTERFIELD 132kV S STN | ANNESLEY 33kV S STN | SUTTON JUNCTION 33 11kV S STN | Western Power Distribution (East Midlands) plc | Photovoltaic |  |  |  | 6.65 | 7 | [12 empty] | No | Accecpted to Connect | 2020-07-14 | [6 empty] | 7 | 6.65 | 7 | 0.0475 | 0.05 | 2019-09-25 00:00:00 | N/A
| Ave 003 Limited | - | Devon Street |  | Birmingham |  | B7 4TH | 409741.682 | 289843.811 | NECHELLS EAST 132kV S STN | NECHELLS WEST 132 25kV S STN | Nechells West 132/25/11kVDUMMY | Western Power Distribution (West Midlands) plc | Medium CHP (>5MW,<50MW) |  |  |  | 6.65 | 7 | [12 empty] | No | Accecpted to Connect | 2020-07-14 | [6 empty] | 7 | 6.65 | 7 | 0.1425 | 0.15 | 2019-07-09 00:00:00 | N/A
| Flexy 1 Limited | Crimscote Fields Farm | Crimscote |  | Stratford-Upon-Avon |  | CV37 8UF | 417765.884 | 255146.984 | FECKENHAM 66 11kV S STN | Feckenham 66/11kVDUMMY | 33kV or 66kV connection | Western Power Distribution (West Midlands) plc | Photovoltaic |  |  |  | 38 | 40 | [12 empty] | No | Accecpted to Connect | 2020-07-14 | [6 empty] | 40 | 38 | 40 | 2.85 | 3 | 2019-10-28 00:00:00 | N/A
| Suncore Uk Ltd | Peplow PV Farm | The Old Airfield | Nr Market Drayton | Shropshire |  | TF9 2BX | 365621.66 | 303956.439 | IRONBRIDGE 132kV S STN | To be confirmed | 33kV or 66kV connection | Western Power Distribution (West Midlands) plc | Photovoltaic |  |  |  | 95 | 100 | [12 empty] | No | Accecpted to Connect | 2020-07-14 | [6 empty] | 100 | 95 | 100 | 0.9405 | 0.99 | 2019-09-04 00:00:00 | N/A
| Mwat Ltd | MWTH11 | Land Off :Grange Road | Islip | Thrapston |  | NN14 3JT | 498705.237 | 278085.315 | GRENDON 132kV S STN | IRTHLINGBOROUGH 33kV S STN | THRAPSTON 33 11kV S STN | Western Power Distribution (East Midlands) plc | Medium CHP (>5MW,<50MW) |  |  |  | 9.5 | 10 | [12 empty] | No | Accecpted to Connect | 2020-07-14 | [6 empty] | 10 | 9.5 | 10 | 0.095 | 0.1 | 2019-10-29 00:00:00 | N/A
| Jbm Solar Projects 10 Limited | Belvoir Solar PV | Easthorpe Lane | Muston | Nottingham |  | NG13 0FD | 476078.366 | 353863.694 | STAYTHORPE C 132kV S STN | 132kV connection | 132kV connection | Western Power Distribution (East Midlands) plc | Photovoltaic |  |  |  | 36.1 | 38 | [12 empty] | No | Accecpted to Connect | 2020-07-14 | [6 empty] | 38 | 36.1 | 38 | 0.3325 | 0.35 | 2019-10-08 00:00:00 | N/A
| CENIN RENEWABLES LTD | LLwyncelyn Porth Wind | . | Llwyncelyn | Porth |  |  | 310109.76 | 187021.029 | Upper Boat | Upper Boat Bsp | 33kV or 66kV connection | Western Power Distribution (South Wales) plc | Onshore Wind |  |  |  | 27.93 | 29.4 | [12 empty] | No | Accecpted to Connect | 2020-07-14 | [6 empty] | 29.4 | 27.93 | 29.4 | 0.665 | 0.7 | 2019-09-23 00:00:00 | N/A
| Meaford Energy Limited | Meaford Business Park | Meaford Road |  | Meaford |  | ST15 8UZ | 394276.766 | 349350.136 | Cellarhead 132kV | To be confirmed | 33kV or 66kV connection | Western Power Distribution (West Midlands) plc | Other Generation |  |  |  | 284.05 | 299 | [12 empty] | No | Accecpted to Connect | 2020-07-14 | [6 empty] | 299 | 284.05 | 299 | 5.7 | 6 | 2019-10-22 00:00:00 | N/A
| Equitix | Merevale Shale Tip | Merevale Lane |  | Atherstone |  | CV9 2LA | 423390.608 | 301200.69 | LEA MARSTON 132kV S STN | TAMWORTH 33kV S STN | 33kV or 66kV connection | Western Power Distribution (East Midlands) plc | Other Generation |  |  |  | 10.8148 | 11.384 | [12 empty] | No | Accecpted to Connect | 2020-07-14 | [6 empty] | 11.384 | 10.8148 | 11.384 | 2.375 | 2.5 | 2019-06-21 00:00:00 | N/A
| Centrica Business Solutions | Muller Telford | Donnington Woodk |  | Telford |  | TF2 7GJ | 370785.111 | 314370.701 | IRONBRIDGE 132kV S STN | KETLEY 132kV S STN | DONNINGTON 33 11kV S STN | Western Power Distribution (West Midlands) plc | Small CHP (>1MW, <5MW) |  |  |  | 0 | 0 | [12 empty] | No | Accecpted to Connect | 2020-07-14 | [6 empty] | 0 | 0 | 0 | 3.325 | 3.5 | 2019-08-07 00:00:00 | N/A
| Uk Power Dist | 0 | East Midlands Gateway | Derby | . |  | DE74 2BB | 449538.756 | 335739.06 | RATCLIFFE ON SOAR 132kV S STN | TOTON 3 33kV S STN | 33kV or 66kV connection | Western Power Distribution (East Midlands) plc | Other Generation |  |  |  | 3.04 | 3.2 | [12 empty] | No | Accecpted to Connect | 2020-07-14 | [6 empty] | 3.2 | 3.04 | 3.2 | 2.85 | 3 | 2019-07-11 00:00:00 | N/A
| Conrad Energy | . | Maybrook Road | Minworth | Sutton Coldfield |  | B76 1BE | 410238.558 | 289834.665 | NECHELLS EAST 132kV S STN | To be confirmed | 33kV or 66kV connection | Western Power Distribution (West Midlands) plc | Other Generation |  |  |  | 12.065 | 12.7 | [12 empty] | No | Accecpted to Connect | 2020-07-14 | [6 empty] | 12.7 | 12.065 | 12.7 | 0.285 | 0.3 | 2019-10-24 00:00:00 | N/A
| Grey Street Solar Limited | Fiskerton Airfield | Reepham Road | Fiskerton | Lincoln |  | LN3 4HZ | 479467.927 | 385479.165 | WEST BURTON 132kV S STN | To be confirmed | 33kV or 66kV connection | Western Power Distribution (East Midlands) plc | Photovoltaic |  |  |  | 47.405 | 49.9 | [12 empty] | No | Accecpted to Connect | 2020-07-14 | [6 empty] | 49.9 | 47.405 | 49.9 | 0 | 0 | 2019-10-02 00:00:00 | N/A
| Collingwood Street Solar Limited | . | Duffryn Uchaf |  | Port Talbot |  | SA13 2YA | 282651.661 | 183043.299 | Pyle Grid | To be confirmed | 33kV or 66kV connection | Western Power Distribution (South Wales) plc | Photovoltaic |  |  |  | 47.405 | 49.9 | [12 empty] | No | Accecpted to Connect | 2020-07-14 | [6 empty] | 49.9 | 47.405 | 49.9 | 0.095 | 0.1 | 2019-09-19 00:00:00 | N/A
| Surf Bristol Ltd | THE WAVE | Over Lane | Almondsbury | Bristol |  | BS32 4DF | 360621.608 | 183605.269 | Iron Acton S.G.P. | Bradley Stoke Bsp | Almondsbury | Western Power Distribution (South West) plc | Photovoltaic |  |  |  | 3.8 | 4 | [12 empty] | No | Accecpted to Connect | 2020-07-14 | [6 empty] | 4 | 3.8 | 4 | 0 | 0 | 2019-12-04 00:00:00 | N/A
| The Univeristy Of Nottingham | UNIVERSITY OF NOTTINGHAM | UNIVERSITY PARK |  | NOTTINGHAM |  | NG7 2RD | 454602.197 | 338802.159 | RATCLIFFE ON SOAR 132kV S STN | NOTTINGHAM 33kV S STN | LENTON 33 11kV S STN | Western Power Distribution (East Midlands) plc | To be confirmed |  |  |  | 2.85 | 3 | [12 empty] | No | Accecpted to Connect | 2020-07-14 | [6 empty] | 3 | 2.85 | 3 | 9.5 | 10 | 2019-09-10 00:00:00 | N/A
| Sirius Renewable Energy | SOLAR FARM | . | . | Bonvillston |  | CF5 6TQ | 310109.76 | 187021.029 | Upper Boat | Upper Boat Bsp | 33kV or 66kV connection | Western Power Distribution (South Wales) plc | Photovoltaic |  |  |  | 47.5 | 50 | [12 empty] | No | Accecpted to Connect | 2020-07-14 | [6 empty] | 50 | 47.5 | 50 | 0.095 | 0.1 | 2019-10-09 00:00:00 | N/A
| Fpc Industry & Enterprise 2 Ltd | LCA972 | Bowbridge Lane | Fernwood Cp | Bewark And Sherwood | Nottinghamshire | NG24 3BY | 480159.374 | 351012.16 | STAYTHORPE C 132kV S STN | HAWTON 33kV S STN | HAWTON 11kV S STN | Western Power Distribution (East Midlands) plc | Storage (Pumped) |  |  |  | 6.65 | 7 | [12 empty] | No | Accecpted to Connect | 2020-07-14 | [6 empty] | 7 | 6.65 | 7 | 0.095 | 0.1 | 2019-10-08 00:00:00 | N/A
| Enso Energy Limited | - | Hindlip Lane | Blackpole | Worcester |  | WR3 8SB | 386853.662 | 257703.583 | BISHOPS WOOD 132kV S STN | WARNDON 132kV S STN |  | Western Power Distribution (West Midlands) plc | Other Generation |  |  |  | 7.125 | 7.5 | [12 empty] | No | Accecpted to Connect | 2020-07-14 | [6 empty] | 7.5 | 7.125 | 7.5 | 0.3249 | 0.342 | 2020-01-20 00:00:00 | N/A
| El (Avonmouth) Limited | "Severn Road 2" | Severn Road |  | Avonmouth |  | BS10 7SE | 348427.945 | 176924.867 | Seabank Sgp | Portishead New Bsp |  | Western Power Distribution (South West) plc | Other Generation |  |  |  | 9.405 | 9.9 | [12 empty] | No | Accecpted to Connect | 2020-07-14 | [6 empty] | 9.9 | 9.405 | 9.9 | 4.37 | 4.6 | 2019-07-19 00:00:00 | N/A
| Midlands Power Networks Limited | PANDROL UK LIMITED | BONEMILL LANE |  | WORKSOP | NOTTINGHAMSHIRE | S81 7AX | 457658.113 | 380330.423 | WEST BURTON 132kV S STN | WORKSOP 33kV S STN | WORKSOP WEST 33 11kV S STN | Western Power Distribution (East Midlands) plc | Other Generation |  |  |  | 0 | 0 | [12 empty] | No | Accecpted to Connect | 2020-07-14 | [6 empty] | 0 | 0 | 0 | 3.04 | 3.2 | 2019-12-04 00:00:00 | N/A
| Voltalia UK Ltd. | 0 |  |  | Newark |  | NG23 6NX | 480186.385 | 351011.401 | STAYTHORPE C 132kV S STN | 132kV connection | 132kV connection | Western Power Distribution (East Midlands) plc | Photovoltaic |  |  |  | 9.5 | 10 | [12 empty] | No | Accecpted to Connect | 2020-07-14 | [6 empty] | 10 | 9.5 | 10 | 0.0475 | 0.05 | 2019-09-23 00:00:00 | N/A
| Amberside Energy Ltd | Balladoole Solar A | Near Salt Way | Redditch | Worcestershire |  | B96 6JR | 401968.072 | 261611.575 | FECKENHAM 66 11kV S STN | To be confirmed | 33kV or 66kV connection | Western Power Distribution (West Midlands) plc | Photovoltaic |  |  |  | 47.405 | 49.9 | [12 empty] | No | Accecpted to Connect | 2020-07-14 | [6 empty] | 49.9 | 47.405 | 49.9 | 0.00095 | 0.001 | 2019-11-20 00:00:00 | N/A
| Wentlooge Solar Project Limited | WENTLOOGE SOLAR PROJECT | St Brides | Wentlooge | Newport | Np10 8sr |  | 331904.516 | 188043.728 | Uskmouth | Newport East | 33kV or 66kV connection | Western Power Distribution (South Wales) plc | Photovoltaic |  |  |  | 34.2 | 36 | [12 empty] | No | Accecpted to Connect | 2020-07-14 | [6 empty] | 36 | 34.2 | 36 | 0.095 | 0.1 | 2019-09-04 00:00:00 | N/A
| Lightsource Renewable Energy Ltd | Gonerby Moor | Cliff Lane |  | Marston |  | NG32 2HU | 476078.366 | 353863.694 | STAYTHORPE C 132kV S STN | To be confirmed | 33kV or 66kV connection | Western Power Distribution (East Midlands) plc | Photovoltaic |  |  |  | 47.4905 | 49.99 | [12 empty] | No | Accecpted to Connect | 2020-07-14 | [6 empty] | 49.99 | 47.4905 | 49.99 | 0.00095 | 0.001 | 2019-11-27 00:00:00 | N/A
| Panacea Resource Solutions Ltd | 0 | CHELTENHAM ROAD EAST |  | GLOUCESTER | GLOUCESTERSHIRE | GL2 9QH | 388035.944 | 222191.169 | PORT HAM 132kV S STN | CASTLE MEADS 33kV S STN | ROTOL 33 11kV S STN | Western Power Distribution (West Midlands) plc | Storage (Battery) |  |  |  | 4.75 | 5 | [12 empty] | No | Accecpted to Connect | 2020-07-14 | [6 empty] | 5 | 4.75 | 5 | 4.75 | 5 | 2019-07-19 00:00:00 | N/A
| Gridserve Uk Projects Ltd | LL040 - Newark South | Great North Road | Fernwood | Newark And Sherwood | Nottinghamshire | NG24 3NG | 482089.348 | 350136.659 | STAYTHORPE C 132kV S STN | HAWTON 33kV S STN | FERNWOOD 33 11kV S STN | Western Power Distribution (East Midlands) plc | Storage (Battery) |  |  |  | 5.7 | 6 | [12 empty] | No | Accecpted to Connect | 2020-07-14 | [6 empty] | 6 | 5.7 | 6 | 5.7 | 6 | 2019-08-16 00:00:00 | N/A
2100041624515 | Nigel Winter | 0 |  |  | Caerphilly |  | CF83 8DW | 315964.272 | 188992.177 | Upper Boat | Upper Boat Bsp | Caerphilly | Western Power Distribution (South Wales) plc | Photovoltaic |  |  |  | 0.09405 | 0.099 | [12 empty] | No | Accecpted to Connect | 2020-07-14 | [6 empty] | 0.099 | 0.09405 | 0.099 | 1.1875 | 1.25 | 2019-10-09 00:00:00 | N/A
| Mercia Power Response Ltd | Land off | Salmon Lane | Annesley Woodhouse | Nottingham |  | NG15 0DF | 449601.141 | 352864.288 | CHESTERFIELD 132kV S STN | ANNESLEY 33kV S STN | SHERWOOD PARK 33 11kV S STN | Western Power Distribution (East Midlands) plc | Other Generation |  |  |  | 7.6 | 8 | [12 empty] | No | Accecpted to Connect | 2020-07-14 | [6 empty] | 8 | 7.6 | 8 | 0.1425 | 0.15 | 2019-09-02 00:00:00 | N/A
2199989616071 | Paul Rowe | THE FIRST MILK CHEESE CO LIMITED | PEMBROKE ROAD |  | HAVERFORDWEST | DYFED | SA61 1JN | 194800.59 | 214546.502 | Pembroke Power Station | Haverfordwest Grid | Merlins Bridge | Western Power Distribution (South Wales) plc | Small CHP (>1MW, <5MW) |  |  |  | 0 | 0 | [12 empty] | No | Accecpted to Connect | 2020-07-14 | [6 empty] | 0 | 0 | 0 | 1.71 | 1.8 | 2019-12-17 00:00:00 | N/A
| Elgin Energy Esco Ltd | Lands South of | Gorse Lane Extension |  | Sleaford |  | NG34 8SF | 507129.778 | 345001.881 | BICKER FEN 132kV S STN | SLEAFORD 33kV S STN | 33kV or 66kV connection | Western Power Distribution (East Midlands) plc | Photovoltaic |  |  |  | 19 | 20 | [12 empty] | No | Accecpted to Connect | 2020-07-14 | [6 empty] | 20 | 19 | 20 | 0.0285 | 0.03 | 2019-12-17 00:00:00 | N/A
| Elgin Energy Esco Ltd | Thurlaston Estate A | Desford Road | Thurlaston | Leicestershire |  | LE9 7TD | 453315.216 | 300391.331 | ENDERBY 132kV S STN | To be confirmed | 33kV or 66kV connection | Western Power Distribution (East Midlands) plc | Photovoltaic |  |  |  | 38 | 40 | [12 empty] | No | Accecpted to Connect | 2020-07-14 | [6 empty] | 40 | 38 | 40 | 0.0855 | 0.09 | 2019-11-19 00:00:00 | N/A
| Biogas Technology Limited | . | Chicks Lane | Mendip | . |  | BA3 4BY | 360659.636 | 152662.909 | Seabank Sgp | Radstock Bsp 132kv | Chewton Mendip | Western Power Distribution (South West) plc | Other Generation |  |  |  | 4.75 | 5 | [12 empty] | No | Accecpted to Connect | 2020-07-14 | [6 empty] | 5 | 4.75 | 5 | 0.1425 | 0.15 | 2019-09-17 00:00:00 | N/A
| Low Carbon Uk Solar Investment Co Ltd | Bishops Itchington Solar Farm | Lower Farm |  | Bishops Itchington |  | CV47 2SL | 438824.116 | 258996.818 | BERKSWELL 132kV S STN | HARBURY 33kV S STN | 33kV or 66kV connection | Western Power Distribution (East Midlands) plc | Photovoltaic |  |  |  | 38 | 40 | [12 empty] | No | Accecpted to Connect | 2020-07-14 | [6 empty] | 40 | 38 | 40 | 0.0475 | 0.05 | 2019-10-02 00:00:00 | N/A
| Bh Energy Gap (Walsall Limited) | Land Near | Fryers Road | Leamore | Walsall |  | WS3 2XQ | 400022.673 | 299979.452 | BUSTLEHOLM 132kV S STN | Walsall 132kV/33kV |  | Western Power Distribution (West Midlands) plc | Waste Incineration (not CHP) |  |  |  | 47.5 | 50 | [12 empty] | No | Accecpted to Connect | 2020-07-14 | [6 empty] | 50 | 47.5 | 50 | 6.65 | 7 | 2019-11-13 00:00:00 | N/A
| Jbm Solar Projects 16 Limited | Boraston | Boraston Bank | Spurtree | Shropshire |  | WR15 8LG | 383553.215 | 268197.369 | BISHOPS WOOD 132kV S STN | To be confirmed | 33kV or 66kV connection | Western Power Distribution (West Midlands) plc | Photovoltaic |  |  |  | 47.405 | 49.9 | [12 empty] | No | Accecpted to Connect | 2020-07-14 | [6 empty] | 49.9 | 47.405 | 49.9 | 0.2375 | 0.25 | 2019-12-11 00:00:00 | N/A
| Bsr Energy | Worlds End Farm | Clapton |  | Berkeley |  | GL13 9QX | 366792.393 | 185738.896 | IRON ACTON 132kV S STN | To be confirmed | 33kV or 66kV connection | Western Power Distribution (West Midlands) plc | Photovoltaic |  |  |  | 47.4905 | 49.99 | [12 empty] | No | Accecpted to Connect | 2020-07-14 | [6 empty] | 49.99 | 47.4905 | 49.99 | 0.475 | 0.5 | 2019-10-22 00:00:00 | N/A
| Elgin Energy Esco Ltd | 1019a-Lands at | South Wheatley |  | Nottinghamshire |  | DN22 9DW | 479467.927 | 385479.165 | WEST BURTON 132kV S STN | To be confirmed | 33kV or 66kV connection | Western Power Distribution (East Midlands) plc | Photovoltaic |  |  |  | 38 | 40 | [12 empty] | No | Accecpted to Connect | 2020-07-14 | [6 empty] | 40 | 38 | 40 | 0.0855 | 0.09 | 2019-12-23 00:00:00 | N/A
| Power Initiatives (3) Limited | - | Birmingham Road |  | West Bromwich |  | B71 4LD | 402214.109 | 289961.659 | BUSTLEHOLM 132kV S STN | SMETHWICK 132 25kV S STN | Smethwick 132/11kVDUMMY | Western Power Distribution (West Midlands) plc | Other Generation |  |  |  | 5.7 | 6 | [12 empty] | No | Accecpted to Connect | 2020-07-14 | [6 empty] | 6 | 5.7 | 6 | 0.29925 | 0.315 | 2019-11-26 00:00:00 | N/A
1170000847492 | Mercia Power Response Ltd | 0 | Old Mill Ln Industrial Estate |  | Mansfield | Nottinghamshire | NG19 9BG | 453634 | 362391 | CHESTERFIELD 132kV S STN | MANSFIELD 33kV S STN | MANSFIELD 11kV S STN | Western Power Distribution (East Midlands) plc | Other Generation |  |  |  | 3.8 | 4 | [12 empty] | No | Accecpted to Connect | 2020-07-14 | [6 empty] | 4 | 3.8 | 4 | 0.1425 | 0.15 | 2019-10-03 00:00:00 | N/A
| Mercia Power Response Ltd | 8MW Budget Export connection | Back Lane |  | Brackenfield Cp | North East Derbyshire | DE55 6AJ | 438103.302 | 358016.099 | CHESTERFIELD 132kV S STN | ALFRETON 33kV S STN | WESSINGTON 33 11kV S STN | Western Power Distribution (East Midlands) plc | Medium CHP (>5MW,<50MW) |  |  |  | 7.6 | 8 | [12 empty] | No | Accecpted to Connect | 2020-07-14 | [6 empty] | 8 | 7.6 | 8 | 7.6 | 8 | 2019-09-03 00:00:00 | N/A
| Suncredit Project Holdings | Cheston Road Energy Centre | 7 Cheston Road |  | Birmingham |  | B7 5EA | 408154.92 | 288716.177 | NECHELLS EAST 132kV S STN | CHESTER ST 132kV S STN | Chester Street 132/11kVDUMMY | Western Power Distribution (West Midlands) plc | Medium CHP (>5MW,<50MW) |  |  |  | 5.7 | 6 | [12 empty] | No | Accecpted to Connect | 2020-07-14 | [6 empty] | 6 | 5.7 | 6 | 0.114 | 0.12 | 2019-09-02 00:00:00 | N/A
| Scottish Power Renewables | Site At | Brigstock | East Northamptonshire | Northamptonshire |  |  | 0 | 0 | To be confirmed | To be confirmed |  | Western Power Distribution (East Midlands) plc | Photovoltaic |  |  |  | 57 | 60 | [12 empty] | No | Accecpted to Connect | 2020-07-14 | [6 empty] | 60 | 57 | 60 | 0.3344 | 0.352 | 2020-01-22 00:00:00 | N/A
| British Solar Renewables Limited | . | Church House Farm |  | Kingston On Soar | Nottinghamshire | NG11 0DE | 450426.145 | 329757.854 | RATCLIFFE ON SOAR 132kV S STN | To be confirmed | 33kV or 66kV connection | Western Power Distribution (East Midlands) plc | Photovoltaic |  |  |  | 47.405 | 49.9 | [12 empty] | No | Accecpted to Connect | 2020-07-14 | [6 empty] | 49.9 | 47.405 | 49.9 | 0.475 | 0.5 | 2019-12-20 00:00:00 | N/A
1100039604604 | Veolia Es Resource Efficiency Limited | UNITED LINCOLNSHIRE HOSPITALS NHS TRUST | GREETWELL ROAD |  | LINCOLN | LINCOLNSHIRE | LN2 5QY | 498789 | 371155 | WEST BURTON 132kV S STN | LINCOLN LOCAL 132kV S STN | LINCOLN No 2 11kV S STN | Western Power Distribution (East Midlands) plc | Small CHP (>1MW, <5MW) |  |  |  | 1.425 | 1.5 | [12 empty] | No | Accecpted to Connect | 2020-07-14 | [6 empty] | 1.5 | 1.425 | 1.5 | 0 | 0 | 2019-12-13 00:00:00 | N/A
| Ambition Community Energy Cic | AMBITION COMMUNITY ENERGY CIC | Land At Severn Road | Avonmouth | Bristol |  |  | 352624.103 | 179355.75 | Seabank Sgp | Avonmouth Bsp | Kingsweston | Western Power Distribution (South West) plc | Onshore Wind |  |  |  | 3.99 | 4.2 | [12 empty] | No | Accecpted to Connect | 2020-07-14 | [6 empty] | 4.2 | 3.99 | 4.2 | 0.057 | 0.06 | 2019-11-05 00:00:00 | N/A
| Hoare Lea | 0 | MYRTLE ROAD | COTHAM | BRISTOL |  | BS2 8BL | 358395.367 | 173632.811 | Iron Acton S.G.P. | Lockleaze Bsp 132kv | Cotham Primary | Western Power Distribution (South West) plc | Mixed |  |  |  | 8.664 | 9.12 | [12 empty] | No | Accecpted to Connect | 2020-07-14 | [6 empty] | 9.12 | 8.664 | 9.12 | 7.03 | 7.4 | 2019-10-30 00:00:00 | N/A
| Lightsource Renewable Energy Ltd | broadnymett farm | Coxmoor Lane |  | Speyton |  | EX17 5AR | 250142.059 | 125140.66 | Alverdiscott S.G.P. | 132kV connection | 132kV connection | Western Power Distribution (South West) plc | Photovoltaic |  |  |  | 35.15 | 37 | [12 empty] | No | Accecpted to Connect | 2020-07-14 | [6 empty] | 37 | 35.15 | 37 | 0.3705 | 0.39 | 2019-12-18 00:00:00 | N/A
| Mercia Power Response Ltd | . | Land Off Sookholme Rd | Shirebrook | Mansfield |  | NG20 8SG | 450584.26 | 366829.447 | CHESTERFIELD 132kV S STN | WHITWELL 33kV S STN | SHIREBROOK 33 11kV S STN | Western Power Distribution (East Midlands) plc | Other Generation |  |  |  | 5.7 | 6 | [12 empty] | No | Accecpted to Connect | 2020-07-14 | [6 empty] | 6 | 5.7 | 6 | 0.1425 | 0.15 | 2019-11-05 00:00:00 | N/A
| Birmingham Power Limited | Birchley Island | Wolverhampton Road |  | Oldbury |  | B69 4RJ | 398582 | 288979 | OLDBURY 132kV | Oldbury B 132kV | Oldbury B 11kV | Western Power Distribution (West Midlands) plc | Other Generation |  |  |  | 7.6 | 8 | [12 empty] | No | Accecpted to Connect | 2020-07-14 | [6 empty] | 8 | 7.6 | 8 | 0.29925 | 0.315 | 2020-02-18 00:00:00 | N/A
| Mercia Power Response Ltd | Land Off | Coxmoor Road |  | Sutton In Ashfield |  | NG17 5LA | 451519.059 | 358737.472 | CHESTERFIELD 132kV S STN | ANNESLEY 33kV S STN | SUTTON JUNCTION 33 11kV S STN | Western Power Distribution (East Midlands) plc | Other Generation |  |  |  | 5.7 | 6 | [12 empty] | No | Accecpted to Connect | 2020-07-14 | [6 empty] | 6 | 5.7 | 6 | 0.1425 | 0.15 | 2019-11-25 00:00:00 | N/A
| Solar Southwest | CYMRIC LTD | . | Bromfield | Ludlow | Shropshire | SY8 2JP | 348096.102 | 277348.877 | BISHOPS WOOD 132kV S STN | LUDLOW 132kV S STN | CRAVEN ARMS 33 11kV S STN | Western Power Distribution (West Midlands) plc | Mixed |  |  |  | 1.0678 | 1.124 | [12 empty] | No | Accecpted to Connect | 2020-07-14 | [6 empty] | 1.124 | 1.0678 | 1.124 | 0.6118 | 0.644 | 2020-02-10 00:00:00 | N/A
| Stratford Energy Solutions Limited | UNIVERSITY OF NOTTINGHAM | UNIVERSITY PARK |  | NOTTINGHAM |  | NG7 2RD | 454539.251 | 338664.025 | RATCLIFFE ON SOAR 132kV S STN | NOTTINGHAM 33kV S STN | LENTON 33 11kV S STN | Western Power Distribution (East Midlands) plc | Storage (Battery) |  |  |  | 2.85 | 3 | [12 empty] | No | Accecpted to Connect | 2020-07-14 | [6 empty] | 3 | 2.85 | 3 | 6.175 | 6.5 | 2019-09-16 00:00:00 | N/A
| Lightsource Renewable Uk | Northfield House Farm | Rugby Road |  | Cotesbach | Leicestershire | LE17 4HS | 449305.944 | 282560.957 | COVENTRY 132kV S STN | PAILTON 33KV S STN | 33kV or 66kV connection | Western Power Distribution (East Midlands) plc | Photovoltaic |  |  |  | 36.1 | 38 | [12 empty] | No | Accecpted to Connect | 2020-07-14 | [6 empty] | 38 | 36.1 | 38 | 0.38 | 0.4 | 2019-11-12 00:00:00 | N/A
| Voltalia Uk Ltd | Kilsby Road Solar Farm | Kilsby Road |  | Crick | Daventry | NN6 7ST | 436501.787 | 284284.289 | COVENTRY 132kV S STN | To be confirmed | 33kV or 66kV connection | Western Power Distribution (East Midlands) plc | Photovoltaic |  |  |  | 47.405 | 49.9 | [12 empty] | No | Accecpted to Connect | 2020-07-14 | [6 empty] | 49.9 | 47.405 | 49.9 | 0.285 | 0.3 | 2020-04-24 00:00:00 | N/A
| Pace Bang Energy Limited | . | Acton | Stourport On Severn | Worcestershire |  | DY13 9TF | 381741.137 | 271061.89 | BISHOPS WOOD 132kV S STN | 132kV connection | 132kV connection | Western Power Distribution (West Midlands) plc | Photovoltaic |  |  |  | 11.4 | 12 | [12 empty] | No | Accecpted to Connect | 2020-07-14 | [6 empty] | 12 | 11.4 | 12 | 3.002 | 3.16 | 2020-03-03 00:00:00 | N/A
| Wepa Uk | BRIDGEND PAPER MILL | . | Llangynwyd | Bridgend |  | CF34 9RS | 288302.46 | 187008.013 | Grange | Grange Bsp | 33kV or 66kV connection | Western Power Distribution (South Wales) plc | Small CHP (>1MW, <5MW) |  |  |  | 3.8 | 4 | [12 empty] | No | Accecpted to Connect | 2020-07-14 | [6 empty] | 4 | 3.8 | 4 | 23.75 | 25 | 2019-11-08 00:00:00 | N/A
| Dno Consulting Ltd | Butterhill Farm Solar PV | Butterhill | Coppenhall | Stafford |  | ST18 9BU | 392281.46 | 304225.046 | Bushbury D 132kV | To be confirmed | 33kV or 66kV connection | Western Power Distribution (West Midlands) plc | Photovoltaic |  |  |  | 38 | 40 | [12 empty] | No | Accecpted to Connect | 2020-07-14 | [6 empty] | 40 | 38 | 40 | 0.285 | 0.3 | 2020-01-16 00:00:00 | N/A
| Great House Energy Centre | GREAT HOUSE FARM | Penpergwm |  | Abergavenny |  | NP7 4UY | 315605.094 | 212933.714 | Rassau G.S.P. | Rassau B.S.P. |  | Western Power Distribution (South Wales) plc | Photovoltaic |  |  |  | 47.4905 | 49.99 | [12 empty] | No | Accecpted to Connect | 2020-07-14 | [6 empty] | 49.99 | 47.4905 | 49.99 | 0.47405 | 0.499 | 2020-01-15 00:00:00 | N/A
| Low Carbon | FONMAN SOLAR FARM | . | Rhoose | Barry |  | CF62 3BJ | 303453.342 | 167262.583 | Aberthaw Power Station | East Aberthaw | 33kV or 66kV connection | Western Power Distribution (South Wales) plc | Photovoltaic |  |  |  | 19 | 20 | [12 empty] | No | Accecpted to Connect | 2020-07-14 | [6 empty] | 20 | 19 | 20 | 0.0475 | 0.05 | 2019-12-18 00:00:00 | N/A
| Rag Lane Solar Limited | Rag Lane Solar | . |  | Wotton-Under-Edge | Gloucetershire | GL12 8LD | 371537.616 | 183858.654 | IRON ACTON 132kV S STN | CHIPPING SODBURY 132kV S STN | 33kV or 66kV connection | Western Power Distribution (West Midlands) plc | Photovoltaic |  |  |  | 38 | 40 | [12 empty] | No | Accecpted to Connect | 2020-07-14 | [6 empty] | 40 | 38 | 40 | 0.00095 | 0.001 | 2019-11-11 00:00:00 | N/A
| Sheffield University | Willenhall Energy Storage | Bilston Road |  | Willenhall |  | WV13 2JL | 396017.047 | 297736.359 | WILLENHALL 132 25kV S STN | Willenhall 132/25/11kVDUMMY | Willenhall 132/25/11kVDUMMY | Western Power Distribution (West Midlands) plc | Mixed |  |  |  | 2.565 | 2.7 | [12 empty] | No | Accecpted to Connect | 2020-07-14 | [6 empty] | 2.7 | 2.565 | 2.7 | 1.995 | 2.1 | 2019-11-25 00:00:00 | N/A
| Lightsource Renewable Uk Development Ltd | GAMMATON MOOR PV SOLAR PARK | Land At Gammaton Moor |  | Alverdiscott |  | EX39 4QF | 250142.059 | 125140.66 | Alverdiscott S.G.P. | To be confirmed | 33kV or 66kV connection | Western Power Distribution (South West) plc | Photovoltaic |  |  |  | 26.6 | 28 | [12 empty] | No | Accecpted to Connect | 2020-07-14 | [6 empty] | 28 | 26.6 | 28 | 0.266 | 0.28 | 2020-03-13 00:00:00 | N/A
| R.N.K Holding Ltd | Moreby Properties Ltd | Howard Road |  | Redditch | Worcestershire | B98 7SE | 405912.183 | 266424.79 | FECKENHAM 66 11kV S STN | Feckenham 66/11kVDUMMY | IPSLEY 66 11kV S STN | Western Power Distribution (West Midlands) plc | Storage (Battery) |  |  |  | 4.75 | 5 | [12 empty] | No | Accecpted to Connect | 2020-07-14 | [6 empty] | 5 | 4.75 | 5 | 4.75 | 5 | 2019-09-24 00:00:00 | N/A
| Balance Power Projects Ltd | . | Royal Oak Way North |  | Daventry |  | NN11 8PQ | 456398.15 | 262850.886 | COVENTRY 132kV S STN | DAVENTRY 33KV S STN | BRAUNSTON ROAD 33 11kV S STN | Western Power Distribution (East Midlands) plc | Other Generation |  |  |  | 6.65 | 7 | [12 empty] | No | Accecpted to Connect | 2020-07-14 | [6 empty] | 7 | 6.65 | 7 | 0.02375 | 0.025 | 2020-01-03 00:00:00 | N/A
| Couch Perry Wilkes | THORNTONS LIMITED |  | SOMERCOTES | ALFRETON | DERBYSHIRE | DE55 4XJ | 441179.867 | 354583.582 | CHESTERFIELD 132kV S STN | ALFRETON 33kV S STN | MEADOW LANE 33 11kV S STN | Western Power Distribution (East Midlands) plc | Medium CHP (>5MW,<50MW) |  |  |  | 0 | 0 | [12 empty] | No | Accecpted to Connect | 2020-07-14 | [6 empty] | 0 | 0 | 0 | 4.275 | 4.5 | 2020-02-12 00:00:00 | N/A
| Voltalia Uk Ltd | Burnt Thorns Farm | Kilsby Lane |  | Hillmorton | Northamptonshire | CV21 4PN | 450356.568 | 276916.946 | COVENTRY 132kV S STN | RUGBY 33kV S STN | 33kV or 66kV connection | Western Power Distribution (East Midlands) plc | Photovoltaic |  |  |  | 12.1125 | 12.75 | [12 empty] | No | Accecpted to Connect | 2020-07-14 | [6 empty] | 12.75 | 12.1125 | 12.75 | 0.285 | 0.3 | 2020-03-13 00:00:00 | N/A
| Avon Utilities And Generation Ltd | Ocker Hill BESS (100 MW) | Off Shaw Street |  | West Bromwich |  | B70 0TX | 398078.798 | 293814.58 | OCKER HILL C 132kV S STN | To be confirmed |  | Western Power Distribution (West Midlands) plc | Storage (Battery) |  |  |  | 95 | 100 | [12 empty] | No | Accecpted to Connect | 2020-07-14 | [6 empty] | 100 | 95 | 100 | 95 | 100 | 2019-12-20 00:00:00 | N/A
| Fpc Industry & Enterprise 2 Ltd | Severn Road, | Almondsbury |  | Bristol |  | BS11 | 348427.945 | 176924.867 | Seabank Sgp | Portishead New Bsp |  | Western Power Distribution (South West) plc | Other Generation |  |  |  | 14.25 | 15 | [12 empty] | No | Accecpted to Connect | 2020-07-14 | [6 empty] | 15 | 14.25 | 15 | 0.475 | 0.5 | 2019-12-17 00:00:00 | N/A
| Low Carbon Uk Solar | Adstock Solar Farm | Adstock Solar Farm | Addington | Buckingham |  | MK18 2JW | 477822.653 | 236143.689 | EAST CLAYDON 132KV S STN | STONY STRATFORD 33kV S STN | 33kV or 66kV connection | Western Power Distribution (East Midlands) plc | Photovoltaic |  |  |  | 13.585 | 14.3 | [12 empty] | No | Accecpted to Connect | 2020-07-14 | [6 empty] | 14.3 | 13.585 | 14.3 | 0.0475 | 0.05 | 2020-01-22 00:00:00 | N/A
| Tea Leaves Uk Limited | Stow Park Farm | . | Stow | Lincoln |  | LN1 2AL | 479467.927 | 385479.165 | WEST BURTON 132kV S STN | To be confirmed | 33kV or 66kV connection | Western Power Distribution (East Midlands) plc | Photovoltaic |  |  |  | 33.25 | 35 | [12 empty] | No | Accecpted to Connect | 2020-07-14 | [6 empty] | 35 | 33.25 | 35 | 0.475 | 0.5 | 2019-12-23 00:00:00 | N/A
| Enderby Power Ltd | Warren Park Way | Leicester | Leicester | Leicestershire |  | LE19 4SA | 453824.494 | 298641.849 | ENDERBY 132kV S STN | WIGSTON 33KV S STN | ALLIANCE AND LEICESTER 33 11kV S STN | Western Power Distribution (East Midlands) plc | Medium CHP (>5MW,<50MW) |  |  |  | 5.7 | 6 | [12 empty] | No | Accecpted to Connect | 2020-07-14 | [6 empty] | 6 | 5.7 | 6 | 0 | 0 | 2020-01-08 00:00:00 | N/A
| Leazes Park Road Solar Limited | Land situated at Averham | Staythorpe | Averham | Newark | Nottinghamshire | NG23 5QY | 476078.366 | 353863.694 | STAYTHORPE C 132kV S STN | To be confirmed | 33kV or 66kV connection | Western Power Distribution (East Midlands) plc | Photovoltaic |  |  |  | 47.4905 | 49.99 | [12 empty] | No | Accecpted to Connect | 2020-07-14 | [6 empty] | 49.99 | 47.4905 | 49.99 | 0.285 | 0.3 | 2020-04-06 00:00:00 | N/A
| Roadnight Taylor Ltd | PEARDON |  | CLYST HYDON | CULLOMPTON | DEVON | EX15 2NG | 300934.29 | 97243.871 | Exeter Main S.G.P. | Exeter Main Bsp | 33kV or 66kV connection | Western Power Distribution (South West) plc | Mixed |  |  |  | 47.405 | 49.9 | [12 empty] | No | Accecpted to Connect | 2020-07-14 | [6 empty] | 49.9 | 47.405 | 49.9 | 0.475 | 0.5 | 2020-05-22 00:00:00 | N/A
| Greenfields Energy Consultancy Ltd | 0 | Berry Hill Industrial Estate |  | Droitwich |  | WR9 9AU | 388441.417 | 263953.941 | BISHOPS WOOD 132kV S STN | STOURPORT 132 66 33kV S STN | DROITWICH 66 11kV S STN | Western Power Distribution (West Midlands) plc | Other Generation |  |  |  | 4.5125 | 4.75 | [12 empty] | No | Accecpted to Connect | 2020-07-14 | [6 empty] | 4.75 | 4.5125 | 4.75 | 0.095 | 0.1 | 2020-03-13 00:00:00 | N/A
| Anesco Limited | Land at Low Farm | Old Fen Bank | Wainfleet | All Saints | Skegness, Lincolnshire | PE24 4JS | 0 | 0 | To be confirmed | To be confirmed | 33kV or 66kV connection | Western Power Distribution (East Midlands) plc | Photovoltaic |  |  |  | 41.325 | 43.5 | [12 empty] | No | Accecpted to Connect | 2020-07-14 | [6 empty] | 43.5 | 41.325 | 43.5 | 0.095 | 0.1 | 2020-04-09 00:00:00 | N/A
| Bentley Renewables Limited | BADDERSLEY COLLIERY SOLAR FARM | Baddersley Colliery | Baddersley | Warwickshire |  | CV9 2LE | 423390.608 | 301200.69 | LEA MARSTON 132kV S STN | TAMWORTH 33kV S STN |  | Western Power Distribution (East Midlands) plc | Other Generation |  |  |  | 13.11 | 13.8 | [12 empty] | No | Accecpted to Connect | 2020-07-14 | [6 empty] | 13.8 | 13.11 | 13.8 | 2.375 | 2.5 | 2020-05-28 00:00:00 | N/A
| Porkellis Solar Ltd | 10MW Solar | Porkellis Farm | Porkellis | Helston |  | TR13 0JS | 172589.521 | 33406.525 | Indian Queens S.G.P. | Rame Bsp | 33kV or 66kV connection | Western Power Distribution (South West) plc | Photovoltaic |  |  |  | 9.5 | 10 | [12 empty] | No | Accecpted to Connect | 2020-07-14 | [6 empty] | 10 | 9.5 | 10 | 0.95 | 1 | 2020-04-15 00:00:00 | N/A
| Elgin Energy Esco Ltd | Solar site 16819 | Lands At Chatsworth Estate | Gorse Covert | Whitwell | Derbyshire |  | 451626.166 | 375836.099 | CHESTERFIELD 132kV S STN | WHITWELL 33kV S STN | 33kV or 66kV connection | Western Power Distribution (East Midlands) plc | Photovoltaic |  |  |  | 23.75 | 25 | [12 empty] | No | Accecpted to Connect | 2020-07-14 | [6 empty] | 25 | 23.75 | 25 | 0.38 | 0.4 | 2020-04-07 00:00:00 | N/A
| Roadnight Taylor Ltd | LAND NEAR | Craig Y Perchych | Glais | Swansea |  | SA7 | 264462.559 | 200039.621 | Swansea North Grid | Swansea North Bsp | 33kV or 66kV connection | Western Power Distribution (South Wales) plc | Photovoltaic |  |  |  | 14.25 | 15 | [12 empty] | No | Accecpted to Connect | 2020-07-14 | [6 empty] | 15 | 14.25 | 15 | 0.19 | 0.2 | 2020-04-01 00:00:00 | N/A
| Pennant Walters | Mynydd Llanhilleth Wind Farm | . |  | Pontypool |  |  | 329788.236 | 198370.35 | Uskmouth | Panteg 66kv Sw. Site | Panteg Primary | Western Power Distribution (South Wales) plc | Onshore Wind |  |  |  | 27.265 | 28.7 | [12 empty] | No | Accecpted to Connect | 2020-07-14 | [6 empty] | 28.7 | 27.265 | 28.7 | 0.0399 | 0.042 | 2020-03-24 00:00:00 | N/A
| Solar Southwest | BOWERHOUSE II | Land To S Of Havage Drove | Hewish | Weston Super Mare |  | BS24 6UA | 345149.212 | 162247.701 | Bridgwater S.G.P. | Churchill Bsp 132kv | 33kV or 66kV connection | Western Power Distribution (South West) plc | Photovoltaic |  |  |  | 14.4875 | 15.25 | [12 empty] | No | Accecpted to Connect | 2020-07-14 | [6 empty] | 15.25 | 14.4875 | 15.25 | 0 | 0 | 2019-12-20 00:00:00 | N/A
| Lullington Solar Park Limited | Lullington Solar Farm | Lullington |  | Swadlincote | Derbyshire | DE12 8EH | 419794.456 | 292210.043 | LEA MARSTON 132kV S STN | To be confirmed |  | Western Power Distribution (East Midlands) plc | Photovoltaic |  |  |  | 47.405 | 49.9 | [12 empty] | No | Accecpted to Connect | 2020-07-14 | [6 empty] | 49.9 | 47.405 | 49.9 | 0.285 | 0.3 | 2020-04-03 00:00:00 | N/A
| Dno Consulting Ltd | Murrells End Farm PV | Murrells End | Hartpury | Gloucester |  | GL19 3DF | 381767.388 | 219262.531 | PORT HAM 132kV S STN | To be confirmed | 33kV or 66kV connection | Western Power Distribution (West Midlands) plc | Photovoltaic |  |  |  | 38 | 40 | [12 empty] | No | Accecpted to Connect | 2020-07-14 | [6 empty] | 40 | 38 | 40 | 0.38 | 0.4 | 2020-03-06 00:00:00 | N/A
| Balance Power Projects Limited | - | Brampton Lane | Chapel Brampton | Northampton |  | NN5 8BA | 473263.943 | 266295.264 | GRENDON 132kV S STN | NORTHAMPTON WEST 33kV S STN | CHAPEL BRAMPTON 33 11kV S STN | Western Power Distribution (East Midlands) plc | Landfill Gas, Sewage Gas, Biogas (not CHP) |  |  |  | 5.282 | 5.56 | [12 empty] | No | Accecpted to Connect | 2020-07-14 | [6 empty] | 5.56 | 5.282 | 5.56 | 0.02375 | 0.025 | 2020-04-03 00:00:00 | N/A
| Jbm Solar Projects 20 Ltd | Copse Lodge Solar Farm | Halse Road | Greatworth And Halse | South Northamptonshire | East Midlands | NN13 6DZ | 475176.566 | 226053.515 | EAST CLAYDON 132KV S STN | To be confirmed | 33kV or 66kV connection | Western Power Distribution (East Midlands) plc | Photovoltaic |  |  |  | 47.405 | 49.9 | [12 empty] | No | Accecpted to Connect | 2020-07-14 | [6 empty] | 49.9 | 47.405 | 49.9 | 0.2375 | 0.25 | 2020-04-09 00:00:00 | N/A
| Yeti Generation Limited | Littleton Pastures Solar Farm | South Littleton |  | Evesham |  | WR11 8TS | 404681.631 | 245682.729 | FECKENHAM 66 11kV S STN | Feckenham 66/11kVDUMMY | 33kV or 66kV connection | Western Power Distribution (West Midlands) plc | Photovoltaic |  |  |  | 20.9 | 22 | [12 empty] | No | Accecpted to Connect | 2020-07-14 | [6 empty] | 22 | 20.9 | 22 | 0.00095 | 0.001 | 2019-12-10 00:00:00 | N/A
| Jbm Solar Projects (Uk) Ltd | Furzen Solar | East Claydon Road | Aylesbury Vale | Buckinghamshire |  | MK18 3NF | 475176.566 | 226053.515 | EAST CLAYDON 132KV S STN | To be confirmed | 33kV or 66kV connection | Western Power Distribution (East Midlands) plc | Storage (Battery) |  |  |  | 47.405 | 49.9 | [12 empty] | No | Accecpted to Connect | 2020-07-14 | [6 empty] | 49.9 | 47.405 | 49.9 | 47.405 | 49.9 | 2020-06-11 00:00:00 | N/A
| Dno Consulting Ltd | MAES MAWR PV | Willowford Road | Tonteg | Pontypridd |  | CF38 1SL | 310109.76 | 187021.029 | Upper Boat | Upper Boat Bsp | 33kV or 66kV connection | Western Power Distribution (South Wales) plc | Photovoltaic |  |  |  | 19 | 20 | [12 empty] | No | Accecpted to Connect | 2020-07-14 | [6 empty] | 20 | 19 | 20 | 0.0855 | 0.09 | 2020-03-24 00:00:00 | N/A
| Jbm Solar Projects (Uk) Limited | Claydon Solar B |  | TREDINGTON | TEWKESBURY | GLOUCESTERSHIRE | GL20 7BS | 381767.388 | 219262.531 | PORT HAM 132kV S STN | To be confirmed | 33kV or 66kV connection | Western Power Distribution (West Midlands) plc | Photovoltaic |  |  |  | 42.75 | 45 | [12 empty] | No | Accecpted to Connect | 2020-07-14 | [6 empty] | 45 | 42.75 | 45 | 0.00095 | 0.001 | 2020-04-03 00:00:00 | N/A
| Elan Valley Hydro Ltd | WATERFALL ONE/WATERFALL TWO | Rhayader | Rhayader | Powys |  | LD6 5HL | 297647.249 | 268099.766 | Rassau G.S.P. | Abergavenny | Rhayader | Western Power Distribution (South Wales) plc | Hydro |  |  |  | 1.425 | 1.5 | [12 empty] | No | Accecpted to Connect | 2020-07-14 | [6 empty] | 1.5 | 1.425 | 1.5 | 0.095 | 0.1 | 2020-02-18 00:00:00 | N/A
| Regener8 Power Limited | Proposed Solar Project | Stowey Road |  | Bishop Sutton |  | BS39 5TQ | 364634.072 | 154703.353 | Seabank Sgp | Radstock Bsp 132kv | 33kV or 66kV connection | Western Power Distribution (South West) plc | Photovoltaic |  |  |  | 47.405 | 49.9 | [12 empty] | No | Accecpted to Connect | 2020-07-14 | [6 empty] | 49.9 | 47.405 | 49.9 | 0.475 | 0.5 | 2020-04-16 00:00:00 | N/A
| "Jbm Solar Projects (Uk) Ltd" | Trendeal Solar | . | St Enoder | Penhale |  | TR8 5BS | 191317.627 | 56958.849 | Indian Queens S.G.P. | Fraddon Bsp | 33kV or 66kV connection | Western Power Distribution (South West) plc | Photovoltaic |  |  |  | 47.405 | 49.9 | [12 empty] | No | Accecpted to Connect | 2020-07-14 | [6 empty] | 49.9 | 47.405 | 49.9 | 0.2375 | 0.25 | 2020-05-27 00:00:00 | N/A
| Row 789 Limited | Pot Ash Farm | Nash | Aylesbury Vale | Milton Keynes | Buckinghamshire | MK19 6FW | 477822.653 | 236143.689 | EAST CLAYDON 132KV S STN | STONY STRATFORD 33kV S STN | 33kV or 66kV connection | Western Power Distribution (East Midlands) plc | Photovoltaic |  |  |  | 3.515 | 3.7 | [12 empty] | No | Accecpted to Connect | 2020-07-14 | [6 empty] | 3.7 | 3.515 | 3.7 | 0.017575 | 0.0185 | 2020-03-02 00:00:00 | N/A
| Balance Power Projects Limited | . | Tweed Road |  | Northampton |  | NN5 5AJ | 474276 | 261395 | GRENDON 132kV S STN | NORTHAMPTON WEST 33kV S STN | NORTHAMPTON WEST 11kV S STN | Western Power Distribution (East Midlands) plc | Landfill Gas, Sewage Gas, Biogas (not CHP) |  |  |  | 5.32 | 5.6 | [12 empty] | No | Accecpted to Connect | 2020-07-14 | [6 empty] | 5.6 | 5.32 | 5.6 | 0.02375 | 0.025 | 2020-04-28 00:00:00 | N/A
| ZLC Energy Ltd | COMBINED UNIVERSITIES CORNWALL (CUC) | TREMOUGH CAMPUS | TREMOUGH | PENRYN | CORNWALL | TR10 9EZ | 177976.816 | 35507.966 | Indian Queens S.G.P. | Rame Bsp | Penryn | Western Power Distribution (South West) plc | Photovoltaic |  |  |  | 0 | 0 | [12 empty] | No | Accecpted to Connect | 2020-07-14 | [6 empty] | 0 | 0 | 0 | 4.75 | 5 | 2020-03-02 00:00:00 | N/A
| Aura Power Solar Uk Ltd | - | Land At Berkeley And Berkeley Heath | Berkeley | Gloucestershire |  | GL13 9TQ | 366792.393 | 185738.896 | IRON ACTON 132kV S STN | To be confirmed | 33kV or 66kV connection | Western Power Distribution (West Midlands) plc | Photovoltaic |  |  |  | 47.405 | 49.9 | [12 empty] | No | Accecpted to Connect | 2020-07-14 | [6 empty] | 49.9 | 47.405 | 49.9 | 0.00095 | 0.001 | 2020-04-14 00:00:00 | N/A
| F R P Mercia Holdco Ltd | 0 | Land Off Woolaston Road |  | Redditch |  | B98 7SG | 405912.183 | 266424.79 | FECKENHAM 66 11kV S STN | Feckenham 66/11kVDUMMY | IPSLEY 66 11kV S STN | Western Power Distribution (West Midlands) plc | Other Generation |  |  |  | 6.555 | 6.9 | [12 empty] | No | Accecpted to Connect | 2020-07-14 | [6 empty] | 6.9 | 6.555 | 6.9 | 0.1425 | 0.15 | 2020-02-14 00:00:00 | N/A
| Verus Energy Oak Limited | Kelvin Energy | Giffords Way (Off Kelvin Way) |  | West Bromwich |  | B70 7JR | 0 | 0 | Bridgwater S.G.P. | To be confirmed |  | Western Power Distribution (West Midlands) plc | Waste Incineration (not CHP) |  |  |  | 47.405 | 49.9 | [12 empty] | No | Accecpted to Connect | 2020-07-14 | [6 empty] | 49.9 | 47.405 | 49.9 | 4.75 | 5 | 2020-03-20 00:00:00 | N/A
| Mercia Power Response Ltd | Land off | Fordbridge Lane |  | Blackwell | Alfreton | DE55 5JY | 444006.398 | 357784.231 | CHESTERFIELD 132kV S STN | ALFRETON 33kV S STN | BLACKWELL 33 11kV S STN | Western Power Distribution (East Midlands) plc | Other Generation |  |  |  | 7.22 | 7.6 | [12 empty] | No | Accecpted to Connect | 2020-07-14 | [6 empty] | 7.6 | 7.22 | 7.6 | 0.1425 | 0.15 | 2020-02-12 00:00:00 | N/A
| Grune Energien Solar GmbH | Yanel Solar Farm | . | . | Churchill |  | BS25 5QH | 345105.494 | 162221.435 | Bridgwater S.G.P. | Churchill 33kv | 33kV or 66kV connection | Western Power Distribution (South West) plc | Photovoltaic |  |  |  | 36.1 | 38 | [12 empty] | No | Accecpted to Connect | 2020-07-14 | [6 empty] | 38 | 36.1 | 38 | 0.095 | 0.1 | 2020-03-02 00:00:00 | N/A
| Chris McClements | 0 |  |  | Stoke on Trent |  | ST6 4HG | 386330.359 | 350698.734 | Cellarhead 132kV | BURSLEM 132kV S STN | Burslem 132/33/11kVDUMMY | Western Power Distribution (West Midlands) plc | Landfill Gas, Sewage Gas, Biogas (not CHP) |  |  |  | 3.097 | 3.26 | [12 empty] | No | Accecpted to Connect | 2020-07-14 | [6 empty] | 3.26 | 3.097 | 3.26 | 0.285 | 0.3 | 2020-05-07 00:00:00 | N/A
| Vattenfall Wind Power Ltd | Land on the South Side of | Hall Lane | Kemberton | Shifnal |  | TF11 9LB | 365621.66 | 303956.439 | IRONBRIDGE 132kV S STN | To be confirmed | 33kV or 66kV connection | Western Power Distribution (West Midlands) plc | Photovoltaic |  |  |  | 14.25 | 15 | [12 empty] | No | Accecpted to Connect | 2020-07-14 | [6 empty] | 15 | 14.25 | 15 | 0.07125 | 0.075 | 2020-05-14 00:00:00 | N/A
| Hawksmoor Energy Ltd | Cambridge Arms | Shepherds Patch | Slimbridge | Gloucester |  | GL2 7BP | 373806.741 | 204787.225 | IRON ACTON 132kV S STN | 132kV connection | 132kV connection | Western Power Distribution (West Midlands) plc | Storage (Battery) |  |  |  | 34.2 | 36 | [12 empty] | No | Accecpted to Connect | 2020-07-14 | [6 empty] | 36 | 34.2 | 36 | 0.00095 | 0.001 | 2020-04-21 00:00:00 | N/A
| Elgin Energy Esco Ltd | - | Land At Burbage And Aston Flamville |  | Hinckley | Leicestershire | LE10 3AQ | 441127.012 | 292466.649 | COVENTRY 132kV S STN | HINCKLEY 33kV S STN | 33kV or 66kV connection | Western Power Distribution (East Midlands) plc | Photovoltaic |  |  |  | 19 | 20 | [12 empty] | No | Accecpted to Connect | 2020-07-14 | [6 empty] | 20 | 19 | 20 | 0.0855 | 0.09 | 2020-02-26 00:00:00 | N/A
| Rs Renewables Ltd | Highgrounds Industrial Estate | Highgrounds Road | Rhodesia | Worksop |  | S80 3AT | 460013.726 | 379166.009 | WEST BURTON 132kV S STN | WORKSOP 33kV S STN | 33kV or 66kV connection | Western Power Distribution (East Midlands) plc | Other Generation |  |  |  | 9.5 | 10 | [12 empty] | No | Accecpted to Connect | 2020-07-14 | [6 empty] | 10 | 9.5 | 10 | 0.2375 | 0.25 | 2020-02-21 00:00:00 | N/A
| By-Pass Farm Solar Limited | By - Pass Farm | Great North Road | Foston | Grantham |  | NG32 2JT | 476078.366 | 353863.694 | STAYTHORPE C 132kV S STN | To be confirmed | 33kV or 66kV connection | Western Power Distribution (East Midlands) plc | Photovoltaic |  |  |  | 36.1 | 38 | [12 empty] | No | Accecpted to Connect | 2020-07-14 | [6 empty] | 38 | 36.1 | 38 | 0.3325 | 0.35 | 2020-02-21 00:00:00 | N/A
| Yeti Generation Limited | Longmoor Solar Project | Castle View Road |  | Easthorpe |  | NG13 0DZ | 476078.366 | 353863.694 | STAYTHORPE C 132kV S STN | 132kV connection | 132kV connection | Western Power Distribution (East Midlands) plc | Photovoltaic |  |  |  | 47.405 | 49.9 | [12 empty] | No | Accecpted to Connect | 2020-07-14 | [6 empty] | 49.9 | 47.405 | 49.9 | 0.3325 | 0.35 | 2020-03-02 00:00:00 | N/A
| Re Projects Development Ltd | Hoon Hay Farm | Marston Lane |  | Hatton |  | DE65 5EA | 421529.683 | 329633.164 | DRAKELOW 132kV | Burton 33kV | HATTON 33 11kV S STN | Western Power Distribution (East Midlands) plc | Photovoltaic |  |  |  | 4.75 | 5 | [12 empty] | No | Accecpted to Connect | 2020-07-14 | [6 empty] | 5 | 4.75 | 5 | 0.0475 | 0.05 | 2020-05-07 00:00:00 | N/A
| Roadnight Taylor Ltd | Circuit of Wales | Nr Sirhowy | Rassau | Blaenau |  | NP23 5SD | 315605.094 | 212933.714 | Rassau G.S.P. | Rassau B.S.P. | 33kV or 66kV connection | Western Power Distribution (South Wales) plc | Photovoltaic |  |  |  | 47.405 | 49.9 | [12 empty] | No | Accecpted to Connect | 2020-07-14 | [6 empty] | 49.9 | 47.405 | 49.9 | 0.475 | 0.5 | 2020-06-12 00:00:00 | N/A
| Scottish Power | Carland cross windfarm | . | . | Mitchell |  | TR8 5AY | 195625.302 | 55339.102 | Indian Queens S.G.P. | Fraddon Bsp | 33kV or 66kV connection | Western Power Distribution (South West) plc | Photovoltaic |  |  |  | 7.6 | 8 | [12 empty] | No | Accecpted to Connect | 2020-07-14 | [6 empty] | 8 | 7.6 | 8 | 0 | 0 | 2020-06-03 00:00:00 | N/A
| Clean Earth Energy | Proposed Wind Turbine | Land At Imerys |  | St Austell |  | PL26 7XR | 201542.212 | 54328.456 | Indian Queens S.G.P. | St Austell Bsp |  | Western Power Distribution (South West) plc | Onshore Wind |  |  |  | 14.25 | 15 | [12 empty] | No | Accecpted to Connect | 2020-07-14 | [6 empty] | 15 | 14.25 | 15 | 0.11685 | 0.123 | 2020-04-06 00:00:00 | N/A
| Clean Earth Energy | CARTHEW MINE TURBINE | . | . | Carthew |  | PL26 8XQ | 201650.036 | 53704.382 | Indian Queens S.G.P. | St Austell Bsp | 33kV or 66kV connection | Western Power Distribution (South West) plc | Onshore Wind |  |  |  | 4.749 | 4.999 | [12 empty] | No | Accecpted to Connect | 2020-07-14 | [6 empty] | 4.999 | 4.749 | 4.999 | 0.04275 | 0.045 | 2020-05-06 00:00:00 | N/A
| Bryn Blaen Wind Farm Ltd | BRYN BLAEN WIND FARM | . | Rhiwbrongelly | Llanidloes |  | SY18 6PL | 306180.137 | 251608.877 | Rassau G.S.P. | Abergavenny | 33kV or 66kV connection | Western Power Distribution (South Wales) plc | Onshore Wind |  |  |  | 13.205 | 13.9 | [12 empty] | No | Accecpted to Connect | 2020-07-14 | [6 empty] | 13.9 | 13.205 | 13.9 | 0.3325 | 0.35 | 2020-05-20 00:00:00 | N/A
| Cenin Renewables Ltd | COEDARRHYDYGLYN | . |  | St Nicholas |  |  | 0 | 0 | To be confirmed | To be confirmed | 33kV or 66kV connection | Western Power Distribution (South Wales) plc | Photovoltaic |  |  |  | 47.4525 | 49.95 | [12 empty] | No | Accecpted to Connect | 2020-07-14 | [6 empty] | 49.95 | 47.4525 | 49.95 | 0.4997 | 0.526 | 2020-01-31 00:00:00 | N/A
| Perinnpitt Road Solar Limited | Solar farm | Perrinpit Road | Frampton Cotterel | Bristol | Avon | BS36 2AT | 366717.026 | 185659.702 | Iron Acton S.G.P. | To be confirmed | 33kV or 66kV connection | Western Power Distribution (South West) plc | Photovoltaic |  |  |  | 36.6985 | 38.63 | [12 empty] | No | Accecpted to Connect | 2020-07-14 | [6 empty] | 38.63 | 36.6985 | 38.63 | 0.095 | 0.1 | 2020-02-24 00:00:00 | N/A
| Cenin Renewables Ltd | LLWYNCELYN T2 | . |  | Ynysybwl |  | CF37 3LG | 306249.273 | 193947.189 | Upper Boat | Mountain Ash Grid | Lady Windsor | Western Power Distribution (South Wales) plc | To be confirmed |  |  |  | 2.85 | 3 | [12 empty] | No | Accecpted to Connect | 2020-07-14 | [6 empty] | 3 | 2.85 | 3 | 0.038 | 0.04 | 2020-04-14 00:00:00 | N/A
| Elgin Energy Esco Ltd | Fawsley Estate Solar Farm | Fawsley |  | Daventry | Northamptonshire | NN11 3YS | 457763.958 | 262712.133 | COVENTRY 132kV S STN | DAVENTRY 33KV S STN | 33kV or 66kV connection | Western Power Distribution (East Midlands) plc | Photovoltaic |  |  |  | 11.4 | 12 | [12 empty] | No | Accecpted to Connect | 2020-07-14 | [6 empty] | 12 | 11.4 | 12 | 0.0855 | 0.09 | 2020-06-10 00:00:00 | N/A
| Calleva Community Energy | 0 |  |  | Sutton-In-Ashfield, |  | NG17 2QJ | 447529.442 | 359088.445 | CHESTERFIELD 132kV S STN | ANNESLEY 33kV S STN | HUTHWAITE 33 11kV S STN | Western Power Distribution (East Midlands) plc | Photovoltaic |  |  |  | 1.9 | 2 | [12 empty] | No | Accecpted to Connect | 2020-07-14 | [6 empty] | 2 | 1.9 | 2 | 0 | 0 | 2020-06-17 00:00:00 | N/A
| Noriker Perseverance Limited | . | Old School Lane |  | Hereford |  | HR1 1EX | 357558.315 | 239762.135 | BISHOPS WOOD 132kV S STN | HEREFORD 66kV S STN | 33kV or 66kV connection | Western Power Distribution (West Midlands) plc | Photovoltaic |  |  |  | 26.6 | 28 | [12 empty] | No | Accecpted to Connect | 2020-07-14 | [6 empty] | 28 | 26.6 | 28 | 7.6 | 8 | 2020-04-01 00:00:00 | N/A
| Stark Energy Limited | White House Farm | Wood Lane | Loggerheads | Market Drayton |  | TF9 4ED | 388813.582 | 337098.398 | Cellarhead 132kV | MEAFORD C 132kV S STN | 33kV or 66kV connection | Western Power Distribution (West Midlands) plc | Photovoltaic |  |  |  | 14.25 | 15 | [12 empty] | No | Accecpted to Connect | 2020-07-14 | [6 empty] | 15 | 14.25 | 15 | 0.1425 | 0.15 | 2020-04-15 00:00:00 | N/A
| Siteserv Recyling | SITE SERVE RECYCYLING | Off Llantwit Major Road | Llandow | Vale Of Glamorgan |  | CF71 7PB | 295834.204 | 171041.959 | Aberthaw Power Station | East Aberthaw | Boverton | Western Power Distribution (South Wales) plc | Photovoltaic |  |  |  | 0.475 | 0.5 | [12 empty] | No | Accecpted to Connect | 2020-07-14 | [6 empty] | 0.5 | 0.475 | 0.5 | 1.425 | 1.5 | 2020-04-16 00:00:00 | N/A
| High Voltage Systems and Services | 0 |  |  | 0 |  | LE17 4JH | 449305.944 | 282560.957 | COVENTRY 132kV S STN | PAILTON 33KV S STN | 33kV or 66kV connection | Western Power Distribution (East Midlands) plc | Photovoltaic |  |  |  | 1.14 | 1.2 | [12 empty] | No | Accecpted to Connect | 2020-07-14 | [6 empty] | 1.2 | 1.14 | 1.2 | 16.15 | 17 | 2020-05-27 00:00:00 | N/A
| Ksp Renewables Limited | Willowbrook Industrial Estate | Shelton Road |  | Corby |  | NN17 5XH | 490527.862 | 288985.828 | GRENDON 132kV S STN | CORBY No2 33kV S STN | 33kV or 66kV connection | Western Power Distribution (East Midlands) plc | Other Generation |  |  |  | 14.25 | 15 | [12 empty] | No | Accecpted to Connect | 2020-07-14 | [6 empty] | 15 | 14.25 | 15 | 0 | 0 | 2020-03-26 00:00:00 | N/A
| Ksp Renewables Limited | Willowbrook Industrial Estate | Shelton Road |  | Corby |  | NN17 5XH | 490527.862 | 288985.828 | GRENDON 132kV S STN | CORBY No2 33kV S STN | 33kV or 66kV connection | Western Power Distribution (East Midlands) plc | Other Generation |  |  |  | 14.25 | 15 | [12 empty] | No | Accecpted to Connect | 2020-07-14 | [6 empty] | 15 | 14.25 | 15 | 3.325 | 3.5 | 2020-05-13 00:00:00 | N/A
| Roadnight Taylor Ltd | BARRY SOLAR FARM | . |  | Barry |  | CF5 6BE | 0 | 0 | To be confirmed | To be confirmed | 33kV or 66kV connection | Western Power Distribution (South Wales) plc | Photovoltaic |  |  |  | 46.5395 | 48.989 | [12 empty] | No | Accecpted to Connect | 2020-07-14 | [6 empty] | 48.989 | 46.5395 | 48.989 | 0.475 | 0.5 | 2020-04-02 00:00:00 | N/A
| Immersa Limited | Sanigar Farm | Sanigar Lane |  | Berkeley |  | GL13 9NH | 399136.902 | 281552.347 | KITWELL 132kV S STN | To be confirmed | 33kV or 66kV connection | Western Power Distribution (West Midlands) plc | Storage (Battery) |  |  |  | 47.5 | 50 | [12 empty] | No | Accecpted to Connect | 2020-07-14 | [6 empty] | 50 | 47.5 | 50 | 0.00095 | 0.001 | 2020-05-27 00:00:00 | N/A
| Meggitt Plc | Meggitt Plc | Pilot Way | Ansty Park | Coventry |  | CV7 9JR | 440864.778 | 281500.776 | COVENTRY 132kV S STN | COVENTRY NORTH 33kV S STN | ANSTY 33 11kV S STN | Western Power Distribution (East Midlands) plc | Photovoltaic |  |  |  | 2.1565 | 2.27 | [12 empty] | No | Accecpted to Connect | 2020-07-14 | [6 empty] | 2.27 | 2.1565 | 2.27 | 4.75 | 5 | 2020-06-18 00:00:00 | N/A
| Dno Consulting Ltd | Atherstone Hill Farm | Lands At Alscot Estate |  | Stratford-Upon-Avon | Warwickshire | CV37 8LB | 417765.884 | 255146.984 | FECKENHAM 66 11kV S STN | Feckenham 66/11kVDUMMY | 33kV or 66kV connection | Western Power Distribution (West Midlands) plc | Photovoltaic |  |  |  | 24.7 | 26 | [12 empty] | No | Accecpted to Connect | 2020-07-14 | [6 empty] | 26 | 24.7 | 26 | 0.00095 | 0.001 | 2020-05-26 00:00:00 | N/A
| Midlands Power Networks | EXPORT MPAN | OLD MILL LANE INDUSTRIAL ESTATE |  | MANSFIELD | NOTTINGHAMSHIRE | NG19 9BG | 453634 | 362391 | CHESTERFIELD 132kV S STN | MANSFIELD 33kV S STN | MANSFIELD 11kV S STN | Western Power Distribution (East Midlands) plc | Other Generation |  |  |  | 2.85 | 3 | [12 empty] | No | Accecpted to Connect | 2020-07-14 | [6 empty] | 3 | 2.85 | 3 | 0.1425 | 0.15 | 2020-04-02 00:00:00 | N/A
| Thorsby Farming Partnership | Land at Normanton Larches | Blyth Road |  | Worksop |  | S80 3PA | 476078.366 | 353863.694 | STAYTHORPE C 132kV S STN | To be confirmed | 33kV or 66kV connection | Western Power Distribution (East Midlands) plc | Photovoltaic |  |  |  | 38 | 40 | [12 empty] | No | Accecpted to Connect | 2020-07-14 | [6 empty] | 40 | 38 | 40 | 0.285 | 0.3 | 2020-05-20 00:00:00 | N/A
| Jaguar Land Rover Limited | Gaydon Test Centre Land Rover | Banbury Road | Gaydon | Warwick |  | CV35 0BJ | 435289.58 | 256031.84 | BERKSWELL 132kV S STN | HARBURY 33kV S STN | GAYDON 33 11kV S STN | Western Power Distribution (East Midlands) plc | Photovoltaic |  |  |  | 0.42313 | 0.4454 | [12 empty] | No | Accecpted to Connect | 2020-07-14 | [6 empty] | 0.4454 | 0.42313 | 0.4454 | 28.5 | 30 | 2020-06-17 00:00:00 | N/A
| Pennant Walters Holdings Ltd | MYNYDD MAEN WIND FARM | . | Crumlin | Newport |  |  | 332402.507 | 183746.599 | Uskmouth | To be confirmed |  | Western Power Distribution (South Wales) plc | Onshore Wind |  |  |  | 17.67 | 18.6 | [12 empty] | No | Accecpted to Connect | 2020-07-14 | [6 empty] | 18.6 | 17.67 | 18.6 | 0.0171 | 0.018 | 2020-03-24 00:00:00 | N/A
| Frp Mercia Holdco Ltd | Land Off Neander | Lichfield Road Industrial Esta | Kettlebrook | Tamworth |  | B79 7XA | 419725.075 | 304515.409 | LEA MARSTON 132kV S STN | TAMWORTH TOWN 33kV S STN | APOLLO 33 11kV S STN | Western Power Distribution (East Midlands) plc | Other Generation |  |  |  | 7.6 | 8 | [12 empty] | No | Accecpted to Connect | 2020-07-14 | [6 empty] | 8 | 7.6 | 8 | 0.1425 | 0.15 | 2020-04-02 00:00:00 | N/A
| Aura Power Solar Uk Ltd | Far Coley Farm | Coley Lane | Little Haywood | Stafford |  | ST18 0XB | 405943.52 | 317384.128 | RUGELEY 132kV S STN | To be confirmed | 33kV or 66kV connection | Western Power Distribution (West Midlands) plc | Photovoltaic |  |  |  | 47.405 | 49.9 | [12 empty] | No | Accecpted to Connect | 2020-07-14 | [6 empty] | 49.9 | 47.405 | 49.9 | 0.00095 | 0.001 | 2020-04-14 00:00:00 | N/A
| Pathfinder Clean Energy (Pace) Ukdev | Ukz015 B&C: Mallows | Land Off Mallows Lane | Sibsey | Boston | Lincolnshire | PE22 0TL | 533477.036 | 342835.75 | WALPOLE 132kV S STN | BOSTON 33kV S STN | 33kV or 66kV connection | Western Power Distribution (East Midlands) plc | Photovoltaic |  |  |  | 9.5 | 10 | [12 empty] | No | Accecpted to Connect | 2020-07-14 | [6 empty] | 10 | 9.5 | 10 | 4.75 | 5 | 2020-05-12 00:00:00 | N/A
| Renewable Connections Solar Ltd | Box Farm | Newnham-On-Severn |  | Gloucestershire |  | GL14 1EF | 381767.388 | 219262.531 | PORT HAM 132kV S STN | To be confirmed | 33kV or 66kV connection | Western Power Distribution (West Midlands) plc | Photovoltaic |  |  |  | 47.405 | 49.9 | [12 empty] | No | Accecpted to Connect | 2020-07-14 | [6 empty] | 49.9 | 47.405 | 49.9 | 0.47405 | 0.499 | 2020-06-01 00:00:00 | N/A
| Centrica Business Solutions | Nec | Pendigo Way |  | Birmingham |  | B40 1NT | 419638.551 | 283805.737 | LEA MARSTON 132kV S STN | ELMDON 132kV S STN | Elmdon 132/11kVDUMMY | Western Power Distribution (West Midlands) plc | Small CHP (>1MW, <5MW) |  |  |  | 3.23 | 3.4 | [12 empty] | No | Accecpted to Connect | 2020-07-14 | [6 empty] | 3.4 | 3.23 | 3.4 | 0 | 0 | 2020-02-20 00:00:00 | N/A
| Infinite Renwables Group Ltd | TENNECO UK | Pengarnddu Industrial Estate |  | Merthyr Tydfil |  | CF48 2TA | 306159.175 | 207367.616 | Upper Boat | Merthyr East Grid | Merthyr East Primary | Western Power Distribution (South Wales) plc | To be confirmed |  |  |  | 0.855 | 0.9 | [12 empty] | No | Accecpted to Connect | 2020-07-14 | [6 empty] | 0.9 | 0.855 | 0.9 | 1.425 | 1.5 | 2020-05-18 00:00:00 | N/A
| David Evans | PEN ONN FARM | . | Llancarfan | Vale Of Glamorgan |  | CF62 3AG | 302484.975 | 166036.902 | Aberthaw Power Station | To be confirmed | 33kV or 66kV connection | Western Power Distribution (South Wales) plc | Photovoltaic |  |  |  | 47.499 | 49.999 | [12 empty] | No | Accecpted to Connect | 2020-07-14 | [6 empty] | 49.999 | 47.499 | 49.999 | 0.095 | 0.1 | 2020-06-16 00:00:00 | N/A
| Pennant Walters (Holdings) Ltd | MYNYDD CARN Y CEFN WIND FARM | . | Aberbeeg | Abertillery |  |  | 320003.293 | 197958.622 | Rassau G.S.P. | Crumlin |  | Western Power Distribution (South Wales) plc | Onshore Wind |  |  |  | 27.265 | 28.7 | [12 empty] | No | Accecpted to Connect | 2020-07-14 | [6 empty] | 28.7 | 27.265 | 28.7 | 0.399 | 0.42 | 2020-06-18 00:00:00 | N/A
| Stark Energy Limited | 0 | Main Road |  | Haunton |  | B79 9HN | 419794.456 | 292210.043 | LEA MARSTON 132kV S STN | 132kV connection | 132kV connection | Western Power Distribution (East Midlands) plc | Photovoltaic |  |  |  | 36.1 | 38 | [12 empty] | No | Accecpted to Connect | 2020-07-14 | [6 empty] | 38 | 36.1 | 38 | 0.3325 | 0.35 | 2020-04-29 00:00:00 | N/A
| Cenin Renweables Ltd | LLWYNCELYN FARM | Llwyncelyn |  | Porth |  | CF39 9UE | 302252.982 | 193687.355 | Upper Boat | Upper Boat Bsp | Wattstown | Western Power Distribution (South Wales) plc | Onshore Wind |  |  |  | 2.375 | 2.5 | [12 empty] | No | Accecpted to Connect | 2020-07-14 | [6 empty] | 2.5 | 2.375 | 2.5 | 0.02375 | 0.025 | 2020-05-06 00:00:00 | N/A
| Mercia Power Response Ltd | Land off | Fordbridge Lane |  | Blackwell | Alfreton | DE55 5JY | 444006.398 | 357784.231 | CHESTERFIELD 132kV S STN | ALFRETON 33kV S STN | BLACKWELL 33 11kV S STN | Western Power Distribution (East Midlands) plc | Other Generation |  |  |  | 7.22 | 7.6 | [12 empty] | No | Accecpted to Connect | 2020-07-14 | [6 empty] | 7.6 | 7.22 | 7.6 | 0.1425 | 0.15 | 2020-03-09 00:00:00 | N/A
| Conrad Energy (Developments) Ltd | Proposed Generation | Philip Street |  | Bristol |  | BS2 0TA | 360684.799 | 172358.802 | Iron Acton S.G.P. | Feeder Road 33kv | Feeder Rd 11kv | Western Power Distribution (South West) plc | Storage (Battery) |  |  |  | 6.84 | 7.2 | [12 empty] | No | Accecpted to Connect | 2020-07-14 | [6 empty] | 7.2 | 6.84 | 7.2 | 5.7 | 6 | 2020-03-31 00:00:00 | N/A
| Wessex Solar Power Limited | Manor Farm | Bourton Road |  | Bourton | Buckinghamshire | MK18 7DS | 477822.653 | 236143.689 | EAST CLAYDON 132KV S STN | STONY STRATFORD 33kV S STN | 33kV or 66kV connection | Western Power Distribution (East Midlands) plc | Photovoltaic |  |  |  | 11.4 | 12 | [12 empty] | No | Accecpted to Connect | 2020-07-14 | [6 empty] | 12 | 11.4 | 12 | 0.38 | 0.4 | 2020-05-19 00:00:00 | N/A
| Cenin Renewables Ltd | MANMOEL WIND 11KV | Manmoel Common |  | Ebbw Vale |  |  | 317554 | 208006 | Rassau G.S.P. | Ebbw Vale | Ebbw Vale Primary | Western Power Distribution (South Wales) plc | Onshore Wind |  |  |  | 11.4 | 12 | [12 empty] | No | Accecpted to Connect | 2020-07-14 | [6 empty] | 12 | 11.4 | 12 | 0.0475 | 0.05 | 2020-06-08 00:00:00 | N/A
| Dno Consulting Ltd | ref 17410 | Denfurlong Farm | Frampton On Severn | Gloucestershire |  | GL2 7EF | 381767.388 | 219262.531 | PORT HAM 132kV S STN | To be confirmed | 33kV or 66kV connection | Western Power Distribution (West Midlands) plc | Photovoltaic |  |  |  | 38 | 40 | [12 empty] | No | Accecpted to Connect | 2020-07-14 | [6 empty] | 40 | 38 | 40 | 0.00095 | 0.001 | 2020-06-01 00:00:00 | N/A
| Yetigen | Brynwell Farm | . |  | Cardiff |  | CF11 | 320598.515 | 178030.151 | Cardiff East Grid | Cardiff East Grid Bsp | 33kV or 66kV connection | Western Power Distribution (South Wales) plc | Photovoltaic |  |  |  | 14.25 | 15 | [12 empty] | No | Accecpted to Connect | 2020-07-14 | [6 empty] | 15 | 14.25 | 15 | 0.1425 | 0.15 | 2020-04-16 00:00:00 | N/A
| Infinite Renewables Ltd | YUASA-RASSAU LEC | . | Rassau | Ebbw Vale |  | NP23 5SD | 314777.169 | 211769.741 | Rassau G.S.P. | Rassau West 132/11kv S/S | Rassau West Primary | Western Power Distribution (South Wales) plc | Mixed |  |  |  | 1.615 | 1.7 | [12 empty] | No | Accecpted to Connect | 2020-07-14 | [6 empty] | 1.7 | 1.615 | 1.7 | 0 | 0 | 2020-05-08 00:00:00 | N/A
| Fpc Electric Land Ltd | Oversetts | South Derbyshire |  | Derbyshire |  | DE11 9DJ | 427802 | 317938 | DRAKELOW 132kV | GRESLEY 33kV S STN | GRESLEY 11kV S STN | Western Power Distribution (East Midlands) plc | Other Generation |  |  |  | 3.8 | 4 | [12 empty] | No | Accecpted to Connect | 2020-07-14 | [6 empty] | 4 | 3.8 | 4 | 0.475 | 0.5 | 2020-06-26 00:00:00 | N/A
| Greentech | - | Dawley Road |  | Ketley |  | TF1 5AQ | 367420.14 | 310833.574 | IRONBRIDGE 132kV S STN | KETLEY 132kV S STN | 33kV or 66kV connection | Western Power Distribution (West Midlands) plc | Photovoltaic |  |  |  | 19.95 | 21 | [12 empty] | No | Accecpted to Connect | 2020-07-14 | [6 empty] | 21 | 19.95 | 21 | 0.475 | 0.5 | 2020-04-17 00:00:00 | N/A
| Brl Solar Uk Limited | Noken Farm | Sinton Green |  | . | Worcester | WR2 6NW | 383553.215 | 268197.369 | BISHOPS WOOD 132kV S STN | To be confirmed | 33kV or 66kV connection | Western Power Distribution (West Midlands) plc | Photovoltaic |  |  |  | 39.9 | 42 | [12 empty] | No | Accecpted to Connect | 2020-07-14 | [6 empty] | 42 | 39.9 | 42 | 0.475 | 0.5 | 2020-06-18 00:00:00 | N/A
| Cogen Ltd | WENTLOOG BIO POWER | Newlands Road | Wentloog | Cardiff |  |  | 320598.515 | 178030.151 | Cardiff East Grid | Cardiff East Grid Bsp |  | Western Power Distribution (South Wales) plc | Landfill Gas, Sewage Gas, Biogas (not CHP) |  |  |  | 14.25 | 15 | [12 empty] | No | Accecpted to Connect | 2020-07-14 | [6 empty] | 15 | 14.25 | 15 | 2.85 | 3 | 2020-04-07 00:00:00 | N/A
| Power Balancing Services Ltd | Land off | High View Road | South Normanton | Alfreton |  | DE55 2FH | 444006.398 | 357784.231 | CHESTERFIELD 132kV S STN | ALFRETON 33kV S STN | BLACKWELL 33 11kV S STN | Western Power Distribution (East Midlands) plc | Other Generation |  |  |  | 2.85 | 3 | [12 empty] | No | Accecpted to Connect | 2020-07-14 | [6 empty] | 3 | 2.85 | 3 | 0.1425 | 0.15 | 2020-06-11 00:00:00 | N/A
| Vanguard Global Realty Ltd | Site Iodine | V6 Grafton Street |  | Milton Keynes |  | MK9 1BE | 484369.641 | 238746.603 | EAST CLAYDON 132KV S STN | STONY STRATFORD 33kV S STN | ELDERGATE 33 11kV S STN | Western Power Distribution (East Midlands) plc | To be confirmed |  |  |  | 0.00095 | 0.001 | [12 empty] | No | Accecpted to Connect | 2020-07-14 | [6 empty] | 0.001 | 0.00095 | 0.001 | 4.75 | 5 | 2020-05-20 00:00:00 | N/A
| Clean Earth Energy | AB Inbev Brewery | Magor |  | Newport |  | NP26 3DA | 341566.639 | 187320.357 | Uskmouth | Magor Grid | Magor Primary | Western Power Distribution (South Wales) plc | Onshore Wind |  |  |  | 3.325 | 3.5 | [12 empty] | No | Accecpted to Connect | 2020-07-14 | [6 empty] | 3.5 | 3.325 | 3.5 | 0 | 0 | 2020-04-24 00:00:00 | N/A
| Mwat Ltd | EMRT Peaking Site | Nottingham Road |  | Loughborough |  | LE11 1ET | 454463.531 | 320717.942 | RATCLIFFE ON SOAR 132kV S STN | LOUGHBOROUGH 33kV S STN | BRUSH 33 11kV S STN | Western Power Distribution (East Midlands) plc | Small CHP (>1MW, <5MW) |  |  |  | 4.275 | 4.5 | [12 empty] | No | Accecpted to Connect | 2020-07-14 | [6 empty] | 4.5 | 4.275 | 4.5 | 0.19 | 0.2 | 2020-06-19 00:00:00 | N/A
| North Devon District Hospital | NORTH DEVON DISTRICT HOSPITAL | RALEIGH PARK |  | BARNSTAPLE | DEVON | EX31 4JB | 255591.263 | 133160.897 | Alverdiscott S.G.P. | East Yelland Bsp | Barnstaple Quay | Western Power Distribution (South West) plc | Mixed |  |  |  | 0.855 | 0.9 | [12 empty] | No | Accecpted to Connect | 2020-07-14 | [6 empty] | 0.9 | 0.855 | 0.9 | 2.0615 | 2.17 | 2020-05-21 00:00:00 | N/A
| Conrad (Plymouth) Ltd | Proposed Gas Fired Generation | Valley Road |  | Plymouth | Devon | PL7 1RF | 253308.05 | 56369.453 | Abham S.G.P. | Plympton Bsp | Linketty Lane | Western Power Distribution (South West) plc | Landfill Gas, Sewage Gas, Biogas (not CHP) |  |  |  | 4.75 | 5 | [12 empty] | No | Accecpted to Connect | 2020-07-14 | [6 empty] | 5 | 4.75 | 5 | 0.19 | 0.2 | 2020-06-04 00:00:00 | N/A
| Eyre Street Power Limited | Eyre Street | . |  | Birmingham |  | B18 7AD | 357853 | 172697 | Iron Acton S.G.P. | Lockleaze Bsp 132kv | Clifton | Western Power Distribution (West Midlands) plc | To be confirmed |  |  |  | 6.65 | 7 | [12 empty] | No | Accecpted to Connect | 2020-07-14 | [6 empty] | 7 | 6.65 | 7 | 0.475 | 0.5 | 2020-06-03 00:00:00 | N/A
| Graig Fartha Ce Turbine Limited | Graig Fatha Farm | Coed Ely |  | Tonyrefail | Rct | CF39 8EX | 303747.148 | 184337.182 | Upper Boat | Talbot Green Grid | Talbot Green Primary | Western Power Distribution (South Wales) plc | Onshore Wind |  |  |  | 2.375 | 2.5 | [12 empty] | No | Accecpted to Connect | 2020-07-14 | [6 empty] | 2.5 | 2.375 | 2.5 | 0.0475 | 0.05 | 2020-06-11 00:00:00 | N/A
| Mr B Burggraaf | 0 |  |  | Cardiff |  | CF24 2RX | 317554 | 208006 | Rassau G.S.P. | Ebbw Vale | Ebbw Vale Primary | Western Power Distribution (South Wales) plc | Photovoltaic |  |  |  | 0 | 0 | [12 empty] | No | Accecpted to Connect | 2020-07-14 | [6 empty] | 0 | 0 | 0 | 6.65 | 7 | 2020-06-30 00:00:00 | N/A

## Tables
Licence Area (Host DNO) | Status | Primary Resource type | Primary Technology/ Plant Type | CHP Co-Generation
Eastern Power Networks plc | Accecpted to Connect | Advanced fuel gasification or pyrolysis | Battery | No
Electricity North West Limited | Connected | Biofuel biogas from anaerobic digestion (excluding landfill & sewage) | Compressed air system | To Be Confirmed
London Power Networks plc |  | Biofuel landfill gas | Data not available | Yes
Northern Powergrid (Northeast) Limited |  | Biofuel other | Engine (combustion / reciprocating)
Northern Powergrid (Yorkshire) plc |  | Biofuel sewage gas | Gas turbine (OCGT)
Scottish Hydro Electric Power Distribution plc |  | Biomass | Geothermal power plant
South Eastern Power Networks plc |  | Data not available | Hydro power system
Southern Electric Power Distribution plc |  | Fossil (to be confirmed) | Liquid air system
SP Distribution Ltd |  | Fossil brown coal/lignite | Offshore wind turbines
SP Manweb plc |  | Fossil coal gas | Onshore wind turbines
Western Power Distribution (East Midlands) plc |  | Fossil Gas | Other
Western Power Distribution (South Wales) plc |  | Fossil hard coal | Photovoltaic
Western Power Distribution (South West) plc |  | Fossil oil | Steam turbine (thermal power plant)
Western Power Distribution (West Midlands) plc |  | Fossil oil shale | Steam-gas turbine (CCGT)
|  | Fossil peat | Tidal lagoons
|  | Geothermal | Tidal stream devices
|  | Hydro (to be confirmed) | Wave devices
Hydro reservoir (not pumped)
Hydro run of river
Hydrogen
Interconnector
Marine
Nuclear
Other
Solar
Storage battery
Storage other
Storage pumped
Waste
Wind

## DNO_SERVICES
NS1 | NS2 | NS3 | NS4 | NS5 | NS6 | NS7 | NS8
Distribution Services
Asset Reference | Aggregated Service? (Yes/No) | Service Reference | Grid Supply Point | Type of Service | MW Provided | Contract End Date | Exclusivity? (Yes/No)
WPD_SRVC_00001 | NO | CMZ_T2A_SWE_0001 | Abham S.G.P. | Dynamic & Restore | 1.8 | 2020-09-30 | No
WPD_SRVC_00002 | NO | CMZ_T2A_SWE_0002 | Exeter Main S.G.P. | Dynamic & Restore | 40 | 2020-09-30 | No
WPD_SRVC_00003 | NO | CMZ_T3B_EM_0007 | EAST CLAYDON 132KV S STN | Dynamic & Restore | 3.2 | 2020-09-30 | No
WPD_SRVC_00004 | NO | CMZ_T2A_SWE_0002 | Exeter Main S.G.P. | Dynamic & Restore | 20 | 2023-09-30 | No
WPD_SRVC_00005 | NO | CMZ_T2A_WM_0001 | RUGELEY 132kV S STN | Dynamic & Restore | 2 | 2023-09-30 | No
WPD_SRVC_00006 | NO | CMZ_T3A_SWE_0005 | Bridgwater S.G.P. | Dynamic & Restore | 1 | 2023-09-30 | No
WPD_SRVC_00007 | NO | CMZ_T3B_EM_0007 | EAST CLAYDON 132KV S STN | Dynamic & Restore | 2 | 2023-09-30 | No
WPD_SRVC_00008 | NO | CMZ_T3B_EM_0008 | BERKSWELL 132kV S STN | Secure & Restore | 1.5 | 2023-09-30 | No
WPD_SRVC_00094 | NO | CMZ_T2A_SWE_0001 | Abham S.G.P. | Dynamic & Restore | 5 | 2023-09-30 | No
WPD_SRVC_00095 | NO | CMZ_T2A_SWE_0001 | Abham S.G.P. | Dynamic & Restore | 4.25 | 2023-09-30 | No
WPD_SRVC_00096 | NO | CMZ_T2A_SWE_0001 | Abham S.G.P. | Dynamic & Restore | 6 | 2023-09-30 | No
WPD_SRVC_00097 | NO | CMZ_T3A_WM_0002 | EAST CLAYDON 132KV S STN | Dynamic & Restore | 6 | 2020-09-30 | No
WPD_AGG_SRVC_00018 | YES | CMZ_T3B_SWE_0008 | Indian Queens S.G.P. | Secure & Restore | 0.47065 | N/A | N/A
WPD_AGG_SRVC_00025 | YES | CMZ_T2A_SWE_0001 | Abham S.G.P. | Dynamic & Restore | 0.22712 | N/A | N/A
WPD_AGG_SRVC_00034 | YES | CMZ_T3B_EM_0008 | BERKSWELL 132kV S STN | Secure & Restore | 0.102 | N/A | N/A
WPD_AGG_SRVC_00035 | YES | CMZ_T2A_WM_0001 | RUGELEY 132kV S STN | Dynamic & Restore | 0.24456 | N/A | N/A

## Reinforcements Template
NR1 | NR2 | NR3 | NR4 | NR5 | NR6 | NR7
NETWORK REINFORCEMENT
Distribution Reinforcement Reference (DER Template 54) | Works Reference | Works Description | Works Completion Date | Reinforcement Driver | Reinforcement Type | Licence Area
WPD_Rein_001 |  |  |  | Connections Driven | Thermal Uprating | Western Power Distribution (South West) plc
Distribution Reinforcement Reference 2 |  |  |  | Connections Driven | Short Circuit Uprating | Electricity North West Limited
Distribution Reinforcement Reference 3 |  |  |  | General Reinforcement | Voltage Related | Northern Powergrid (Yorkshire) plc
---
---
---
---
---
---
NR1 | NR2 | NR3 | NR4 | NR5 | NR6 | NR7
NETWORK REINFORCEMENT
Transmission Reinforcement Reference (DER Template 55) | Works Reference | Works Description | Works Completion Date | Reinforcement Driver | Reinforcement Type | Licence Area
Transmission Reinforcement Reference 1
Transmission Reinforcement Reference 2
Transmission Reinforcement Reference 3
---
---
---
---
---
---

## Description of Fields
| General Points | 1) The register includes all generation, storage and flexible demand resources where the Installed Generation Capacity, the Export Capacity or the Import Capacity is greater or equal to 1MW.
2) Where there is an addition to an existing development at a site, this is included in the register at a separate row during the "Accepted to Connect" phase. The will mean that there are more than one row for such sites. Once the addition has been connected, the additional row(s) will be combined with the original row.
3) Where MW figures are converted to MVA for inclusion in the register (or vice-versa), a power factor of 0.95 will be used. (I.e 1MW converts to 1.05MVA, 1MVA converts to 0.95MW).
4) Information on service provision to DNOs is included for all assets of 1MW or greater that are providing services. Information is also provided for assets of less than 1MW by aggregating those assets that are providing a particular service.
| GENERAL DATA | This section is completed for all customers with an installed capacity of 1MW or greater. This includes generators and storage but only those demand sites which are providing services.
Ref | Field Tag | Field Descriptor | Further Explanation | Register Version
1 | MPAN | The core meter point administration number, a 13-digit reference used in MPAS to identify the relevant Metering Point. | The core meter point administration number, a 13-digit reference used in MPAS to identify the relevant Metering Point. For generation entries, the "Export" MPAN should be included. For storage entries, the "Export" MPAN should also be included. For flexible demands, the "Import" MPAN should be included. Where sites are CVA Registered, no MPAN is included but indicate "CVA Registered" For "Accepted to Connect" generation, please indicate "data not available". | 2020-07-01
2 | Customer Name | Name of party that is connected or contracted to connect. | This is the name of the customer and would normally be clear from the connection agreement. | 2020-01-01
3 | Customer Site | Name of customer site/project name. | Depending on network companies, the Customer Site field could be referred to as the name of the customer site or the project name. This is left to the discretion of DNOs as this will lead to the commonly used name being captured. | 2020-01-01
4 | Address Line 1 | Site location. | Added as part of DCP 350 changes. | 2020-07-01
5 | Address Line 2 | Site location. | Added as part of DCP 350 changes. | 2020-07-01
6 | Town/City | Site location. | Added as part of DCP 350 changes. | 2020-07-01
7 | County | Site location. | Added as part of DCP 350 changes. | 2020-07-01
8 | Post Code | Site location. | Added as part of DCP 350 changes. | 2020-07-01
| Country | GB country customer site is connected within. NOT INCLUDED IN JULY VERSION | Included in Phase 2 following stakeholder feedback. NOT INCLUDED IN JULY VERSION | 2020-07-01
9 | Location (X-coordinate) : Eastings | X coordinates for development site in British National Grid. The co-ordinates should refer to the location of the metering point at the customer site. | X coordinates for development site in British National Grid. For "Accepted to Connect" generation, please include the location of the metering point agreed as part of the connection process as a 6 digit Easting. In exceptional cases where the metering point is not located at the DER site (e.g. some off-shore wind sites), please use the co-ordinates of the DER site if this is known. | 2020-07-01
10 | Location (Y-coordinate) : Northings | Y coordinates for development site in British National Grid. The co-ordinates should refer to the location of the metering point at the customer site. | Y coordinates for development site in British National Grid. For "Accepted to Connect" generation, please include the location of the metering point agreed as part of the connection process as a 6 digit Northing. In exceptional cases where the metering point is not located at the DER site (e.g. some off-shore wind sites), please use the co-ordinates of the DER site if this is known. | 2020-07-01
11 | Grid Supply Point (GSP) | This is the point of delivery from the transmission system to a distribution system that is linked with the Customer Site. | In most cases, the Customer Site is linked with a single GSP. This is the site that is most commonly used to supply the customer connection. In some cases, where the distribution network parallels more than one GSP, it is proposed that only a single site is included and that this would indicate the GSP that is electrically closest to the Customer. This would be the substation taking (or providing) the largest proportion of a site's output (or input). | 2020-01-01
12 | Bulk Supply Point | This is the supply point on the DNO system (representing an EHV/EHV transformation level) linked with the Customer Site. | As with GSPs, where the distribution network parallels more than one BSP, only a single site is included and this is the BSP that is electrically closest to the Customer. This would be the substation taking (or providing) the largest proportion of a site's output (or input). | 2020-01-01
13 | Primary | This is the relevant primary substation on the DNO system linked with the Customer Site. | As with GSPs, where the distribution network parallels more than one Primary, only a single is included and this is the Primary that is electrically closest to the Customer. This would be the substation taking (or providing) the largest proportion of a site's output (or input). | 2020-01-01
| Point of Connection (POC) Voltage (kV) | This is the voltage at the Point of Connection to the distribution network. NOT INCLUDED IN JULY VERSION | Included in Phase 2 following stakeholder feedback. This is not necessarily the metered voltage. For "Accepted to Connect" generation, please include the Point of Connection voltage agreed as part of the connection process. NOT INCLUDED IN JULY VERSION | 2020-07-01
14 | Licence Area | This is the DNO Licence Area in which the Customer Site is/will be connected. | This is one of the 14 GB DNO licence areas. | 2020-01-01
15 | Primary Resource Type | Meaning any of the below resource types used by technology in the production of electricity: Fossil Gas, Fossil coal gas, Fossil oil, Fossil oil shale, Fossil peat, Fossil brown coal/lignite, Fossil hard coal, Fossil (to be confirmed), Nuclear, Interconnector, Hydrogen, Solar, Wind, Hydro run of river, Hydro reservoir (not pumped), Hydro (to be confirmed), Marine, Geothermal, Biomass, Waste, Biofuel landfill gas, Biofuel sewage gas, Biofuel biogas from anaerobic digestion (excluding landfill & sewage), Biofuel other, Advanced fuel gasification or pyrolysis, Storage battery, Storage pumped, Storage other, Other, Data not available. Flexible Demand is indicated as a resource type. | In most cases, there will be a single resource type at the site and this will be shown in the "Primary Resource Type" field. In some cases there may be more than one resource type at a site and these are shown in the Resource Type 2 and Resource Type 3 fields. This is set up as a drop down list. | 2020-01-01
16 | Primary Technology / Plant Type | Meaning any of the below types technologies that export electricity onto a distribution network: Steam turbine (thermal power plant), Steam-gas turbine (CCGT), Gas turbine (OCGT), Onshore wind turbines, Offshore wind turbines, Photovoltaic, Engine (combustion / reciprocating), Hydro power system, Tidal lagoons, Tidal stream devices, Wave devices, Geothermal power plant, Battery, Compressed air system, Liquid air system, Other, Data not available. | Added as part of DCP 350 changes. This is the technology / plant type associated with the Primary Resource Type. This is set up as a drop down list. | 2020-07-01
17 | CHP Cogeneration | The simultaneous generation of usable heat and power (usually electricity) in a single process, thereby leading to reductions in the amount of wasted heat. | Added as part of DCP 350 changes. This indicates whether the Primary Resource & Technology / Plant Type is part of a CHP process. This is set up as a drop down list. | 2020-07-01
18 | Storage Duration | Divide the storage capacity (MWh) by the installed capacity (MW) and round it down to the nearest 0.5 (half-hour). If the value is less than 0.5 before rounding, it could be rounded to 0.5 hours so that it is not zero. | Added as part of DCP 350 changes. | 2020-07-01
19 | Primary Resource Type - Installed Capacity (MW) | This is the installed capacity of the "Primary Resource Type" expressed in MW. | Added as part of DCP 350 changes. This figure corresponds to the installed capacity of the largest (by capacity) "Resource Type" at the site. Where there are other resource types at the site and the capacity of the largest "Resource Type" is not explicitly known, this field is shown as "Data Not Available". Where the installed capacity is recorded by the network company only as a MVA figure, this is converted to MW using a conversion factor of 1.05. (I.e. 1MW converts to 1.05MVA.) | 2020-07-01
20 | Primary Resource Type - Installed Capacity (MVA) | This is the installed capacity of the "Primary Resource Type" expressed in MVA. | This figure corresponds to the installed capacity of the largest (by capacity) "Resource Type" at the site. Where there are other resource types at the site and the capacity of the largest "Resource Type" is not explicitly known, this field is shown as "Data Not Available". Where the installed capacity is recorded by the network company only as a MW figure, this is converted to MVA using a conversion factor of 0.95. (I.e. 1MW converts to 1.05MVA.) | 2020-01-01
21 | Resource Type 2 | Where there is more than one plant type at a site, the "Resource Type 2" and "Resource Type 3" fields would be used to show the resource types additional to the "Primary Resource Type". Meaning any of the below resource types used by technology in the production of electricity: Fossil Gas, Fossil coal gas, Fossil oil, Fossil oil shale, Fossil peat, Fossil brown coal/lignite, Fossil hard coal, Fossil (to be confirmed), Nuclear, Interconnector, Hydrogen, Solar, Wind, Hydro run of river, Hydro reservoir (not pumped), Hydro (to be confirmed), Marine, Geothermal, Biomass, Waste, Biofuel landfill gas, Biofuel sewage gas, Biofuel biogas from anaerobic digestion (excluding landfill & sewage), Biofuel other, Advanced fuel gasification or pyrolysis, Storage battery, Storage pumped, Storage other, Other, Data not available. Flexible Demand is indicated as a resource type. | In most cases, there will be a single resource type at the site and this will be shown in the "Primary Resource Type" field. In some cases there may be more than one resource type at a site and these are shown in the Resource Type 2 and Resource Type 3 fields. This is set up as a drop down list. | 2020-01-01
22 | Technology / Plant Type 2 | Meaning any of the below types technologies that export electricity onto a distribution network: Steam turbine (thermal power plant), Steam-gas turbine (CCGT), Gas turbine (OCGT), Onshore wind turbines, Offshore wind turbines, Photovoltaic, Engine (combustion / reciprocating), Hydro power system, Tidal lagoons, Tidal stream devices, Wave devices, Geothermal power plant, Battery, Compressed air system, Liquid air system, Other, Data not available. | Added as part of DCP 350 changes. This is the technology / plant type associated with the Resource Type 2. This is set up as a drop down list. | 2020-07-01
23 | CHP Cogeneration Type 2 | The simultaneous generation of usable heat and power (usually electricity) in a single process, thereby leading to reductions in the amount of wasted heat. | Added as part of DCP 350 changes. This indicates whether the Resource & Technology / Plant Type 2 is part of a CHP process. This is set up as a drop down list. | 2020-07-01
24 | Storage Duration Type 2 | Divide the storage capacity (MWh) by the installed capacity (MW) and round it down to the nearest 0.5 (half-hour). If the value is less than 0.5 before rounding, it could be rounded to 0.5 hours so that it is not zero. | Added as part of DCP 350 changes. | 2020-07-01
25 | Resource Type 2 - Installed Capacity (MW) | This is the installed capacity of the "Resource Type 2" expressed in MW. | Added as part of DCP 350 changes. This figure corresponds to the installed capacity of the "Resource Type 2" at the site. Where the capacity of this "Resource Type" is not explicitly known, this field is shown as "Data Not Available". Where the installed capacity is recorded by the network company only as a MVA figure, this is converted to MW using a conversion factor of 1.05. (I.e. 1MW converts to 1.05MVA.) | 2020-07-01
26 | Resource Type 2 - Installed Capacity (MVA) | This is the installed capacity of the "Resource Type 2" expressed in MVA. | This figure corresponds to the installed capacity of the "Resource Type 2" at the site. Where the capacity of this "Resource Type" is not explicitly known, this field is shown as "Data Not Available". Where the installed capacity is recorded by the network company only as a MW figure, this is converted to MVA using a conversion factor of 0.95. (I.e. 1MW converts to 1.05MVA.) | 2020-01-01
27 | Resource Type 3 | Where there is more than one plant type at a site, the "Resource Type 2" and "Resource Type 3" fields would be used to show the resource types additional to the "Primary Resource Type". Meaning any of the below resource types used by technology in the production of electricity: Fossil Gas, Fossil coal gas, Fossil oil, Fossil oil shale, Fossil peat, Fossil brown coal/lignite, Fossil hard coal, Fossil (to be confirmed), Nuclear, Interconnector, Hydrogen, Solar, Wind, Hydro run of river, Hydro reservoir (not pumped), Hydro (to be confirmed), Marine, Geothermal, Biomass, Waste, Biofuel landfill gas, Biofuel sewage gas, Biofuel biogas from anaerobic digestion (excluding landfill & sewage), Biofuel other, Advanced fuel gasification or pyrolysis, Storage battery, Storage pumped, Storage other, Other, Data not available. Flexible Demand is indicated as a resource type. | In most cases, there will be a single resource type at the site and this will be shown in the "Primary Resource Type" field. In some cases there may be more than one resource type at a site and these are shown in the Resource Type 2 and Resource Type 3 fields. This is set up as a drop down list. | 2020-01-01
28 | Technology / Plant Type 3 | Meaning any of the below types technologies that export electricity onto a distribution network: Steam turbine (thermal power plant), Steam-gas turbine (CCGT), Gas turbine (OCGT), Onshore wind turbines, Offshore wind turbines, Photovoltaic, Engine (combustion / reciprocating), Hydro power system, Tidal lagoons, Tidal stream devices, Wave devices, Geothermal power plant, Battery, Compressed air system, Liquid air system, Other, Data not available. | Added as part of DCP 350 changes. This is the technology / plant type associated with the Resource Type 3. This is set up as a drop down list. | 2020-07-01
29 | CHP Cogeneration Type 3 | The simultaneous generation of usable heat and power (usually electricity) in a single process, thereby leading to reductions in the amount of wasted heat. | Added as part of DCP 350 changes. This indicates whether the Resource & Technology / Plant Type 3 is part of a CHP process. This is set up as a drop down list. | 2020-07-01
30 | Storage Duration Type 3 | Divide the storage capacity (MWh) by the installed capacity (MW) and round it down to the nearest 0.5 (half-hour). If the value is less than 0.5 before rounding, it could be rounded to 0.5 hours so that it is not zero. | Added as part of DCP 350 changes. | 2020-07-01
31 | Resource Type 3 - Installed Capacity (MW) | This is the installed capacity of the "Resource Type 3" expressed in MW. | Added as part of DCP 350 changes. This figure corresponds to the installed capacity of the "Resource Type 3" at the site. Where the capacity of this "Resource Type" is not explicitly known, this field is shown as "Data Not Available". Where the installed capacity is recorded by the network company only as a MVA figure, this is converted to MW using a conversion factor of 1.05. (I.e. 1MW converts to 1.05MVA.) | 2020-07-01
32 | Resource Type 3 - Installed Capacity (MVA) | This is the installed capacity of the "Resource Type 3" expressed in MVA. | This figure corresponds to the installed capacity of the "Resource Type 3" at the site. Where the capacity of this "Resource Type" is not explicitly known, this field is shown as "Data Not Available". Where the installed capacity is recorded by the network company only as a MW figure, this is converted to MVA using a conversion factor of 0.95. (I.e. 1MW converts to 1.05MVA.) | 2020-01-01
33 | ANM Connection | Is the connection contingent on a flexible connection arrangement such as Active Network Management (ANM)? Note - it is proposed to amend this field in the August ECR template to provide a wider view of DER with flexible connection arrangements. Until this is done, only DER that is part of a ANM arrangement will be shown as Yes. | This is a Yes/No selection to identify if, or if not, a managed connection arrangement is in place. To identify a "Flexible Connection", the the definition for "Flexible Connections" from the Terms and Definitions document published by the ENA Open Networks project is used. Going forward, the type of managed arrangement might be included. Note - it is proposed to amend this field in the August ECR template to provide a wider view of DER with flexible connection arrangements. Until this is done, only DER that is part of a ANM arrangement will be shown as Yes. | 2020-01-01
34 | Connection Status | "Connected" or "Accepted to Connect"? | Indicates whether the resource is already connected or accepted to connect. | 2020-01-01
35 | Last Updated | Date on which item was last updated in the register. | Added as part of DCP 350 changes. For the first release of Embedded Capacity Register (ECR), this date would correspond to the ECR publication date for all resource entries. When resource entries are subsequently updated, the date would be updated to either the date on which the relevant data item changed, or the publication of the ECR first showing the change. | 2020-07-01
| ALREADY CONNECTED | This section is completed for all Customer Sites with an installed capacity of 1MW or greater which are already connected to the Distribution Network. This includes generators and storage but only those demand sites which are providing services.
| Field Tag | Field Descriptor | Further Explanation | Register Version
36 | Installed Generation Capacity (MVA) | This is the total installed capacity of generation which is connected at each Customer Site expressed in MVA. | This field is only completed for sites with generation. The capacity is given in MVA. If the installed capacity is recorded by the network company only as a MW figure, this is converted to MVA using a conversion factor of 0.95. (I.e. 1MW converts to 1.05MVA.) Where there are more than 1 resource type at a site, the "Installed Generation Capacity" is the sum of the capacities of these resource types. | 2020-01-01
37 | Export Capacity (MW) | This is the total MW export capacity permitted as per the connection agreement. | This field applies to sites with generation and storage facilities. If the export capacity is recorded by the network company only as a MVA figure, this is converted to MW using a conversion factor of 0.95. (I.e. 1MVA converts to 0.95MW.) | 2020-01-01
38 | Export Capacity (MVA) | This is the total MVA export capacity permitted as per the connection agreement. | This field applies to sites with generation and storage facilities. If the export capacity is recorded by the network company only as a MW figure, this is converted to MVA using a conversion factor of 0.95. (I.e. 1MW converts to 1.05MVA.) | 2020-01-01
39 | Import Capacity (MW) | This is the total MW import capacity permitted as per the connection agreement. | This field largely applies to sites with flexible demand and storage facilities. If the import capacity is recorded by the network company only as a MVA figure, this is converted to MW using a conversion factor of 0.95. (I.e. 1MVA coverts to 0.95MW.) For generator sites where the demand is relatively small to meet auxiliary site supplies, a MW figure is not given. Instead, "AUX" is inserted. | 2020-01-01
40 | Import Capacity (MVA) | This is the total MVA export capacity permitted as per the connection agreement. | This field largely applies to sites with flexible demand and storage facilities. If the import capacity is recorded by the network company only as a MW figure, this is converted to MVA using a conversion factor of 0.95. (I.e. 1MW converts to 1.05MVA.) For generator sites where the demand is relatively small to meet auxiliary site supplies, a MVA figure is not given. Instead, "AUX" is inserted. | 2020-01-01
41 | Date Connected | Date Project connected to network and energised. | This is the date the resource was connected and energised. Where there have been additions to the capacity at the site, this date reflects the date of the most recent change. | 2020-01-01
| ACCEPTED TO CONNECT | This section is completed for all Customer Sites with an installed capacity of 1MW or greater who have contracted (agreed) to connect to the Distribution Network. This includes generators and storage but only those demand sites which are providing services.
| Field Tag | Field Descriptor | Further Explanation | Register Version
42 | Accepted to Connect Generation Capacity (MVA) | This is the total additional generation that is accepted to connect at the site expressed in MVA. | This field is only completed for sites where additional generation is accepted to connect. The capacity is given in MVA. If the additional generation to be installed is recorded by the network company only as a MW figure, this is converted to MVA using a conversion factor of 0.95. (I.e. 1MW coverts to 1.05MVA.) | 2020-01-01
43 | Export Capacity (MW) | This is the total additional MW export capacity permitted as per the connection agreement. | This field applies to sites with generation and storage facilities. If the additional export capacity is recorded by the network company only as a MVA figure, this is converted to MW using a conversion factor of 0.95. (I.e. 1MVA converts to 0.95MW.) | 2020-01-01
44 | Export Capacity (MVA) | This is the total additional MVA export capacity permitted as per the connection agreement. | This field applies to sites with generation and storage facilities. If the additional export capacity is recorded by the network company only as a MW figure, this is converted to MVA using a conversion factor of 0.95. (I.e. 1MW converts to 1.05MVA.) | 2020-01-01
45 | Import Capacity (MW) | This is the total additional MW import capacity permitted as per the connection agreement. | This field applies to sites with flexible demand and storage facilities. If the additional import capacity is recorded by the network company only as a MVA figure, this is converted to MW using a conversion factor of 0.95. (I.e. 1MVA coverts to 0.95MW.) | 2020-01-01
46 | Import Capacity (MVA) | This is the total additional MVA import capacity permitted as per the connection agreement. | This field applies to sites with flexible demand and storage facilities. If the additional import capacity is recorded by the network company only as a MW figure, this is converted to MVA using a conversion factor of 0.95. (I.e. 1MW converts to 1.05MVA.) | 2020-01-01
47 | Date Accepted | Date customer contracted with GBSO/DNO/IDNO. | This refers to the date when the customer accepted their Connection Offer with the host network company. | 2020-01-01
48 | Target Energisation Date | Estimated date of energisation. This date is likely to change to reflect the latest date notified by customers. | This is the agreed or expected date for energisation of the customer facilities. For distribution connections, the date is likely to be a latest estimate based on the progress of the customer's project. The date is liable to change to reflect to latest date notified by customers. | 2020-01-01
| PROVIDING SERVICES | This section is completed for all customers with an installed capacity of 1MW or greater which are providing services to DNOs, the ESO or the TO.
Ref | Field Tag | Field Descriptor | Further Explanation | Register Version
49 | Field Tag | Field Descriptor IGNORE IN JULY VERSION | Added as part of DCP 350 changes. IGNORE IN JULY VERSION | 2020-07-01
50 | Distribution Service Provider (Y/N) | Does the resource provide services to a DNO? |  | 2020-01-01
51 | Transmission Service Provider (Y/N) | Does the resource provide services to the ESO or a TO? |  | 2020-01-01
52 | Reference | A unique reference to link to the Providing Services tab. | This is a reference used to identify the resource in the Providing Services tab. | 2020-01-01
| ACCEPTED TO CONNECT | This section should be completed for all customers of 1MW or more in size that have agreements in place to connect to the network. Include generators, storage but only those demand sites that are providing services.
| Field Tag | Field Descriptor | Further Explanation | SWRR Version
53 | Connection Queue Management Position | Queue position of customer in relation to the linked reinforcement works. | It would be preferable to change this field to indicate whether the "Accepted to Connect" DER in in a connection queue. Until this is chnaged, please include the queue position where this is available. | 2020-07-01
54 | Distribution Reinforcement Reference | Unique reference to relevant distribution reinforcement required for connection. The provision of sole-use distribution assets are not included. | This is an internal reference (or references) to distribution and transmission reinforcements that may be required. Further reinforcement information is captured separately in the register. The unique references would indicate whether the reinforcement was distribution or transmission, the network company & area, and a number. Examples are "D_WPD_SW_02769" or "T_SPT_01642". For distribution reinforcements, the provision of sole-use assets are not included. | 2020-07-01
55 | Transmission Reinforcement Reference | Unique reference to relevant transmission reinforcement required for connection. | This is an internal reference (or references) to distribution and transmission reinforcements that may be required. Further reinforcement information is captured separately in the register. The unique references would indicate whether the reinforcement was distribution or transmission, the network company & area, and a number. Examples are "D_WPD_SW_02769" or "T_SPT_01642". | 2020-07-01
| NETWORK REINFORCEMENT | This section should be completed for all customers of 1MW or more in size that have agreements in place to connect to the network and where the connection is contingent on the completion of network reinforcement. Include generators, storage but only those demand sites that are providing services. For Distribution, only network reinforcements at HV and above voltages should be included.
Ref | Field Tag | Field Descriptor | Further Explanation | SWRR Version
NR1 | Distribution (or Transmission) Reinforcement Reference | This is a cross-reference from field Ref 56 or 57 on the DER Template. It is a unique reference to relevant distribution (or transmission) reinforcement required for connection. The provision of sole-use distribution assets are not included. | This is an internal reference (or references) to distribution and transmission reinforcements that may be required. This should cross reference to fields 54 and 55 from the DER Template. | 2020-07-01
NR2 | Works Reference | Reinforcement Reference Number. | This is a unique reference used by the network company to identify the reinforcement. | 2020-07-01
NR3 | Works Description | Reinforcement Title/Summary Description. | This would be limited to a fixed number of characters. It is anticipated that this information would be replicated from existing information elsewhere in network company systems. This field is limited to 1000 characters. | 2020-07-01
NR4 | Works Completion Date | Planned Completion Date of Works. |  | 2020-07-01
NR5 | Reinforcement Driver | Is reinforcement classed as "general reinforcement" or "connections driven"? Note - it is expected that all reinforcement, "connections driven" or "general reinforcement", that is needed to connect the generator will be included. Additional "general reinforcement" may be included in this part of the register to provide a fuller picture on ongoing distribution reinforcement. | This is either"general reinforcement" or "connections driven" and is set up as a drop-down selection. The provision of sole-use distribution assets are not included. Note - it is expected that all reinforcement, "connections driven" or "general reinforcement", that is needed to connect the generator will be included. Additional "general reinforcement" may be included in this part of the register to provide a fuller picture on ongoing distribution reinforcement. | 2020-07-01
NR6 | Reinforcement Type | Is reinforcement to enable increased thermal ratings, increased fault levels etc? | This would be a drop down list of key categories. Suggested categories are: "thermal uprating", "voltage reinforcement", "short circuit uprating", "condition based replacement", "harmonics related" or "other". The provision of sole-use distribution assets are not included. | 2020-07-01
NR7 | Licence Area | Licence area where works will be delivered. | This is set up as a drop down list. | 2020-07-01
| PROVIDING SERVICES | This section is completed for all customers with an installed capacity of 1MW or greater which are providing services to DNOs. Information should also be provided for assets sized at less than 1MW by aggregating those assets that are providing a particular service.
Ref | Field Tag | Field Descriptor | Further Explanation | Register Version
NS1 | Asset Reference | This relates to the "Reference" column in the "Providing Services" section within the DNO_Connections Worksheet. This indicates individual assets with an installed capacity of 1MW or greater that are providing services. | This identifies the specific resource that is providing a service. It is a cross-reference from Ref 52 on the main DER Template. If the entry relates to assets of less than 1MW that are providing the service, this field is left blank. | 2020-01-01
NS2 | Aggregated Service | Are resources being aggregated to provide this part of the service? | This field is being used to indicate whether this row relates to an aggregated contribution from assets that are less than 1MW. | 2020-01-01
NS3 | Service Identifier | This field identifies the particular network company service area. | This field is left to the discretion of the network company to identify a reference to a service. For example, it could be a particular Constraint Managed Zone identifier. | 2020-01-01
NS4 | Grid Supply Point | This is the Grid Supply Point that is linked electrically with the resource (or to the aggregated group of resources). | For assets of 1MW or greater, this would be same as Ref 3 in the in the main DER template. For resources less than 1MW that are being aggregated and that don’t appear in the General Data section of the register, this is the GSP that is electrically closest to the aggregated resources. This field provides a high level locational reference. | 2020-01-01
NS5 | Type of Service | The type of service being provided. | For services to DNOs, the 4 ENA service types are used. | 2020-01-01
NS6 | MW Provided | This is the capacity of service provided expressed in MW. | This is the amount of service that is contracted. | 2020-01-01
NS7 | Contract End Date | End date of ongoing contract. | This is the end-date of the ongoing contract. | 2020-01-01
NS8 | Exclusivity | Does contract require customer site to limit provision of services to other parties? | This indicates whether the terms of service provision mean that the resource(s) are precluded from providing other services. | 2020-01-01

## Extra Drop Downs
Primary Resource type | Countries
Advanced fuel gasification or pyrolysis | England
Biofuel biogas from anaerobic digestion (excluding landfill & sewage) | Scotland
Biofuel landfill gas | Wales
Biofuel other
Biofuel sewage gas | Point of Connection Voltage (kV)
Biomass | 0.415
Data not available | 6.6
Fossil (to be confirmed) | 11
Fossil brown coal/lignite | 25
Fossil coal gas | 33
Fossil Gas | 66
Fossil hard coal | 132
Fossil oil
Fossil oil shale | Reinforcement Driver
Fossil peat | Connections Driven
Geothermal | General Reinforcement
Hydro (to be confirmed)
Hydro reservoir (not pumped) | Reinforcement Type
Hydro run of river | Thermal Uprating
Hydrogen | Voltage Related
Interconnector | Short Circuit Uprating
Marine | Condition Based Replacement
Nuclear | Harmonics Related
Other | Other
Solar
Storage battery
Storage other | Aggregated Service
Storage pumped | Yes
Waste | No
Wind
Flexible Demand | Exclusivity
Yes
No
ANM Connection
Yes
No
Data Not Available