## Overview
CDCM Annual Review Pack
Company: | WPD South West
Date of Issue: | 2017-01-01
Although every effort has been made to ensure the accuracy of the information provided in this annual review pack, WPD South West does not accept any liability for the accuracy of the information contained herein and, in particular, WPD South West or any of its employees, shall not be held liable for any misstatement or opinion on which the recipient of this statement relies or seeks to rely.
Contents:
Sheet Name | Detail
Commentary | This sheet contains the DNO's commentary on the forecast input CDCM data for the forecast over the 5 year period.
CDCM Forecast Data | This sheet contains historical and forecast data for all CDCM inputs except for volume data (table 1053) and matrix of applicability data (table 1025 - 1028). The RPI forecast is seperated out and listed as a standalone assumption. Any forecasts that relate to RPI will be linked to this row. Comments are provided alongside each forecast explaining any assumptions made by the DNO.
Table 1 | This sheet contains the DNO's table 1 produced in accordance with DCUSA Schedule 15 "cost information table".
Mat of App | This sheet contains the forecast CDCM matrix of applicability data (table 1025 - 1028). The default value is that the same matrix will be used for each of the five years.
CDCM Volume Forecasts | This sheet contains forecast CDCM volume data (table 1053). The matrix at the top can be used to apply different growth rates to groups of customers.
CDCM Timebands | Contains the time bands that the DNO plans to use for the coming year and advance warning of any changes.
CDCM Input Sheet (Y) | This sheet contains the CDCM input sheet for base year 0 (Y) in a format that can be copy and pasted (paste-value) into the CDCM spreadsheet model.
CDCM Input Sheet (Y + 1) | This sheet contains the CDCM input sheet for base year +1 (Y+1) in a format that can be copy and pasted (paste-value) into the CDCM spreadsheet model.
CDCM Input Sheet (Y + 2) | This sheet contains the CDCM input sheet for base year +2 (Y+2) in a format that can be copy and pasted (paste-value) into the CDCM spreadsheet model.
CDCM Input Sheet (Y + 3) | This sheet contains the CDCM input sheet for base year +3 (Y+3) in a format that can be copy and pasted (paste-value) into the CDCM spreadsheet model.
CDCM Input Sheet (Y + 4) | This sheet contains the CDCM input sheet for base year +4 (Y+4) in a format that can be copy and pasted (paste-value) into the CDCM spreadsheet model.
Tariffs ARP | This sheet contains the CDCM tariffs that are produced from the CDCM input data, after the Macro on this sheet has been run. It contains the tariffs for each of the 5 years.
This document, model or dataset has been prepared by or for Reckon LLP on the instructions of the DCUSA Panel or
one of its working groups. Only the DCUSA Panel and its working groups have authority to approve this
material as meeting their requirements. Reckon LLP makes no representation about the suitability of this
material for the purposes of complying with any licence conditions or furthering any relevant objective.

## Commentary
WPD South West

## CDCM Forecast Data
|  |  | Company: | WPD South West
|  |  | Date of Issue: | 2017-01-01
|  |  | Status | ARP
|  | Historical CDCM Input Data (Actuals) |  | CDCM Values - ARP | Forecast CDCM Values
| Year Ref -> | Y-2 | Y-1 | Y | Y+1 | Y+2 | Y+3 | Y+4
| Charging Year -> | 2016/17 | 2017/18 | 2018/19 | 2019/20 | 2020/21 | 2021/22 | 2022/23
| DPCR -> | RIIO - ED1 | RIIO - ED1 | RIIO - ED1 | RIIO - ED1 | RIIO - ED1 | RIIO - ED1 | RIIO - ED1 | Assumptions
| RPI Forecast: |  | 3.128% | 3.033% | 3.03% | 3.109% | 2.934% | 3.088%
1 | 1000 Company name, charging year and model version
2 | Company | 2016/17: 0
3 | Year
4 | Version
5 | 1010 Financial and general assumptions
6 | Rate of return | 4.35% | 4.31% | 4.21% | 4.21% | 4.21% | 4.21% | 4.21%
7 | Annualisation period (years) | 40 | 40 | 40 | 40 | 40 | 40 | 40
8 | Power factor | 0.95 | 0.95 | 0.95 | 0.95 | 0.95 | 0.95 | 0.95
9 | Days in the charging period | 365 | 365 | 365 | 365 | 366 | 365 | 365
10 | 1017 Diversity allowance between top and bottom of network level
11 | GSPs | 0.022 | 0.022 | 2.2% | 2.2% | 2.2% | 2.2% | 2.2%
12 | 132kV | 0.031 | 0.031 | 3.1% | 3.1% | 3.1% | 3.1% | 3.1%
13 | EHV | 0.075 | 0.075 | 7.5% | 7.5% | 7.5% | 7.5% | 7.5%
14 | HV | 0.37 | 0.37 | 37% | 37% | 37% | 37% | 37%
15 | 1018 Proportion of relevant load going through 132kV/HV direct transformation | 0 | 0 | 0% | 0% | 0% | 0% | 0%
16 | 1019 Network model GSP demand (MW) | 500 | 500 | 500 | 500 | 500 | 500 | 500
17 | 1020 Gross asset cost by network level (£)
18 | 132kV | 111419930.2264 | 114846093.0808 | 118377610.443 | 121964810.7595 | 125756993.9512 | 129446685.7053 | 133443851.7722
19 | 132kV/EHV | 15781435.2701 | 16266714.4046 | 16766915.8726 | 17275004.2324 | 17812126.2127 | 18334731.3827 | 18900886.9836
20 | EHV | 39840185.592 | 41065271.299 | 42328028.3914 | 43610695.9184 | 44966658.7327 | 46285973.9033 | 47715232.0048
21 | EHV/HV | 40041227.1487 | 41272494.8835 | 42541624.1012 | 43830764.2255 | 45193569.4997 | 46519542.199 | 47956012.6232
22 | 132kV/HV | 0 | 0 | 0 | 0 | 0 | 0 | 0
23 | HV | 142603119.2575 | 146988165.1747 | 151508051.2538 | 156099204.3221 | 160952708.9943 | 165675037.8646 | 170790894.1407
24 | HV/LV | 60769296.6562 | 62637952.5283 | 64564069.5686 | 66520556.5252 | 68588842.7365 | 70601229.3205 | 72781314.7864
25 | LV circuits | 130516403.4356 | 134529782.8412 | 138666573.6636 | 142868591.0473 | 147310723.7101 | 151632798.7334 | 156315046.6753
26 | 1022 LV service model asset cost (£)
27 | LV service model 1 | 5105.1767 | 5262.1609 | 5423.9724 | 5588.3352 | 5762.0901 | 5931.149 | 6114.2961
28 | LV service model 2 | 574.2813 | 591.9405 | 610.1427 | 628.6318 | 648.1775 | 667.195 | 687.7972
29 | LV service model 3 | 699.1834 | 720.6833 | 742.8443 | 765.3548 | 789.1515 | 812.3051 | 837.3882
30 | LV service model 4 | 518.5284 | 534.4731 | 550.9082 | 567.6024 | 585.2505 | 602.4217 | 621.0238
31 | LV service model 5 | 1178.7304 | 1214.9764 | 1252.3369 | 1290.2865 | 1330.4047 | 1369.4386 | 1411.7253
32 | LV service model 6 | 907.8736 | 935.7907 | 964.5663 | 993.7956 | 1024.6951 | 1054.7595 | 1087.3293
33 | LV service model 7 | 0 | 0 | 0 | 0 | 0 | 0 | 0
34 | LV service model 8 | 474.8232 | 489.424 | 504.4738 | 519.7609 | 535.9215 | 551.6454 | 568.6796
35 | 1023 HV service model asset cost (£)
36 | HV service model 1 | 9007.1598 | 9284.1299 | 9569.6169 | 9859.6053 | 10166.1645 | 10464.4383 | 10787.5682
37 | HV service model 2 | 4342.656 | 4476.1927 | 4613.8356 | 4753.6488 | 4901.4513 | 5045.2592 | 5201.051
38 | HV service model 3 | 0 | 0 | 0 | 0 | 0 | 0 | 0
39 | HV service model 4 | 0 | 0 | 0 | 0 | 0 | 0 | 0
40 | HV service model 5 | 0 | 0 | 0 | 0 | 0 | 0 | 0
41 | 1025 Matrix of applicability of LV service models to tariffs with fixed charges
42 | 1026 Matrix of applicability of LV service models to unmetered tariffs
43 | 1028 Matrix of applicability of HV service models to tariffs with fixed charges
44 | 1032 Loss adjustment factors to transmission
45 | 132kV | 1.008 | 1.008 | 1.002 | 1.002 | 1.002 | 1.002 | 1.002
46 | 132kV/EHV | 1.011 | 1.011 | 1.006 | 1.006 | 1.006 | 1.006 | 1.006
47 | EHV | 1.024 | 1.024 | 1.012 | 1.012 | 1.012 | 1.012 | 1.012
48 | EHV/HV | 1.034 | 1.034 | 1.021 | 1.021 | 1.021 | 1.021 | 1.021
49 | HV | 1.057 | 1.057 | 1.038 | 1.038 | 1.038 | 1.038 | 1.038
50 | HV/LV | 1.07 | 1.07 | 1.049 | 1.049 | 1.049 | 1.049 | 1.049
51 | LV circuits | 1.085 | 1.085 | 1.062 | 1.062 | 1.062 | 1.062 | 1.062
52 | 1037 Embedded network (LDNO) discounts
53 | LDNO LV: LV user | 37.07% | 37.13% | 37.27% | 37.27% | 37.27% | 37.27% | 37.27%
54 | LDNO HV: LV user | 62.58% | 62.67% | 61.88% | 61.88% | 61.88% | 61.88% | 61.88%
55 | LDNO HV: LV sub user | 38.64% | 38.74% | 37.5% | 37.5% | 37.5% | 37.5% | 37.5%
56 | LDNO HV: HV user | 27.22% | 27.31% | 25.86% | 25.86% | 25.86% | 25.86% | 25.86%
57 | 1041 Load profile data for demand users: coincidence factor
58 | Domestic Unrestricted | 0.89598 | 0.89598 | 0.91612 | 0.91612 | 0.91612 | 0.91612 | 0.91612
59 | Domestic Two Rate | 0.32458 | 0.32458 | 0.34251 | 0.34251 | 0.34251 | 0.34251 | 0.34251
60 | Domestic Off Peak (related MPAN) | 2016/17: 0; 2017/18: 0
61 | Small Non Domestic Unrestricted | 0.6504 | 0.6504 | 0.63581 | 0.63581 | 0.63581 | 0.63581 | 0.63581
62 | Small Non Domestic Two Rate | 0.60748 | 0.60748 | 0.58841 | 0.58841 | 0.58841 | 0.58841 | 0.58841
63 | Small Non Domestic Off Peak (related MPAN) | 2016/17: 0; 2017/18: 0
64 | LV Medium Non-Domestic | 0.86566 | 0.86566 | 0.85855 | 0.85855 | 0.85855 | 0.85855 | 0.85855
65 | LV Sub Medium Non-Domestic | 0.83934 | 0.83934 | 0.83823 | 0.83823 | 0.83823 | 0.83823 | 0.83823
66 | HV Medium Non-Domestic | 0.69708 | 0.69708 | 0.66322 | 0.66322 | 0.66322 | 0.66322 | 0.66322
67 | LV Network Domestic | 0.8062 | 0.8062 | 0.82599 | 0.82599 | 0.82599 | 0.82599 | 0.82599
68 | LV Network Non-Domestic Non-CT | 0.64178 | 0.64178 | 0.62628 | 0.62628 | 0.62628 | 0.62628 | 0.62628
69 | LV HH Metered | 0.81736 | 0.81736 | 0.80329 | 0.80329 | 0.80329 | 0.80329 | 0.80329
70 | LV Sub HH Metered | 0.77851 | 0.77851 | 0.76582 | 0.76582 | 0.76582 | 0.76582 | 0.76582
71 | HV HH Metered | 0.81144 | 0.81144 | 0.80058 | 0.80058 | 0.80058 | 0.80058 | 0.80058
72 | NHH UMS category A | bar: 2016/17 to 2022/23
73 | NHH UMS category B | 0.98388 | 0.98388 | 0.98388 | 0.98388 | 0.98388 | 0.98388 | 0.98388
74 | NHH UMS category C | 0.88074 | 0.88074 | 0.88051 | 0.88051 | 0.88051 | 0.88051 | 0.88051
75 | NHH UMS category D | 0 | 0 | 0 | 0 | 0 | 0 | 0
76 | LV UMS (Pseudo HH Metered) | 0.97616 | 0.97616 | 0.97137 | 0.97137 | 0.97137 | 0.97137 | 0.97137
77 | 1041 Load profile data for demand users: load factor
78 | Domestic Unrestricted | 0.41537 | 0.41537 | 0.41795 | 0.41795 | 0.41795 | 0.41795 | 0.41795
79 | Domestic Two Rate | 0.25454 | 0.25454 | 0.25787 | 0.25787 | 0.25787 | 0.25787 | 0.25787
80 | Domestic Off Peak (related MPAN) | 0.14543 | 0.14543 | 0.14408 | 0.14408 | 0.14408 | 0.14408 | 0.14408
81 | Small Non Domestic Unrestricted | 0.3936 | 0.3936 | 0.39168 | 0.39168 | 0.39168 | 0.39168 | 0.39168
82 | Small Non Domestic Two Rate | 0.44734 | 0.44734 | 0.42867 | 0.42867 | 0.42867 | 0.42867 | 0.42867
83 | Small Non Domestic Off Peak (related MPAN) | 0.15298 | 0.15298 | 0.15294 | 0.15294 | 0.15294 | 0.15294 | 0.15294
84 | LV Medium Non-Domestic | 0.59523 | 0.59523 | 0.5936 | 0.5936 | 0.5936 | 0.5936 | 0.5936
85 | LV Sub Medium Non-Domestic | 0.60267 | 0.60267 | 0.60009 | 0.60009 | 0.60009 | 0.60009 | 0.60009
86 | HV Medium Non-Domestic | 0.48549 | 0.48549 | 0.45491 | 0.45491 | 0.45491 | 0.45491 | 0.45491
87 | LV Network Domestic | 0.38734 | 0.38734 | 0.38999 | 0.38999 | 0.38999 | 0.38999 | 0.38999
88 | LV Network Non-Domestic Non-CT | 0.39821 | 0.39821 | 0.39305 | 0.39305 | 0.39305 | 0.39305 | 0.39305
89 | LV HH Metered | 0.5907 | 0.5907 | 0.58758 | 0.58758 | 0.58758 | 0.58758 | 0.58758
90 | LV Sub HH Metered | 0.61451 | 0.61451 | 0.61152 | 0.61152 | 0.61152 | 0.61152 | 0.61152
91 | HV HH Metered | 0.72214 | 0.72214 | 0.72287 | 0.72287 | 0.72287 | 0.72287 | 0.72287
92 | NHH UMS category A | bar: 2016/17 to 2022/23
93 | NHH UMS category B | 0.47554 | 0.47554 | 0.47495 | 0.47495 | 0.47495 | 0.47495 | 0.47495
94 | NHH UMS category C | 0.24607 | 0.24607 | 0.24632 | 0.24632 | 0.24632 | 0.24632 | 0.24632
95 | NHH UMS category D | 0.51524 | 0.51524 | 0.51527 | 0.51527 | 0.51527 | 0.51527 | 0.51527
96 | LV UMS (Pseudo HH Metered) | 0.46048 | 0.46048 | 0.45549 | 0.45549 | 0.45549 | 0.45549 | 0.45549
97 | 1053. Volume forecasts for the charging year
98 | 1055 Transmission exit charges (£/year) | 8658635.3254 | 8918394.3851 | 8442465.8796 | 9263214.2318 | 9561016.3814 | 9850981.6323 | 10140946.8832
99 | 1059 Other Expenditure (£/year)
100 | Direct cost (£/year) | 26646449.8825 | 27171630.8811 | 33743177.6535 | 34765698.1884 | 35846648.4682 | 36898383.8756 | 38037763.9003
101 | Indirect cost (£/year) | 97449575.422 | 95114172.4029 | 100910650.8099 | 103968549.3193 | 107201184.8864 | 110346451.9246 | 113753824.5494
102 | Indirect cost proportion | 60% | 60% | 60% | 60% | 60% | 60% | 60%
103 | Network rates (£/year) | 15752928 | 18218261.232 | 19601920 | 20157440 | 20752640 | 21149440 | 21802510.5938
104 | 1060 Customer contributions under current connection charging policy
105 | LV network
106 | Assets 132kV | bar: 2016/17 to 2022/23
107 | Assets 132kV/EHV | bar: 2016/17 to 2022/23
108 | Assets EHV | bar: 2016/17 to 2022/23
109 | Assets EHV/HV | 81% | 81% | 81% | 81% | 81% | 81% | 81%
110 | Assets 132kV/HV | bar: 2016/17 to 2022/23
111 | Assets HV | 81% | 81% | 81% | 81% | 81% | 81% | 81%
112 | Assets HV/LV | 95% | 95% | 95% | 95% | 95% | 95% | 95%
113 | Assets LV circuits | 95% | 95% | 95% | 95% | 95% | 95% | 95%
114 | LV substation
115 | Assets 132kV | bar: 2016/17 to 2022/23
116 | Assets 132kV/EHV | bar: 2016/17 to 2022/23
117 | Assets EHV | bar: 2016/17 to 2022/23
118 | Assets EHV/HV | 81% | 81% | 81% | 81% | 81% | 81% | 81%
119 | Assets 132kV/HV | bar: 2016/17 to 2022/23
120 | Assets HV | 81% | 81% | 81% | 81% | 81% | 81% | 81%
121 | Assets HV/LV | 95% | 95% | 95% | 95% | 95% | 95% | 95%
122 | HV network
123 | Assets 132kV | bar: 2016/17 to 2022/23
124 | Assets 132kV/EHV | 67% | 67% | 67% | 67% | 67% | 67% | 67%
125 | Assets EHV | 67% | 67% | 67% | 67% | 67% | 67% | 67%
126 | Assets EHV/HV | 100% | 100% | 100% | 100% | 100% | 100% | 100%
127 | Assets 132kV/HV | bar: 2016/17 to 2022/23
128 | Assets HV | 100% | 100% | 100% | 100% | 100% | 100% | 100%
129 | HV substation
130 | Assets 132kV | bar: 2016/17 to 2022/23
131 | Assets 132kV/EHV | 67% | 67% | 67% | 67% | 67% | 67% | 67%
132 | Assets EHV | 67% | 67% | 67% | 67% | 67% | 67% | 67%
133 | Assets EHV/HV | 100% | 100% | 100% | 100% | 100% | 100% | 100%
134 | 1061 Average split of rate 1 units by distribution time band
135 | RED
136 | Domestic Unrestricted | 8.862% | 8.862% | 8.874% | 8.874% | 8.874% | 8.874% | 8.874%
137 | Domestic Two Rate | 10.68% | 10.68% | 10.75% | 10.75% | 10.75% | 10.75% | 10.75%
138 | Domestic Off Peak (related MPAN) | 0.1299% | 0.1299% | 0.1347% | 0.1347% | 0.1347% | 0.1347% | 0.1347%
139 | Small Non Domestic Unrestricted | 6.211% | 6.211% | 6.262% | 6.262% | 6.262% | 6.262% | 6.262%
140 | Small Non Domestic Two Rate | 8.003% | 8.003% | 8.116% | 8.116% | 8.116% | 8.116% | 8.116%
141 | Small Non Domestic Off Peak (related MPAN) | 0.1974% | 0.1974% | 0.2111% | 0.2111% | 0.2111% | 0.2111% | 0.2111%
142 | LV Medium Non-Domestic | 8.249% | 8.249% | 8.297% | 8.297% | 8.297% | 8.297% | 8.297%
143 | LV Sub Medium Non-Domestic | 8.138% | 8.138% | 8.189% | 8.189% | 8.189% | 8.189% | 8.189%
144 | HV Medium Non-Domestic | 8.292% | 8.292% | 8.215% | 8.215% | 8.215% | 8.215% | 8.215%
145 | AMBER
146 | Domestic Unrestricted | 46.21% | 46.21% | 46.24% | 46.24% | 46.24% | 46.24% | 46.24%
147 | Domestic Two Rate | 53.61% | 53.61% | 53.93% | 53.93% | 53.93% | 53.93% | 53.93%
148 | Domestic Off Peak (related MPAN) | 10.85% | 10.85% | 10.87% | 10.87% | 10.87% | 10.87% | 10.87%
149 | Small Non Domestic Unrestricted | 56.84% | 56.84% | 56.6% | 56.6% | 56.6% | 56.6% | 56.6%
150 | Small Non Domestic Two Rate | 63.17% | 63.17% | 63.07% | 63.07% | 63.07% | 63.07% | 63.07%
151 | Small Non Domestic Off Peak (related MPAN) | 11.57% | 11.57% | 11.8% | 11.8% | 11.8% | 11.8% | 11.8%
152 | LV Medium Non-Domestic | 61.98% | 61.98% | 62.04% | 62.04% | 62.04% | 62.04% | 62.04%
153 | LV Sub Medium Non-Domestic | 61.86% | 61.86% | 61.86% | 61.86% | 61.86% | 61.86% | 61.86%
154 | HV Medium Non-Domestic | 63.32% | 63.32% | 63.96% | 63.96% | 63.96% | 63.96% | 63.96%
155 | GREEN
156 | Domestic Unrestricted | 44.93% | 44.93% | 44.89% | 44.89% | 44.89% | 44.89% | 44.89%
157 | Domestic Two Rate | 35.71% | 35.71% | 35.32% | 35.32% | 35.32% | 35.32% | 35.32%
158 | Domestic Off Peak (related MPAN) | 89.02% | 89.02% | 88.99% | 88.99% | 88.99% | 88.99% | 88.99%
159 | Small Non Domestic Unrestricted | 36.95% | 36.95% | 37.14% | 37.14% | 37.14% | 37.14% | 37.14%
160 | Small Non Domestic Two Rate | 28.83% | 28.83% | 28.82% | 28.82% | 28.82% | 28.82% | 28.82%
161 | Small Non Domestic Off Peak (related MPAN) | 88.24% | 88.24% | 87.99% | 87.99% | 87.99% | 87.99% | 87.99%
162 | LV Medium Non-Domestic | 29.77% | 29.77% | 29.67% | 29.67% | 29.67% | 29.67% | 29.67%
163 | LV Sub Medium Non-Domestic | 30.01% | 30.01% | 29.96% | 29.96% | 29.96% | 29.96% | 29.96%
164 | HV Medium Non-Domestic | 28.39% | 28.39% | 27.83% | 27.83% | 27.83% | 27.83% | 27.83%
165 | 1062 Average split of rate 2 units by distribution time band
166 | RED
167 | Domestic Two Rate | bar: 2016/17 to 2022/23
168 | Small Non Domestic Two Rate | bar: 2016/17 to 2022/23
169 | LV Medium Non-Domestic | bar: 2016/17 to 2022/23
170 | LV Sub Medium Non-Domestic | bar: 2016/17 to 2022/23
171 | HV Medium Non-Domestic | bar: 2016/17 to 2022/23
172 | AMBER
173 | Domestic Two Rate | 2.025% | 2.025% | 2.098% | 2.098% | 2.098% | 2.098% | 2.098%
174 | Small Non Domestic Two Rate | 2.467% | 2.467% | 2.644% | 2.644% | 2.644% | 2.644% | 2.644%
175 | LV Medium Non-Domestic | bar: 2016/17 to 2022/23
176 | LV Sub Medium Non-Domestic | bar: 2016/17 to 2022/23
177 | HV Medium Non-Domestic | bar: 2016/17 to 2022/23
178 | GREEN
179 | Domestic Two Rate | 97.97% | 97.97% | 97.9% | 97.9% | 97.9% | 97.9% | 97.9%
180 | Small Non Domestic Two Rate | 97.53% | 97.53% | 97.36% | 97.36% | 97.36% | 97.36% | 97.36%
181 | LV Medium Non-Domestic | 100% | 100% | 100% | 100% | 100% | 100% | 100%
182 | LV Sub Medium Non-Domestic | 100% | 100% | 100% | 100% | 100% | 100% | 100%
183 | HV Medium Non-Domestic | 100% | 100% | 100% | 100% | 100% | 100% | 100%
184 | 1064. Average split of rate 1 units by special distribution time band
185 | BLACK
186 | NHH UMS category A | 1.75% | 1.75% | 1.734% | 1.734% | 1.734% | 1.734% | 1.734%
187 | NHH UMS category B | 3.322% | 3.322% | 3.285% | 3.285% | 3.285% | 3.285% | 3.285%
188 | NHH UMS category C | 6.032% | 6.032% | 5.927% | 5.927% | 5.927% | 5.927% | 5.927%
189 | NHH UMS category D | 0.2463% | 0.2463% | 0.2449% | 0.2449% | 0.2449% | 0.2449% | 0.2449%
190 | YELLOW
191 | NHH UMS category A | 43.48% | 43.48% | 43.55% | 43.55% | 43.55% | 43.55% | 43.55%
192 | NHH UMS category B | 15.16% | 15.16% | 15.18% | 15.18% | 15.18% | 15.18% | 15.18%
193 | NHH UMS category C | 24.88% | 24.88% | 24.81% | 24.81% | 24.81% | 24.81% | 24.81%
194 | NHH UMS category D | 69.86% | 69.86% | 69.96% | 69.96% | 69.96% | 69.96% | 69.96%
195 | GREEN
196 | NHH UMS category A | 54.77% | 54.77% | 54.71% | 54.71% | 54.71% | 54.71% | 54.71%
197 | NHH UMS category B | 81.52% | 81.52% | 81.54% | 81.54% | 81.54% | 81.54% | 81.54%
198 | NHH UMS category C | 69.09% | 69.09% | 69.26% | 69.26% | 69.26% | 69.26% | 69.26%
199 | NHH UMS category D | 29.89% | 29.89% | 29.8% | 29.8% | 29.8% | 29.8% | 29.8%
200 | 1066. Typical annual hours by special distribution time band
201 | Black | 152 | 152 | 152 | 152 | 150 | 152 | 152
202 | Yellow | 3814 | 3803 | 3803 | 3828 | 3816 | 3814 | 3814
203 | Green | 4794 | 4805 | 4805 | 4804 | 4794 | 4794 | 4794
204 | 1068 Typical annual hours by distribution time band
205 | Red | 522 | 520 | 520 | 524 | 522 | 522 | 522
206 | Amber | 3444 | 3435 | 3435 | 3456 | 3444 | 3444 | 3444
207 | Green | 4794 | 4805 | 4805 | 4804 | 4794 | 4794 | 4794
208 | 1069 Peaking probabilities by network level
209 | RED
210 | GSPs | 98.85% | 98.85% | 100% | 100% | 100% | 100% | 100%
211 | 132kV | 84.61% | 84.61% | 84.42% | 84.42% | 84.42% | 84.42% | 84.42%
212 | 132kV/EHV | 84.61% | 84.61% | 84.42% | 84.42% | 84.42% | 84.42% | 84.42%
213 | EHV | 56.44% | 56.44% | 60.27% | 60.27% | 60.27% | 60.27% | 60.27%
214 | EHV/HV | 56.44% | 56.44% | 60.27% | 60.27% | 60.27% | 60.27% | 60.27%
215 | 132kV/HV | 84.61% | 84.61% | 84.42% | 84.42% | 84.42% | 84.42% | 84.42%
216 | HV | 56.44% | 56.44% | 60.27% | 60.27% | 60.27% | 60.27% | 60.27%
217 | HV/LV | 56.44% | 56.44% | 60.27% | 60.27% | 60.27% | 60.27% | 60.27%
218 | LV circuits | 56.44% | 56.44% | 60.27% | 60.27% | 60.27% | 60.27% | 60.27%
219 | AMBER
220 | GSPs | 1.147% | 1.147% | 0% | 0% | 0% | 0% | 0%
221 | 132kV | 7.728% | 7.728% | 9.015% | 9.015% | 9.015% | 9.015% | 9.015%
222 | 132kV/EHV | 7.728% | 7.728% | 9.015% | 9.015% | 9.015% | 9.015% | 9.015%
223 | EHV | 33.71% | 33.71% | 31.02% | 31.02% | 31.02% | 31.02% | 31.02%
224 | EHV/HV | 33.71% | 33.71% | 31.02% | 31.02% | 31.02% | 31.02% | 31.02%
225 | 132kV/HV | 7.728% | 7.728% | 9.015% | 9.015% | 9.015% | 9.015% | 9.015%
226 | HV | 33.71% | 33.71% | 31.02% | 31.02% | 31.02% | 31.02% | 31.02%
227 | HV/LV | 33.71% | 33.71% | 31.02% | 31.02% | 31.02% | 31.02% | 31.02%
228 | LV circuits | 33.71% | 33.71% | 31.02% | 31.02% | 31.02% | 31.02% | 31.02%
229 | GREEN
230 | GSPs | bar: 2016/17 to 2022/23
231 | 132kV | 7.665% | 7.665% | 6.563% | 6.563% | 6.563% | 6.563% | 6.563%
232 | 132kV/EHV | 7.665% | 7.665% | 6.563% | 6.563% | 6.563% | 6.563% | 6.563%
233 | EHV | 9.845% | 9.845% | 8.718% | 8.718% | 8.718% | 8.718% | 8.718%
234 | EHV/HV | 9.845% | 9.845% | 8.718% | 8.718% | 8.718% | 8.718% | 8.718%
235 | 132kV/HV | 7.665% | 7.665% | 6.563% | 6.563% | 6.563% | 6.563% | 6.563%
236 | HV | 9.845% | 9.845% | 8.718% | 8.718% | 8.718% | 8.718% | 8.718%
237 | HV/LV | 9.845% | 9.845% | 8.718% | 8.718% | 8.718% | 8.718% | 8.718%
238 | LV circuits | 9.845% | 9.845% | 8.718% | 8.718% | 8.718% | 8.718% | 8.718%
239 | BLACK
240 | GSPs | 91.01% | 91.01% | 92.16% | 92.16% | 92.16% | 92.16% | 92.16%
241 | 132kV | 76.57% | 76.57% | 80.59% | 80.59% | 80.59% | 80.59% | 80.59%
242 | 132kV/EHV | 76.57% | 76.57% | 80.59% | 80.59% | 80.59% | 80.59% | 80.59%
243 | EHV | 49.04% | 49.04% | 53.55% | 53.55% | 53.55% | 53.55% | 53.55%
244 | EHV/HV | 49.04% | 49.04% | 53.55% | 53.55% | 53.55% | 53.55% | 53.55%
245 | 132kV/HV | 76.57% | 76.57% | 80.59% | 80.59% | 80.59% | 80.59% | 80.59%
246 | HV | 49.04% | 49.04% | 53.55% | 53.55% | 53.55% | 53.55% | 53.55%
247 | HV/LV | 49.04% | 49.04% | 53.55% | 53.55% | 53.55% | 53.55% | 53.55%
248 | LV circuits | 49.04% | 49.04% | 53.55% | 53.55% | 53.55% | 53.55% | 53.55%
249 | 1092 Average kVAr by kVA, by network level
250 | GSPs | 0.20645 | 0.20645 | 0.19279 | 0.19279 | 0.19279 | 0.19279 | 0.19279
251 | 132kV | 0.20645 | 0.20645 | 0.19279 | 0.19279 | 0.19279 | 0.19279 | 0.19279
252 | 132kV/EHV | 0.20645 | 0.20645 | 0.19279 | 0.19279 | 0.19279 | 0.19279 | 0.19279
253 | EHV | 0.20645 | 0.20645 | 0.19279 | 0.19279 | 0.19279 | 0.19279 | 0.19279
254 | EHV/HV | 0.20645 | 0.20645 | 0.19279 | 0.19279 | 0.19279 | 0.19279 | 0.19279
255 | 132kV/HV | 0.20645 | 0.20645 | 0.19279 | 0.19279 | 0.19279 | 0.19279 | 0.19279
256 | HV | 0.20645 | 0.20645 | 0.19279 | 0.19279 | 0.19279 | 0.19279 | 0.19279
257 | HV/LV | 0.20645 | 0.20645 | 0.19279 | 0.19279 | 0.19279 | 0.19279 | 0.19279
258 | LV circuits | 0.20645 | 0.20645 | 0.19279 | 0.19279 | 0.19279 | 0.19279 | 0.19279

## Table 1
Schedule 15 table 1
Company Name: WPD South West
Date:
Description | Licence Term | CRC | [7 empty] | Assumptions
Regulatory Year |  |  | t-2 | t-1 | t | t+1 | t+2 | t+3 | t+4
Regulatory Year |  |  | 2016/17 | 2017/18 | 2018/19 | 2019/20 | 2020/21 | 2021/22 | 2022/23
Base Demand Revenue Before Inflation (A1) | PU | CRC2A | 291.9 | 296.5 | 299.5 | 302.5 | 305.5 | 308.6 | 311.7
Annual Iteration adjustment before inflation (A2) | MOD | CRC2A | -1.7474 | -3.9897 | -7.8691 | -9.3843 | -14.9841 | -18.2754 | -21.5356
RPI True-up before inflation (A3) | TRU | CRC2A | 0 | -6.3266 | -0.89046 | 0 | 0 | 0 | 0
Price index adjustment (RPI index) (A4) | RPIF | CRC2A | 1.087 | 1.121 | 1.155 | 1.19 | 1.227 | 1.263 | 1.302
Base Demand Revenue (A): [A = (A1 + A2 + A3) * A4] | BR | CRC2A | 315.3958 | 320.812 | 335.8052 | 348.8077 | 356.463 | 366.6799 | 377.794 | A = (A1 + A2 + A3) * A4
Pass-Through Licence Fees (B1) | LF | CRC2B | 0 | 0.13173 | -0.05381 | -0.055278 | -0.056758 | -0.058117 | -0.059631
Pass-Through Business Rates (B2) | RB | CRC2B | 0 | 0.27798 | 0.025643 | 1.0261 | -2.6595 | -4.9144 | -5.0778
Pass-Through Transmission Connection Point Charges (B3) | TB | CRC2B | 0 | -1.1196 | -1.6793 | -1.7776 | -1.8229 | -1.9005 | -1.939
Pass-through Smart Meter Communication Licence Costs (B4) | SMC | CRC2B | 0 | -0.097768 | 0.20371 | 0.087041 | 0.085642 | 0.090592 | 0.11234
Pass-through Smart Meter IT Costs (B5) | SMIT | CRC2B | 0 | -0.19125 | -0.33822 | 0.076197 | -0.25936 | 0.35985 | -0.55621
Pass-through Ring Fence Costs | RF | CRC2B | 0 | 0.024511 | 0.025202 | 0.025889 | 0.026583 | 0.027219 | 0.027928
Pass-Through Others (B5) | HB, SEC, UNC | CRC2B | 0 | 0 | 0 | 0 | 0 | 0 | 0
Allowed Pass-Through Items (B): [B = B1 + B2 + B3 +B4 + B5 + B6 + B7] | PT | CRC2B | 0 | -0.97437 | -1.8168 | -0.61768 | -4.6863 | -6.3954 | -7.4924 | B = B1 + B2 + B3 +B4 + B5 + B6 + B7
Broad Measure of Customer Service incentive (C1) | BM | CRC2C | 2.1672 | 3.9853 | 4.074 | 4.2134 | 4.3412 | 4.4727 | 4.6118
Quality of Service incentive (C2) | IQ | CRC2D | 5.8106 | 5.8246 | 5.2441 | 5.1547 | 5.2028 | 5.8212 | 5.6081
Connections Engagement incentive (C3) | ICE | CRC2E | 0 | 0 | 0 | 0 | 0 | 0 | 0
Time to Connect incentive (C4) | TTC | CRC2F | 0 | 1.204 | 1.2308 | 1.2729 | 1.3115 | 0 | 0
Losses Discretionary Reward incentive (C5) | LDR | CRC2G | 0 | 0.04484 | 0 | 0.0476 | 0 | 0.05052 | 0
Network Innovation Allowance (C6) | NIA | CRC2H | 0.73872 | 0.96034 | 1.4234 | 1.3983 | 1.566 | 1.754 | 1.7536
Low Carbon Network Fund - Tier 1 unrecoverable (C7) | LCN1 | CRC2J | 0 | 0 | 0 | 0 | 0 | 0 | 0
Low Carbon Network Fund - Tier 2 & Discretionary Funding (C7) | LCN2 | CRC2J | 0.057997 | 0.23257 | 0.23257 | 0.23257 | 0.23257 | 0.23257 | 0.23257
Connection Guaranteed Standards Systems & Processes penalty (C8) | AUM, CGSRA | CRC2K-L | 0 | 0 | 0 | 0 | 0 | 0 | 0
Residual Losses and Growth Incentive - Losses (C9) | PPL | CRC2M | -1.9101 | 0 | 0 | 0 | 0 | 0 | 0
Residual Losses and Growth Incentive - Growth (C9) | GTA | CRC2M | 0 | 0 | 0 | 0 | 0 | 0 | 0
Incentive Revenue and Other Adjustments (C): [C = C1 + C2 + C3 + C4 + C5 + C6 + C7 + C8 + C9] |  |  | 6.8645 | 12.2516 | 12.2048 | 12.3194 | 12.6541 | 12.3309 | 12.2061 | C = C1 + C2 + C3 + C4 + C5 + C6 + C7 + C8 + C9
Correction Factor (D) | -K | CRC2A | 21.2182 | 2.9158 | -4.6298 | -3.2999 | 0 | 0 | 0
Total allowed Revenue (E): [E = A + B + C + D] | AR | CRC2A | 343.4785 | 335.005 | 341.5635 | 357.2095 | 364.4307 | 372.6155 | 382.5077 | E = A + B + C + D
Other 1. Excluded services - Top-up, standby, and enhanced system security (F1) (see note 1) | DRS4 | CRC5C | 0 | 0 | 0 | 0 | 0 | 0 | 0
Other 2. Excluded services - Revenue protection services (F2) (see note 1) | DRS5 | CRC5C | 0 | 0 | 0 | 0 | 0 | 0 | 0
Other 3. Excluded services - Miscellaneous (F3) (see note 1) | DRS9 | CRC5C | 0 | 0 | 0 | 0 | 0 | 0 | 0
Other 4. - blank or if required please provide description (F4) |  |  | 0 | 0 | 0 | 0 | 0 | 0 | 0
Other 5. - blank or if required please provide description (F5) |  |  | 0 | 0 | 0 | 0 | 0 | 0 | 0
Total Other Revenue to be recovered by Use of System Charges (F): [F = F1 + F2 + F3 + F4 +F5] |  |  | 0 | 0 | 0 | 0 | 0 | 0 | 0 | F = F1 + F2 + F3 + F4 +F5
Total Revenue for Use of System Charges (G): [G=E + F] |  |  | 343.4785 | 335.005 | 341.5635 | 357.2095 | 364.4307 | 372.6155 | 382.5077 | G = E + F
1. Revenue raised outside CDCM - EDCM and Certain Interconnector Revenue (H1) |  |  | 6.1171 | 5.9569 | 5.6903 | 5.951 | 6.0713 | 6.2076 | 6.3724
2. Revenue raised outside CDCM - Voluntary under-recovery (H2) |  |  | 0 | 0 | 0 | 0 | 0 | 0 | 0
3. Revenue raised outside CDCM - blank or if required please provide description (H3) |  |  | 0 | 0 | 0 | 0 | 0 | 0 | 0
4. Revenue raised outside CDCM - blank or if required please provide description (H4) |  |  | 7.5327 | 0 | 0 | 0 | 0 | 0 | 0
Total Revenue to be raised outside the CDCM (H): [H = H1 + H2 + H3 + H4] |  |  | 13.6498 | 5.9569 | 5.6903 | 5.951 | 6.0713 | 6.2076 | 6.3724 | H = H1 + H2 + H3 + H4
Latest forecast of CDCM Revenue (I): [I = G - H] |  |  | 329.8287 | 329.048 | 335.8732 | 351.2585 | 358.3595 | 366.4079 | 376.1353 | I = G - H
CDCM Revenue Used in Charging Model [Equal to I] |  |  | 329.8287 | 329.048 | 335.8732 | 351.2585 | 358.3595 | 366.4079 | 376.1353 | Equal to I
Final Collected Revenue Forecast (J) |  |  | 347.9468 | 338.1923 | 341.5635 | 357.2095 | 364.4307 | 372.6155 | 382.5077
Forecast Over / (Under) Recovery [being (J - F - E + H2] |  |  | 4.4683 | 3.1873 | 5.6843e-14 | 0 | 5.6843e-14 | 0 | 5.6843e-14 | J - F - E + H2
Forecast overall percentage change to Allowed Revenue (K) |  |  |  | -2.467% | 1.958% | 4.581% | 2.022% | 2.246% | 2.655%
Overall % change to Use of System Charges effective 1st April of Regulatory Year to balance (L) |  |  |  | -2.803% | 0.9968% | 4.581% | 2.022% | 2.246% | 2.655%
Note 1: Cost categories associated with excluded services should only be populated if the Company recovers the costs of providing these services from Use of System Charges

## Smoothed Input Details
DNO | WPD South West
Charges for (year Y) | 2018/19
Year charges are set (year Y - 2) | 2016/17
Year to which input data relates
Year Y - 3 | 2015/16
Year Y - 4 | 2014/15
Year Y - 5 | 2013/14
1041 - load profile for demand users - coincidence factors
Charges for year Y are set in Y-2 using historical data for the previous three years
| Y - 5 | Y - 4 | Y - 3 | Information to be used calculating tariffs in year t
Domestic Unrestricted | 0.89728 | 0.92087 | 0.93021 | 0.91612
Domestic Two Rate | 0.32296 | 0.33573 | 0.36884 | 0.34251
Domestic Off Peak (related MPAN) | 0 | 0 | 0
Small Non Domestic Unrestricted | 0.66241 | 0.61093 | 0.63409 | 0.63581
Small Non Domestic Two Rate | 0.6161 | 0.60191 | 0.54721 | 0.58841
Small Non Domestic Off Peak (related MPAN) | 0 | 0 | 0
LV Medium Non-Domestic | 0.85769 | 0.84846 | 0.8695 | 0.85855
LV Sub Medium Non-Domestic | 0.82194 | 0.838 | 0.85475 | 0.83823
HV Medium Non-Domestic | 0.7829 | 0.65215 | 0.55461 | 0.66322
LV Network Domestic | 0.80703 | 0.82893 | 0.842 | 0.82599
LV Network Non-Domestic Non-CT | 0.6531 | 0.60912 | 0.61662 | 0.62628
LV HH Metered | 0.81721 | 0.80062 | 0.79204 | 0.80329
LV Sub HH Metered | 0.77063 | 0.77164 | 0.75519 | 0.76582
HV HH Metered | 0.79125 | 0.82309 | 0.78739 | 0.80058
NHH UMS category A | 1 | 1 | 1 | 1
NHH UMS category B | 1 | 0.95163 | 1 | 0.98388
NHH UMS category C | 1 | 0.64223 | 0.99929 | 0.88051
NHH UMS category D | 0 | 0 | 0 | 0
LV UMS (Pseudo HH Metered) | 0.9827 | 0.96427 | 0.96716 | 0.97137
1041 - load profile for demand users - load factors
Charges for year Y are set in Y-2 using historical data for the previous three years
| Y - 5 | Y - 4 | Y - 3 | Information to be used calculating tariffs in year t
Domestic Unrestricted | 0.42818 | 0.41079 | 0.41488 | 0.41795
Domestic Two Rate | 0.26158 | 0.24927 | 0.26276 | 0.25787
Domestic Off Peak (related MPAN) | 0.14918 | 0.13788 | 0.14519 | 0.14408
Small Non Domestic Unrestricted | 0.39608 | 0.3888 | 0.39017 | 0.39168
Small Non Domestic Two Rate | 0.45568 | 0.44657 | 0.38377 | 0.42867
Small Non Domestic Off Peak (related MPAN) | 0.15272 | 0.14937 | 0.15674 | 0.15294
LV Medium Non-Domestic | 0.59095 | 0.59477 | 0.59508 | 0.5936
LV Sub Medium Non-Domestic | 0.59267 | 0.60456 | 0.60304 | 0.60009
HV Medium Non-Domestic | 0.50674 | 0.45957 | 0.39842 | 0.45491
LV Network Domestic | 0.39915 | 0.38262 | 0.38821 | 0.38999
LV Network Non-Domestic Non-CT | 0.40176 | 0.39422 | 0.38316 | 0.39305
LV HH Metered | 0.58873 | 0.59437 | 0.57964 | 0.58758
LV Sub HH Metered | 0.60537 | 0.61481 | 0.61438 | 0.61152
HV HH Metered | 0.71131 | 0.73045 | 0.72686 | 0.72287
NHH UMS category A | 1 | 1 | 1 | 1
NHH UMS category B | 0.47216 | 0.48229 | 0.47041 | 0.47495
NHH UMS category C | 0.2452 | 0.24781 | 0.24594 | 0.24632
NHH UMS category D | 0.51524 | 0.51524 | 0.51531 | 0.51527
LV UMS (Pseudo HH Metered) | 0.45949 | 0.45484 | 0.45215 | 0.45549
1061 - Average split of rate 1 units by distribution time band
Charges for year Y are set in Y-2 using historical data for the previous three years
| Y - 5 |  |  | Y - 4 |  |  | Y - 3 |  |  | Information to be used calculating tariffs in year t
| Red | Amber | Green | Red | Amber | Green | Red | Amber | Green | Red | Amber | Green
Domestic Unrestricted | 0.088634 | 0.46259 | 0.44878 | 0.088651 | 0.46257 | 0.44878 | 0.088936 | 0.46203 | 0.44903 | 0.08874 | 0.4624 | 0.44886
Domestic Two Rate | 0.1072 | 0.53515 | 0.35765 | 0.10712 | 0.5403 | 0.35259 | 0.10823 | 0.54243 | 0.34934 | 0.10752 | 0.53929 | 0.35319
Domestic Off Peak (related MPAN) | 0.0013328 | 0.10944 | 0.88922 | 0.0013182 | 0.10775 | 0.89094 | 0.0013892 | 0.10893 | 0.88968 | 0.0013467 | 0.10871 | 0.88995
Small Non Domestic Unrestricted | 0.062318 | 0.57097 | 0.36671 | 0.062508 | 0.56375 | 0.37374 | 0.063034 | 0.56316 | 0.3738 | 0.06262 | 0.56596 | 0.37142
Small Non Domestic Two Rate | 0.079765 | 0.63233 | 0.2879 | 0.080848 | 0.63175 | 0.2874 | 0.082856 | 0.6279 | 0.28924 | 0.081157 | 0.63066 | 0.28818
Small Non Domestic Off Peak (related MPAN) | 0.0019652 | 0.11675 | 0.88129 | 0.002151 | 0.11716 | 0.88069 | 0.0022164 | 0.12017 | 0.87761 | 0.0021109 | 0.11803 | 0.87986
LV Medium Non-Domestic | 0.082776 | 0.62008 | 0.29715 | 0.082824 | 0.62042 | 0.29675 | 0.08331 | 0.62058 | 0.29611 | 0.08297 | 0.62036 | 0.29667
LV Sub Medium Non-Domestic | 0.081348 | 0.61917 | 0.29948 | 0.081635 | 0.61764 | 0.30073 | 0.082682 | 0.61887 | 0.29845 | 0.081889 | 0.61856 | 0.29955
HV Medium Non-Domestic | 0.083595 | 0.6347 | 0.2817 | 0.081827 | 0.63602 | 0.28216 | 0.081029 | 0.64796 | 0.27101 | 0.08215 | 0.63956 | 0.27829
1062 - Average split of rate 2 units by distribution time band
Charges for year Y are set in Y-2 using historical data for the previous three years
| Y - 5 |  |  | Y - 4 |  |  | Y - 3 |  |  | Information to be used calculating tariffs in year t
| Red | Amber | Green | Red | Amber | Green | Red | Amber | Green | Red | Amber | Green
Domestic Two Rate | 0 | 0.02065 | 0.97935 | 0 | 0.020668 | 0.97933 | 0 | 0.021625 | 0.97838 | 0 | 0.020981 | 0.97902
Small Non Domestic Two Rate | 0 | 0.024996 | 0.975 | 0 | 0.026155 | 0.97384 | 0 | 0.028182 | 0.97182 | 0 | 0.026445 | 0.97356
LV Medium Non-Domestic | 0 | 0 | 1 | 0 | 0 | 1 | 0 | 0 | 1 | 0 | 0 | 1
LV Sub Medium Non-Domestic | 0 | 0 | 1 | 0 | 0 | 1 | 0 | 0 | 1 | 0 | 0 | 1
HV Medium Non-Domestic | 0 | 0 | 1 | 0 | 0 | 1 | 0 | 0 | 1 | 0 | 0 | 1
1064. Average split of rate 1 units by special distribution time band
Charges for year Y are set in Y-2 using historical data for the previous three years
| Y - 5 |  |  | Y - 4 |  |  | Y - 3 |  |  | Information to be used calculating tariffs in year t
| Black | Yellow | Green | Black | Yellow | Green | Black | Yellow | Green | Red | Amber | Green
NHH UMS category A | 0.01758 | 0.43516 | 0.54726 | 0.017123 | 0.43562 | 0.54726 | 0.017304 | 0.43579 | 0.5469 | 0.017336 | 0.43552 | 0.54714
NHH UMS category B | 0.033534 | 0.14751 | 0.81896 | 0.032029 | 0.16061 | 0.80736 | 0.032978 | 0.14717 | 0.81985 | 0.032847 | 0.15176 | 0.81539
NHH UMS category C | 0.060912 | 0.25403 | 0.68506 | 0.058086 | 0.24008 | 0.70183 | 0.058823 | 0.25023 | 0.69094 | 0.059274 | 0.24811 | 0.69261
NHH UMS category D | 0.0025314 | 0.69922 | 0.29825 | 0.0023787 | 0.69941 | 0.29821 | 0.0024378 | 0.70009 | 0.29747 | 0.0024493 | 0.69957 | 0.29798
1069 - Peaking probabilities by network level
Charges for year Y are set in Y-2 using historical data for the previous three years
| Y - 5 |  |  |  | Y - 4 |  |  |  | Y - 3 |  |  |  | Information to be used calculating tariffs in year t
| Red | Amber | Green | Black | Red | Amber | Green | Black | Red | Amber | Green | Black | Red | Amber | Green | Black
GSPs | 1 | 0 | 0 | 1 | 1 | 0 | 0 | 0.76469 | 1 | 0 | 0 | 1 | 1 | 0 | 0 | 0.92156
132kV | 0.7919 | 0.10993 | 0.098165 | 0.7919 | 0.85907 | 0.091214 | 0.049719 | 0.76134 | 0.88169 | 0.069295 | 0.049014 | 0.86457 | 0.84422 | 0.090148 | 0.065633 | 0.80594
132kV/EHV | 0.7919 | 0.10993 | 0.098165 | 0.7919 | 0.85907 | 0.091214 | 0.049719 | 0.76134 | 0.88169 | 0.069295 | 0.049014 | 0.86457 | 0.84422 | 0.090148 | 0.065633 | 0.80594
EHV | 0.5227 | 0.36658 | 0.11072 | 0.4698 | 0.63355 | 0.28571 | 0.080742 | 0.52277 | 0.65174 | 0.27817 | 0.070083 | 0.61387 | 0.60267 | 0.31015 | 0.087183 | 0.53548
EHV/HV | 0.5227 | 0.36658 | 0.11072 | 0.4698 | 0.63355 | 0.28571 | 0.080742 | 0.52277 | 0.65174 | 0.27817 | 0.070083 | 0.61387 | 0.60267 | 0.31015 | 0.087183 | 0.53548
132kV/HV | 0.7919 | 0.10993 | 0.098165 | 0.7919 | 0.85907 | 0.091214 | 0.049719 | 0.76134 | 0.88169 | 0.069295 | 0.049014 | 0.86457 | 0.84422 | 0.090148 | 0.065633 | 0.80594
HV | 0.5227 | 0.36658 | 0.11072 | 0.4698 | 0.63355 | 0.28571 | 0.080742 | 0.52277 | 0.65174 | 0.27817 | 0.070083 | 0.61387 | 0.60267 | 0.31015 | 0.087183 | 0.53548
HV/LV | 0.5227 | 0.36658 | 0.11072 | 0.4698 | 0.63355 | 0.28571 | 0.080742 | 0.52277 | 0.65174 | 0.27817 | 0.070083 | 0.61387 | 0.60267 | 0.31015 | 0.087183 | 0.53548
LV circuits | 0.5227 | 0.36658 | 0.11072 | 0.4698 | 0.63355 | 0.28571 | 0.080742 | 0.52277 | 0.65174 | 0.27817 | 0.070083 | 0.61387 | 0.60267 | 0.31015 | 0.087183 | 0.53548

## Mat of App
1025. Matrix of applicability of LV service models to tariffs with fixed charges
| 2018/19 | [7 empty] | 2019/20 | [7 empty] | 2020/21 | [7 empty] | 2021/22 | [7 empty] | 2022/23
| LV service model 1 | LV service model 2 | LV service model 3 | LV service model 4 | LV service model 5 | LV service model 6 | LV service model 7 | LV service model 8 | LV service model 1 | LV service model 2 | LV service model 3 | LV service model 4 | LV service model 5 | LV service model 6 | LV service model 7 | LV service model 8 | LV service model 1 | LV service model 2 | LV service model 3 | LV service model 4 | LV service model 5 | LV service model 6 | LV service model 7 | LV service model 8 | LV service model 1 | LV service model 2 | LV service model 3 | LV service model 4 | LV service model 5 | LV service model 6 | LV service model 7 | LV service model 8 | LV service model 1 | LV service model 2 | LV service model 3 | LV service model 4 | LV service model 5 | LV service model 6 | LV service model 7 | LV service model 8
Domestic Unrestricted | 5% | 0% | 0% | 0% | 0% | 0% | 0% | 0% | 5% | 0% | 0% | 0% | 0% | 0% | 0% | 0% | 5% | 0% | 0% | 0% | 0% | 0% | 0% | 0% | 5% | 0% | 0% | 0% | 0% | 0% | 0% | 0% | 5% | 0% | 0% | 0% | 0% | 0% | 0% | 0%
Domestic Two Rate | 5% | 0% | 0% | 0% | 0% | 0% | 0% | 0% | 5% | 0% | 0% | 0% | 0% | 0% | 0% | 0% | 5% | 0% | 0% | 0% | 0% | 0% | 0% | 0% | 5% | 0% | 0% | 0% | 0% | 0% | 0% | 0% | 5% | 0% | 0% | 0% | 0% | 0% | 0% | 0%
Small Non Domestic Unrestricted | 0% | 100% | 0% | 0% | 0% | 0% | 0% | 0% | 0% | 100% | 0% | 0% | 0% | 0% | 0% | 0% | 0% | 100% | 0% | 0% | 0% | 0% | 0% | 0% | 0% | 100% | 0% | 0% | 0% | 0% | 0% | 0% | 0% | 100% | 0% | 0% | 0% | 0% | 0% | 0%
Small Non Domestic Two Rate | 0% | 100% | 0% | 0% | 0% | 0% | 0% | 0% | 0% | 100% | 0% | 0% | 0% | 0% | 0% | 0% | 0% | 100% | 0% | 0% | 0% | 0% | 0% | 0% | 0% | 100% | 0% | 0% | 0% | 0% | 0% | 0% | 0% | 100% | 0% | 0% | 0% | 0% | 0% | 0%
LV Medium Non-Domestic | 0% | 0% | 100% | 0% | 0% | 0% | 0% | 0% | 0% | 0% | 100% | 0% | 0% | 0% | 0% | 0% | 0% | 0% | 100% | 0% | 0% | 0% | 0% | 0% | 0% | 0% | 100% | 0% | 0% | 0% | 0% | 0% | 0% | 0% | 100% | 0% | 0% | 0% | 0% | 0%
LV Sub Medium Non-Domestic | 0% | 0% | 0% | 100% | 0% | 0% | 0% | 0% | 0% | 0% | 0% | 100% | 0% | 0% | 0% | 0% | 0% | 0% | 0% | 100% | 0% | 0% | 0% | 0% | 0% | 0% | 0% | 100% | 0% | 0% | 0% | 0% | 0% | 0% | 0% | 100% | 0% | 0% | 0% | 0%
LV Network Domestic | 5% | 0% | 0% | 0% | 0% | 0% | 0% | 0% | 5% | 0% | 0% | 0% | 0% | 0% | 0% | 0% | 5% | 0% | 0% | 0% | 0% | 0% | 0% | 0% | 5% | 0% | 0% | 0% | 0% | 0% | 0% | 0% | 5% | 0% | 0% | 0% | 0% | 0% | 0% | 0%
LV Network Non-Domestic Non-CT | 0% | 100% | 0% | 0% | 0% | 0% | 0% | 0% | 0% | 100% | 0% | 0% | 0% | 0% | 0% | 0% | 0% | 100% | 0% | 0% | 0% | 0% | 0% | 0% | 0% | 100% | 0% | 0% | 0% | 0% | 0% | 0% | 0% | 100% | 0% | 0% | 0% | 0% | 0% | 0%
LV HH Metered | 0% | 0% | 0% | 0% | 100% | 0% | 0% | 0% | 0% | 0% | 0% | 0% | 100% | 0% | 0% | 0% | 0% | 0% | 0% | 0% | 100% | 0% | 0% | 0% | 0% | 0% | 0% | 0% | 100% | 0% | 0% | 0% | 0% | 0% | 0% | 0% | 100% | 0% | 0% | 0%
LV Sub HH Metered | 0% | 0% | 0% | 0% | 0% | 100% | 0% | 0% | 0% | 0% | 0% | 0% | 0% | 100% | 0% | 0% | 0% | 0% | 0% | 0% | 0% | 100% | 0% | 0% | 0% | 0% | 0% | 0% | 0% | 100% | 0% | 0% | 0% | 0% | 0% | 0% | 0% | 100% | 0% | 0%
LV Generation NHH or Aggregate HH | 0% | 0% | 0% | 0% | 0% | 0% | 100% | 0% | 0% | 0% | 0% | 0% | 0% | 0% | 100% | 0% | 0% | 0% | 0% | 0% | 0% | 0% | 100% | 0% | 0% | 0% | 0% | 0% | 0% | 0% | 100% | 0% | 0% | 0% | 0% | 0% | 0% | 0% | 100% | 0%
LV Sub Generation NHH | 0% | 0% | 0% | 0% | 0% | 0% | 100% | 0% | 0% | 0% | 0% | 0% | 0% | 0% | 100% | 0% | 0% | 0% | 0% | 0% | 0% | 0% | 100% | 0% | 0% | 0% | 0% | 0% | 0% | 0% | 100% | 0% | 0% | 0% | 0% | 0% | 0% | 0% | 100% | 0%
LV Generation Intermittent | 0% | 0% | 0% | 0% | 0% | 0% | 100% | 0% | 0% | 0% | 0% | 0% | 0% | 0% | 100% | 0% | 0% | 0% | 0% | 0% | 0% | 0% | 100% | 0% | 0% | 0% | 0% | 0% | 0% | 0% | 100% | 0% | 0% | 0% | 0% | 0% | 0% | 0% | 100% | 0%
LV Generation Intermittent no RP charge | 0% | 0% | 0% | 0% | 0% | 0% | 100% | 0% | 0% | 0% | 0% | 0% | 0% | 0% | 100% | 0% | 0% | 0% | 0% | 0% | 0% | 0% | 100% | 0% | 0% | 0% | 0% | 0% | 0% | 0% | 100% | 0% | 0% | 0% | 0% | 0% | 0% | 0% | 100% | 0%
LV Generation Non-Intermittent | 0% | 0% | 0% | 0% | 0% | 0% | 0% | 0% | 0% | 0% | 0% | 0% | 0% | 0% | 0% | 0% | 0% | 0% | 0% | 0% | 0% | 0% | 0% | 0% | 0% | 0% | 0% | 0% | 0% | 0% | 0% | 0% | 0% | 0% | 0% | 0% | 0% | 0% | 0% | 0%
LV Generation Non-Intermittent no RP charge | 0% | 0% | 0% | 0% | 0% | 0% | 0% | 0% | 0% | 0% | 0% | 0% | 0% | 0% | 0% | 0% | 0% | 0% | 0% | 0% | 0% | 0% | 0% | 0% | 0% | 0% | 0% | 0% | 0% | 0% | 0% | 0% | 0% | 0% | 0% | 0% | 0% | 0% | 0% | 0%
LV Sub Generation Intermittent | 0% | 0% | 0% | 0% | 0% | 0% | 0% | 0% | 0% | 0% | 0% | 0% | 0% | 0% | 0% | 0% | 0% | 0% | 0% | 0% | 0% | 0% | 0% | 0% | 0% | 0% | 0% | 0% | 0% | 0% | 0% | 0% | 0% | 0% | 0% | 0% | 0% | 0% | 0% | 0%
LV Sub Generation Intermittent no RP charge | 0% | 0% | 0% | 0% | 0% | 0% | 0% | 0% | 0% | 0% | 0% | 0% | 0% | 0% | 0% | 0% | 0% | 0% | 0% | 0% | 0% | 0% | 0% | 0% | 0% | 0% | 0% | 0% | 0% | 0% | 0% | 0% | 0% | 0% | 0% | 0% | 0% | 0% | 0% | 0%
LV Sub Generation Non-Intermittent | 0% | 0% | 0% | 0% | 0% | 0% | 0% | 0% | 0% | 0% | 0% | 0% | 0% | 0% | 0% | 0% | 0% | 0% | 0% | 0% | 0% | 0% | 0% | 0% | 0% | 0% | 0% | 0% | 0% | 0% | 0% | 0% | 0% | 0% | 0% | 0% | 0% | 0% | 0% | 0%
LV Sub Generation Non-Intermittent no RP charge | 0% | 0% | 0% | 0% | 0% | 0% | 0% | 0% | 0% | 0% | 0% | 0% | 0% | 0% | 0% | 0% | 0% | 0% | 0% | 0% | 0% | 0% | 0% | 0% | 0% | 0% | 0% | 0% | 0% | 0% | 0% | 0% | 0% | 0% | 0% | 0% | 0% | 0% | 0% | 0%
1026. Matrix of applicability of LV service models to unmetered tariffs
Source: service models
Proportion of service model involved in connecting load of 1 MWh/year | 2018/19 | [7 empty] | 2019/20 | [7 empty] | 2020/21 | [7 empty] | 2021/22 | [7 empty] | 2022/23
| LV service model 1 | LV service model 2 | LV service model 3 | LV service model 4 | LV service model 5 | LV service model 6 | LV service model 7 | LV service model 8 | LV service model 1 | LV service model 2 | LV service model 3 | LV service model 4 | LV service model 5 | LV service model 6 | LV service model 7 | LV service model 8 | LV service model 1 | LV service model 2 | LV service model 3 | LV service model 4 | LV service model 5 | LV service model 6 | LV service model 7 | LV service model 8 | LV service model 1 | LV service model 2 | LV service model 3 | LV service model 4 | LV service model 5 | LV service model 6 | LV service model 7 | LV service model 8 | LV service model 1 | LV service model 2 | LV service model 3 | LV service model 4 | LV service model 5 | LV service model 6 | LV service model 7 | LV service model 8
All LV unmetered tariffs | 0% | 0% | 0% | 0% | 0% | 0% | 0% | 48.8% | 0% | 0% | 0% | 0% | 0% | 0% | 0% | 48.8% | 0% | 0% | 0% | 0% | 0% | 0% | 0% | 48.8% | 0% | 0% | 0% | 0% | 0% | 0% | 0% | 48.8% | 0% | 0% | 0% | 0% | 0% | 0% | 0% | 48.8%
1028. Matrix of applicability of HV service models to tariffs with fixed charges
| 2018/19 |  |  |  |  | 2019/20 |  |  |  |  | 2020/21 |  |  |  |  | 2021/22 |  |  |  |  | 2022/23
| HV service model 1 | HV service model 2 | HV service model 3 | HV service model 4 | HV service model 5 | HV service model 1 | HV service model 2 | HV service model 3 | HV service model 4 | HV service model 5 | HV service model 1 | HV service model 2 | HV service model 3 | HV service model 4 | HV service model 5 | HV service model 1 | HV service model 2 | HV service model 3 | HV service model 4 | HV service model 5 | HV service model 1 | HV service model 2 | HV service model 3 | HV service model 4 | HV service model 5
HV Medium Non-Domestic | 100% | 0% | 0% | 0% | 0% | 100% | 0% | 0% | 0% | 0% | 100% | 0% | 0% | 0% | 0% | 100% | 0% | 0% | 0% | 0% | 100% | 0% | 0% | 0% | 0%
HV HH Metered | 100% | 0% | 0% | 0% | 0% | 100% | 0% | 0% | 0% | 0% | 100% | 0% | 0% | 0% | 0% | 100% | 0% | 0% | 0% | 0% | 100% | 0% | 0% | 0% | 0%
HV Generation Intermittent | 0% | 100% | 0% | 0% | 0% | 0% | 100% | 0% | 0% | 0% | 0% | 100% | 0% | 0% | 0% | 0% | 100% | 0% | 0% | 0% | 0% | 100% | 0% | 0% | 0%
HV Generation Intermittent no RP charge | 0% | 100% | 0% | 0% | 0% | 0% | 100% | 0% | 0% | 0% | 0% | 100% | 0% | 0% | 0% | 0% | 100% | 0% | 0% | 0% | 0% | 100% | 0% | 0% | 0%
HV Generation Non-Intermittent | 0% | 100% | 0% | 0% | 0% | 0% | 100% | 0% | 0% | 0% | 0% | 100% | 0% | 0% | 0% | 0% | 100% | 0% | 0% | 0% | 0% | 100% | 0% | 0% | 0%
HV Generation Non-Intermittent no RP charge | 0% | 100% | 0% | 0% | 0% | 0% | 100% | 0% | 0% | 0% | 0% | 100% | 0% | 0% | 0% | 0% | 100% | 0% | 0% | 0% | 0% | 100% | 0% | 0% | 0%

## CDCM Volume Forecasts
Growth Rates (%)
[6 empty] | VOLUME - RED BAND |  |  |  |  | VOLUME - AMBER BAND |  |  |  | VOLUME - GREEN BAND |  |  |  | CUSTOMER NUMBERS |  |  |  | IMPORT CAPACITY |  |  |  | EXCEEDED CAPACITY |  |  |  | REACTIVE POWER
[6 empty] | Y | Y + 1 | Y + 2 | Y + 3 | Y + 4 | Y + 1 | Y + 2 | Y + 3 | Y + 4 | Y + 1 | Y + 2 | Y + 3 | Y + 4 | Y + 1 | Y + 2 | Y + 3 | Y + 4 | Y + 1 | Y + 2 | Y + 3 | Y + 4 | Y + 1 | Y + 2 | Y + 3 | Y + 4 | Y + 1 | Y + 2 | Y + 3 | Y + 4
|  |  |  | Customer Category | Description | 2018/19 | 2019/20 | 2020/21 | 2021/22 | 2022/23 | 2019/20 | 2020/21 | 2021/22 | 2022/23 | 2019/20 | 2020/21 | 2021/22 | 2022/23 | 2019/20 | 2020/21 | 2021/22 | 2022/23 | 2019/20 | 2020/21 | 2021/22 | 2022/23 | 2019/20 | 2020/21 | 2021/22 | 2022/23 | 2019/20 | 2020/21 | 2021/22 | 2022/23 | Assumptions
|  |  |  | 1 | Aggregated demand
|  |  |  | 2 | Site-specific demand
|  |  |  | 3 | Not used
|  |  |  | 4 | Generation
|  |  |  | 5 | Not used
|  |  |  | 6 | Not used
|  |  |  | 7 | Not used
|  |  |  | 8 | Not used
|  |  |  | 9 | Not used
|  |  |  | 10 | Not used
|  |  |  | Summary Data | Year | 2018/19: 2018/19; Y + 1 2019/20: 2019/20; Y + 2 2020/21: 2020/21; Y + 3 2021/22: 2021/22; Y + 4 2022/23: 2022/23
[5 empty] | Total Volume | 2018/19: 13277802.4319; Y + 1 2019/20: 13277802.4319; Y + 2 2020/21: 13277802.4319; Y + 3 2021/22: 13277802.4319; Y + 4 2022/23: 13277802.4319
[5 empty] | No. of MPANs | 2018/19: 1655500.8818; Y + 1 2019/20: 1655500.8818; Y + 2 2020/21: 1655500.8818; Y + 3 2021/22: 1655500.8818; Y + 4 2022/23: 1655500.8818
[5 empty] | Total Import Capacity | 2018/19: 1932756.24; Y + 1 2019/20: 1932756.24; Y + 2 2020/21: 1932756.24; Y + 3 2021/22: 1932756.24; Y + 4 2022/23: 1932756.24
[5 empty] | Total exceeded capacity | 2018/19: 31597.2406; Y + 1 2019/20: 31597.2406; Y + 2 2020/21: 31597.2406; Y + 3 2021/22: 31597.2406; Y + 4 2022/23: 31597.2406
[5 empty] | Total Reactive | 2018/19: 325033.4222; Y + 1 2019/20: 325033.4222; Y + 2 2020/21: 325033.4222; Y + 3 2021/22: 325033.4222; Y + 4 2022/23: 325033.4222
|  | 1053. Volume forecasts for the charging year: | 2018/19 - (Y) |  |  | Y + 4 2022/23: 2019/20 - (Y + 1); VOLUME - GREEN BAND Y + 3 2021/22: 2020/21 - (Y + 2); IMPORT CAPACITY Y + 2 2020/21: 2021/22 - (Y + 3); REACTIVE POWER Y + 1 2019/20: 2022/23 - (Y + 4)
| Customer Category | Tariff | Rate 1 units (MWh) | Rate 2 units (MWh) | Rate 3 units (MWh) | MPANs | Import capacity (kVA) | Exceeded capacity (kVA) | Reactive power units (MVArh) | Rate 1 units (MWh) | Rate 2 units (MWh) | Rate 3 units (MWh) | MPANs | Import capacity (kVA) | Exceeded capacity (kVA) | Reactive power units (MVArh) | Rate 1 units (MWh) | Rate 2 units (MWh) | Rate 3 units (MWh) | MPANs | Import capacity (kVA) | Exceeded capacity (kVA) | Reactive power units (MVArh) | Rate 1 units (MWh) | Rate 2 units (MWh) | Rate 3 units (MWh) | MPANs | Import capacity (kVA) | Exceeded capacity (kVA) | Reactive power units (MVArh) | Rate 1 units (MWh) | Rate 2 units (MWh) | Rate 3 units (MWh) | MPANs | Import capacity (kVA) | Exceeded capacity (kVA) | Reactive power units (MVArh)
1 |  | > Domestic Unrestricted
2 | 1 | Domestic Unrestricted | 4308328.1799 | 0 | 0 | 1249039.053 | 0 | 0 | 0 | 4308328.1799 | 0 | 0 | 1249039.053 | 0 |  |  | 4308328.1799 | 0 | 0 | 1249039.053 | 0 |  |  | 4308328.1799 | 0 | 0 | 1249039.053 | 0 |  |  | 4308328.1799 | 0 | 0 | 1249039.053 | 0
3 | 1 | LDNO LV: Domestic Unrestricted | 17317.245 | 0 | 0 | 6432.4704 | 0 | 0 | 0 | 17317.245 | 0 | 0 | 6432.4704 | 0 |  |  | 17317.245 | 0 | 0 | 6432.4704 | 0 |  |  | 17317.245 | 0 | 0 | 6432.4704 | 0 |  |  | 17317.245 | 0 | 0 | 6432.4704 | 0
4 | 1 | LDNO HV: Domestic Unrestricted | 30359.9862 | 0 | 0 | 11844.0125 | 0 | 0 | 0 | 30359.9862 | 0 | 0 | 11844.0125 | 0 |  |  | 30359.9862 | 0 | 0 | 11844.0125 | 0 |  |  | 30359.9862 | 0 | 0 | 11844.0125 | 0 |  |  | 30359.9862 | 0 | 0 | 11844.0125 | 0
5 |  | > Domestic Two Rate | 0 | 0 | 0 | 0 | 0 | 0 | 0 | 0 | 0 | 0 | 0 | 0 |  |  | 0 | 0 | 0 | 0 | 0 |  |  | 0 | 0 | 0 | 0 | 0 |  |  | 0 | 0 | 0 | 0 | 0
6 | 1 | Domestic Two Rate | 607941.0703 | 664320.7424 | 0 | 209037.5145 | 0 | 0 | 0 | 607941.0703 | 664320.7424 | 0 | 209037.5145 | 0 |  |  | 607941.0703 | 664320.7424 | 0 | 209037.5145 | 0 |  |  | 607941.0703 | 664320.7424 | 0 | 209037.5145 | 0 |  |  | 607941.0703 | 664320.7424 | 0 | 209037.5145 | 0
7 | 1 | LDNO LV: Domestic Two Rate | 996.3345 | 464.3154 | 0 | 424.5785 | 0 | 0 | 0 | 996.3345 | 464.3154 | 0 | 424.5785 | 0 |  |  | 996.3345 | 464.3154 | 0 | 424.5785 | 0 |  |  | 996.3345 | 464.3154 | 0 | 424.5785 | 0 |  |  | 996.3345 | 464.3154 | 0 | 424.5785 | 0
8 | 1 | LDNO HV: Domestic Two Rate | 958.1885 | 407.9569 | 0 | 368.3969 | 0 | 0 | 0 | 958.1885 | 407.9569 | 0 | 368.3969 | 0 |  |  | 958.1885 | 407.9569 | 0 | 368.3969 | 0 |  |  | 958.1885 | 407.9569 | 0 | 368.3969 | 0 |  |  | 958.1885 | 407.9569 | 0 | 368.3969 | 0
9 |  | > Domestic Off Peak (related MPAN) | 0 | 0 | 0 | 0 | 0 | 0 | 0 | 0 | 0 | 0 | 0 | 0 |  |  | 0 | 0 | 0 | 0 | 0 |  |  | 0 | 0 | 0 | 0 | 0 |  |  | 0 | 0 | 0 | 0 | 0
10 | 1 | Domestic Off Peak (related MPAN) | 45959.7084 | 0 | 0 | 15622 | 0 | 0 | 0 | 45959.7084 | 0 | 0 | 15622 | 0 |  |  | 45959.7084 | 0 | 0 | 15622 | 0 |  |  | 45959.7084 | 0 | 0 | 15622 | 0 |  |  | 45959.7084 | 0 | 0 | 15622 | 0
11 | 1 | LDNO LV: Domestic Off Peak (related MPAN) | 0 | 0 | 0 | 0 | 0 | 0 | 0 | 0 | 0 | 0 | 0 | 0 |  |  | 0 | 0 | 0 | 0 | 0 |  |  | 0 | 0 | 0 | 0 | 0 |  |  | 0 | 0 | 0 | 0 | 0
12 | 1 | LDNO HV: Domestic Off Peak (related MPAN) | 0 | 0 | 0 | 0 | 0 | 0 | 0 | 0 | 0 | 0 | 0 | 0 |  |  | 0 | 0 | 0 | 0 | 0 |  |  | 0 | 0 | 0 | 0 | 0 |  |  | 0 | 0 | 0 | 0 | 0
13 |  | > Small Non Domestic Unrestricted | 0 | 0 | 0 | 0 | 0 | 0 | 0 | 0 | 0 | 0 | 0 | 0 |  |  | 0 | 0 | 0 | 0 | 0 |  |  | 0 | 0 | 0 | 0 | 0 |  |  | 0 | 0 | 0 | 0 | 0
14 | 1 | Small Non Domestic Unrestricted | 1179331.5292 | 0 | 0 | 110093.2397 | 0 | 0 | 0 | 1179331.5292 | 0 | 0 | 110093.2397 | 0 |  |  | 1179331.5292 | 0 | 0 | 110093.2397 | 0 |  |  | 1179331.5292 | 0 | 0 | 110093.2397 | 0 |  |  | 1179331.5292 | 0 | 0 | 110093.2397 | 0
15 | 1 | LDNO LV: Small Non Domestic Unrestricted | 788.4368 | 0 | 0 | 127.8314 | 0 | 0 | 0 | 788.4368 | 0 | 0 | 127.8314 | 0 |  |  | 788.4368 | 0 | 0 | 127.8314 | 0 |  |  | 788.4368 | 0 | 0 | 127.8314 | 0 |  |  | 788.4368 | 0 | 0 | 127.8314 | 0
16 | 1 | LDNO HV: Small Non Domestic Unrestricted | 7392.7734 | 0 | 0 | 462.2006 | 0 | 0 | 0 | 7392.7734 | 0 | 0 | 462.2006 | 0 |  |  | 7392.7734 | 0 | 0 | 462.2006 | 0 |  |  | 7392.7734 | 0 | 0 | 462.2006 | 0 |  |  | 7392.7734 | 0 | 0 | 462.2006 | 0
17 |  | > Small Non Domestic Two Rate | 0 | 0 | 0 | 0 | 0 | 0 | 0 | 0 | 0 | 0 | 0 | 0 |  |  | 0 | 0 | 0 | 0 | 0 |  |  | 0 | 0 | 0 | 0 | 0 |  |  | 0 | 0 | 0 | 0 | 0
18 | 1 | Small Non Domestic Two Rate | 394405.6541 | 183263.231 | 0 | 29443.2683 | 0 | 0 | 0 | 394405.6541 | 183263.231 | 0 | 29443.2683 | 0 |  |  | 394405.6541 | 183263.231 | 0 | 29443.2683 | 0 |  |  | 394405.6541 | 183263.231 | 0 | 29443.2683 | 0 |  |  | 394405.6541 | 183263.231 | 0 | 29443.2683 | 0
19 | 1 | LDNO LV: Small Non Domestic Two Rate | 41.2505 | 17.3181 | 0 | 2.7572 | 0 | 0 | 0 | 41.2505 | 17.3181 | 0 | 2.7572 | 0 |  |  | 41.2505 | 17.3181 | 0 | 2.7572 | 0 |  |  | 41.2505 | 17.3181 | 0 | 2.7572 | 0 |  |  | 41.2505 | 17.3181 | 0 | 2.7572 | 0
20 | 1 | LDNO HV: Small Non Domestic Two Rate | 926.2489 | 260.329 | 0 | 23.5548 | 0 | 0 | 0 | 926.2489 | 260.329 | 0 | 23.5548 | 0 |  |  | 926.2489 | 260.329 | 0 | 23.5548 | 0 |  |  | 926.2489 | 260.329 | 0 | 23.5548 | 0 |  |  | 926.2489 | 260.329 | 0 | 23.5548 | 0
21 |  | > Small Non Domestic Off Peak (related MPAN) | 0 | 0 | 0 | 0 | 0 | 0 | 0 | 0 | 0 | 0 | 0 | 0 |  |  | 0 | 0 | 0 | 0 | 0 |  |  | 0 | 0 | 0 | 0 | 0 |  |  | 0 | 0 | 0 | 0 | 0
22 | 1 | Small Non Domestic Off Peak (related MPAN) | 17319.8195 | 0 | 0 | 3339 | 0 | 0 | 0 | 17319.8195 | 0 | 0 | 3339 | 0 |  |  | 17319.8195 | 0 | 0 | 3339 | 0 |  |  | 17319.8195 | 0 | 0 | 3339 | 0 |  |  | 17319.8195 | 0 | 0 | 3339 | 0
23 | 1 | LDNO LV: Small Non Domestic Off Peak (related MPAN) | 0 | 0 | 0 | 0 | 0 | 0 | 0 | 0 | 0 | 0 | 0 | 0 |  |  | 0 | 0 | 0 | 0 | 0 |  |  | 0 | 0 | 0 | 0 | 0 |  |  | 0 | 0 | 0 | 0 | 0
24 | 1 | LDNO HV: Small Non Domestic Off Peak (related MPAN) | 0 | 0 | 0 | 0 | 0 | 0 | 0 | 0 | 0 | 0 | 0 | 0 |  |  | 0 | 0 | 0 | 0 | 0 |  |  | 0 | 0 | 0 | 0 | 0 |  |  | 0 | 0 | 0 | 0 | 0
25 |  | > LV Medium Non-Domestic | 0 | 0 | 0 | 0 | 0 | 0 | 0 | 0 | 0 | 0 | 0 | 0 |  |  | 0 | 0 | 0 | 0 | 0 |  |  | 0 | 0 | 0 | 0 | 0 |  |  | 0 | 0 | 0 | 0 | 0
26 | 1 | LV Medium Non-Domestic | 0.00080133 | 0.00019867 | 0 | 1.1375e-05 | 0 | 0 | 0 | 0.00080133 | 0.00019867 | 0 | 1.1375e-05 | 0 |  |  | 0.00080133 | 0.00019867 | 0 | 1.1375e-05 | 0 |  |  | 0.00080133 | 0.00019867 | 0 | 1.1375e-05 | 0 |  |  | 0.00080133 | 0.00019867 | 0 | 1.1375e-05 | 0
27 | 1 | LDNO LV: LV Medium Non-Domestic | 0 | 0 | 0 | 0 | 0 | 0 | 0 | 0 | 0 | 0 | 0 | 0 |  |  | 0 | 0 | 0 | 0 | 0 |  |  | 0 | 0 | 0 | 0 | 0 |  |  | 0 | 0 | 0 | 0 | 0
28 | 1 | LDNO HV: LV Medium Non-Domestic | 0 | 0 | 0 | 0 | 0 | 0 | 0 | 0 | 0 | 0 | 0 | 0 |  |  | 0 | 0 | 0 | 0 | 0 |  |  | 0 | 0 | 0 | 0 | 0 |  |  | 0 | 0 | 0 | 0 | 0
29 |  | > LV Sub Medium Non-Domestic | 0 | 0 | 0 | 0 | 0 | 0 | 0 | 0 | 0 | 0 | 0 | 0 |  |  | 0 | 0 | 0 | 0 | 0 |  |  | 0 | 0 | 0 | 0 | 0 |  |  | 0 | 0 | 0 | 0 | 0
30 | 1 | LV Sub Medium Non-Domestic | 0.00078188 | 0.00021812 | 0 | 8.3651e-06 | 0 | 0 | 0 | 0.00078188 | 0.00021812 | 0 | 8.3651e-06 | 0 |  |  | 0.00078188 | 0.00021812 | 0 | 8.3651e-06 | 0 |  |  | 0.00078188 | 0.00021812 | 0 | 8.3651e-06 | 0 |  |  | 0.00078188 | 0.00021812 | 0 | 8.3651e-06 | 0
31 |  | > HV Medium Non-Domestic | 0 | 0 | 0 | 0 | 0 | 0 | 0 | 0 | 0 | 0 | 0 | 0 |  |  | 0 | 0 | 0 | 0 | 0 |  |  | 0 | 0 | 0 | 0 | 0 |  |  | 0 | 0 | 0 | 0 | 0
32 | 1 | HV Medium Non-Domestic | 0.00077903 | 0.00022097 | 0 | 8.8911e-06 | 0 | 0 | 0 | 0.00077903 | 0.00022097 | 0 | 8.8911e-06 | 0 |  |  | 0.00077903 | 0.00022097 | 0 | 8.8911e-06 | 0 |  |  | 0.00077903 | 0.00022097 | 0 | 8.8911e-06 | 0 |  |  | 0.00077903 | 0.00022097 | 0 | 8.8911e-06 | 0
33 |  | > LV Network Domestic | 0 | 0 | 0 | 0 | 0 | 0 | 0 | 0 | 0 | 0 | 0 | 0 |  |  | 0 | 0 | 0 | 0 | 0 |  |  | 0 | 0 | 0 | 0 | 0 |  |  | 0 | 0 | 0 | 0 | 0
34 | 1 | LV Network Domestic | 0.022038 | 0.056003 | 0.052892 | 0.084932 | 0 | 0 | 0 | 0.022038 | 0.056003 | 0.052892 | 0.084932 | 0 |  |  | 0.022038 | 0.056003 | 0.052892 | 0.084932 | 0 |  |  | 0.022038 | 0.056003 | 0.052892 | 0.084932 | 0 |  |  | 0.022038 | 0.056003 | 0.052892 | 0.084932 | 0
35 | 1 | LDNO LV: LV Network Domestic | 0 | 0 | 0 | 0 | 0 | 0 | 0 | 0 | 0 | 0 | 0 | 0 |  |  | 0 | 0 | 0 | 0 | 0 |  |  | 0 | 0 | 0 | 0 | 0 |  |  | 0 | 0 | 0 | 0 | 0
36 | 1 | LDNO HV: LV Network Domestic | 0 | 0 | 0 | 0 | 0 | 0 | 0 | 0 | 0 | 0 | 0 | 0 |  |  | 0 | 0 | 0 | 0 | 0 |  |  | 0 | 0 | 0 | 0 | 0 |  |  | 0 | 0 | 0 | 0 | 0
37 |  | > LV Network Non-Domestic Non-CT | 0 | 0 | 0 | 0 | 0 | 0 | 0 | 0 | 0 | 0 | 0 | 0 |  |  | 0 | 0 | 0 | 0 | 0 |  |  | 0 | 0 | 0 | 0 | 0 |  |  | 0 | 0 | 0 | 0 | 0
38 | 1 | LV Network Non-Domestic Non-CT | 26809.7763 | 198363.7567 | 187790.9274 | 6133.3604 | 0 | 0 | 0 | 26809.7763 | 198363.7567 | 187790.9274 | 6133.3604 | 0 |  |  | 26809.7763 | 198363.7567 | 187790.9274 | 6133.3604 | 0 |  |  | 26809.7763 | 198363.7567 | 187790.9274 | 6133.3604 | 0 |  |  | 26809.7763 | 198363.7567 | 187790.9274 | 6133.3604 | 0
39 | 1 | LDNO LV: LV Network Non-Domestic Non-CT | 3.3157 | 24.6105 | 26.2278 | 1.1301 | 0 | 0 | 0 | 3.3157 | 24.6105 | 26.2278 | 1.1301 | 0 |  |  | 3.3157 | 24.6105 | 26.2278 | 1.1301 | 0 |  |  | 3.3157 | 24.6105 | 26.2278 | 1.1301 | 0 |  |  | 3.3157 | 24.6105 | 26.2278 | 1.1301 | 0
40 | 1 | LDNO HV: LV Network Non-Domestic Non-CT | 208.8552 | 1439.9688 | 1182.4128 | 39.9066 | 0 | 0 | 0 | 208.8552 | 1439.9688 | 1182.4128 | 39.9066 | 0 |  |  | 208.8552 | 1439.9688 | 1182.4128 | 39.9066 | 0 |  |  | 208.8552 | 1439.9688 | 1182.4128 | 39.9066 | 0 |  |  | 208.8552 | 1439.9688 | 1182.4128 | 39.9066 | 0
41 |  | > LV HH Metered | 0 | 0 | 0 | 0 | 0 | 0 | 0 | 0 | 0 | 0 | 0 | 0 |  |  | 0 | 0 | 0 | 0 | 0 |  |  | 0 | 0 | 0 | 0 | 0 |  |  | 0 | 0 | 0 | 0 | 0
42 | 2 | LV HH Metered | 86224.9382 | 626406.1163 | 551384.4993 | 6675.4922 | 679119.4609 | 12059.5097 | 78582.1089 | 86224.9382 | 626406.1163 | 551384.4993 | 6675.4922 | 679119.4609 | 12059.5097 | 78582.1089 | 86224.9382 | 626406.1163 | 551384.4993 | 6675.4922 | 679119.4609 | 12059.5097 | 78582.1089 | 86224.9382 | 626406.1163 | 551384.4993 | 6675.4922 | 679119.4609 | 12059.5097 | 78582.1089 | 86224.9382 | 626406.1163 | 551384.4993 | 6675.4922 | 679119.4609 | 12059.5097 | 78582.1089
43 | 2 | LDNO LV: LV HH Metered | 26.6702 | 184.9099 | 189.0491 | 3.6487 | 385.2056 | 0 | 38.8935 | 26.6702 | 184.9099 | 189.0491 | 3.6487 | 385.2056 | 0 | 38.8935 | 26.6702 | 184.9099 | 189.0491 | 3.6487 | 385.2056 | 0 | 38.8935 | 26.6702 | 184.9099 | 189.0491 | 3.6487 | 385.2056 | 0 | 38.8935 | 26.6702 | 184.9099 | 189.0491 | 3.6487 | 385.2056 | 0 | 38.8935
44 | 2 | LDNO HV: LV HH Metered | 3033.5167 | 19778.4445 | 17104.9385 | 102.5294 | 21251.9289 | 85.5187 | 1726.2376 | 3033.5167 | 19778.4445 | 17104.9385 | 102.5294 | 21251.9289 | 85.5187 | 1726.2376 | 3033.5167 | 19778.4445 | 17104.9385 | 102.5294 | 21251.9289 | 85.5187 | 1726.2376 | 3033.5167 | 19778.4445 | 17104.9385 | 102.5294 | 21251.9289 | 85.5187 | 1726.2376 | 3033.5167 | 19778.4445 | 17104.9385 | 102.5294 | 21251.9289 | 85.5187 | 1726.2376
45 |  | > LV Sub HH Metered | 0 | 0 | 0 | 0 | 0 | 0 | 0 | 0 | 0 | 0 | 0 | 0 |  |  | 0 | 0 | 0 | 0 | 0 |  |  | 0 | 0 | 0 | 0 | 0 |  |  | 0 | 0 | 0 | 0 | 0
46 | 2 | LV Sub HH Metered | 49864.3684 | 369689.8151 | 340515.4834 | 1936.9854 | 364556.942 | 5286.811 | 65191.5981 | 49864.3684 | 369689.8151 | 340515.4834 | 1936.9854 | 364556.942 | 5286.811 | 65191.5981 | 49864.3684 | 369689.8151 | 340515.4834 | 1936.9854 | 364556.942 | 5286.811 | 65191.5981 | 49864.3684 | 369689.8151 | 340515.4834 | 1936.9854 | 364556.942 | 5286.811 | 65191.5981 | 49864.3684 | 369689.8151 | 340515.4834 | 1936.9854 | 364556.942 | 5286.811 | 65191.5981
47 | 2 | LDNO HV: LV Sub HH Metered | 7.3538 | 37.8202 | 52.2947 | 1.1759 | 626.7543 | 0 | 1.4026 | 7.3538 | 37.8202 | 52.2947 | 1.1759 | 626.7543 | 0 | 1.4026 | 7.3538 | 37.8202 | 52.2947 | 1.1759 | 626.7543 | 0 | 1.4026 | 7.3538 | 37.8202 | 52.2947 | 1.1759 | 626.7543 | 0 | 1.4026 | 7.3538 | 37.8202 | 52.2947 | 1.1759 | 626.7543 | 0 | 1.4026
48 |  | > HV HH Metered | 0 | 0 | 0 | 0 | 0 | 0 | 0 | 0 | 0 | 0 | 0 | 0 |  |  | 0 | 0 | 0 | 0 | 0 |  |  | 0 | 0 | 0 | 0 | 0 |  |  | 0 | 0 | 0 | 0 | 0
49 | 2 | HV HH Metered | 153504.2364 | 1093420.3304 | 1183755.4136 | 1060.2706 | 854296.8159 | 14165.4012 | 163805.2025 | 153504.2364 | 1093420.3304 | 1183755.4136 | 1060.2706 | 854296.8159 | 14165.4012 | 163805.2025 | 153504.2364 | 1093420.3304 | 1183755.4136 | 1060.2706 | 854296.8159 | 14165.4012 | 163805.2025 | 153504.2364 | 1093420.3304 | 1183755.4136 | 1060.2706 | 854296.8159 | 14165.4012 | 163805.2025 | 153504.2364 | 1093420.3304 | 1183755.4136 | 1060.2706 | 854296.8159 | 14165.4012 | 163805.2025
50 | 2 | LDNO HV: HV HH Metered | 835.5652 | 5354.5555 | 7404.6287 | 7.7142 | 12519.1322 | 0 | 256.5251 | 835.5652 | 5354.5555 | 7404.6287 | 7.7142 | 12519.1322 | 0 | 256.5251 | 835.5652 | 5354.5555 | 7404.6287 | 7.7142 | 12519.1322 | 0 | 256.5251 | 835.5652 | 5354.5555 | 7404.6287 | 7.7142 | 12519.1322 | 0 | 256.5251 | 835.5652 | 5354.5555 | 7404.6287 | 7.7142 | 12519.1322 | 0 | 256.5251
51 |  | > NHH UMS category A | 0 | 0 | 0 | 0 | 0 | 0 | 0 | 0 | 0 | 0 | 0 | 0 |  |  | 0 | 0 | 0 | 0 | 0 |  |  | 0 | 0 | 0 | 0 | 0 |  |  | 0 | 0 | 0 | 0 | 0
52 | 1 | NHH UMS category A | 10121.8119 | 0 | 0 | 741 | 0 | 0 | 0 | 10121.8119 | 0 | 0 | 741 | 0 |  |  | 10121.8119 | 0 | 0 | 741 | 0 |  |  | 10121.8119 | 0 | 0 | 741 | 0 |  |  | 10121.8119 | 0 | 0 | 741 | 0
53 | 1 | LDNO LV: NHH UMS category A | 136.7981 | 0 | 0 | 0 | 0 | 0 | 0 | 136.7981 | 0 | 0 | 0 | 0 |  |  | 136.7981 | 0 | 0 | 0 | 0 |  |  | 136.7981 | 0 | 0 | 0 | 0 |  |  | 136.7981 | 0 | 0 | 0 | 0
54 | 1 | LDNO HV: NHH UMS category A | 23.7368 | 0 | 0 | 0 | 0 | 0 | 0 | 23.7368 | 0 | 0 | 0 | 0 |  |  | 23.7368 | 0 | 0 | 0 | 0 |  |  | 23.7368 | 0 | 0 | 0 | 0 |  |  | 23.7368 | 0 | 0 | 0 | 0
55 |  | > NHH UMS category B | 0 | 0 | 0 | 0 | 0 | 0 | 0 | 0 | 0 | 0 | 0 | 0 |  |  | 0 | 0 | 0 | 0 | 0 |  |  | 0 | 0 | 0 | 0 | 0 |  |  | 0 | 0 | 0 | 0 | 0
56 | 1 | NHH UMS category B | 7712.9716 | 0 | 0 | 689 | 0 | 0 | 0 | 7712.9716 | 0 | 0 | 689 | 0 |  |  | 7712.9716 | 0 | 0 | 689 | 0 |  |  | 7712.9716 | 0 | 0 | 689 | 0 |  |  | 7712.9716 | 0 | 0 | 689 | 0
57 | 1 | LDNO LV: NHH UMS category B | 75.667 | 0 | 0 | 0 | 0 | 0 | 0 | 75.667 | 0 | 0 | 0 | 0 |  |  | 75.667 | 0 | 0 | 0 | 0 |  |  | 75.667 | 0 | 0 | 0 | 0 |  |  | 75.667 | 0 | 0 | 0 | 0
58 | 1 | LDNO HV: NHH UMS category B | 301.3375 | 0 | 0 | 0 | 0 | 0 | 0 | 301.3375 | 0 | 0 | 0 | 0 |  |  | 301.3375 | 0 | 0 | 0 | 0 |  |  | 301.3375 | 0 | 0 | 0 | 0 |  |  | 301.3375 | 0 | 0 | 0 | 0
59 |  | > NHH UMS category C | 0 | 0 | 0 | 0 | 0 | 0 | 0 | 0 | 0 | 0 | 0 | 0 |  |  | 0 | 0 | 0 | 0 | 0 |  |  | 0 | 0 | 0 | 0 | 0 |  |  | 0 | 0 | 0 | 0 | 0
60 | 1 | NHH UMS category C | 989.1873 | 0 | 0 | 179 | 0 | 0 | 0 | 989.1873 | 0 | 0 | 179 | 0 |  |  | 989.1873 | 0 | 0 | 179 | 0 |  |  | 989.1873 | 0 | 0 | 179 | 0 |  |  | 989.1873 | 0 | 0 | 179 | 0
61 | 1 | LDNO LV: NHH UMS category C | 5.1353 | 0 | 0 | 0 | 0 | 0 | 0 | 5.1353 | 0 | 0 | 0 | 0 |  |  | 5.1353 | 0 | 0 | 0 | 0 |  |  | 5.1353 | 0 | 0 | 0 | 0 |  |  | 5.1353 | 0 | 0 | 0 | 0
62 | 1 | LDNO HV: NHH UMS category C | 2.9884 | 0 | 0 | 0 | 0 | 0 | 0 | 2.9884 | 0 | 0 | 0 | 0 |  |  | 2.9884 | 0 | 0 | 0 | 0 |  |  | 2.9884 | 0 | 0 | 0 | 0 |  |  | 2.9884 | 0 | 0 | 0 | 0
63 |  | > NHH UMS category D | 0 | 0 | 0 | 0 | 0 | 0 | 0 | 0 | 0 | 0 | 0 | 0 |  |  | 0 | 0 | 0 | 0 | 0 |  |  | 0 | 0 | 0 | 0 | 0 |  |  | 0 | 0 | 0 | 0 | 0
64 | 1 | NHH UMS category D | 0 | 0 | 0 | 1 | 0 | 0 | 0 | 0 | 0 | 0 | 1 | 0 |  |  | 0 | 0 | 0 | 1 | 0 |  |  | 0 | 0 | 0 | 1 | 0 |  |  | 0 | 0 | 0 | 1 | 0
65 | 1 | LDNO LV: NHH UMS category D | 0 | 0 | 0 | 0 | 0 | 0 | 0 | 0 | 0 | 0 | 0 | 0 |  |  | 0 | 0 | 0 | 0 | 0 |  |  | 0 | 0 | 0 | 0 | 0 |  |  | 0 | 0 | 0 | 0 | 0
66 | 1 | LDNO HV: NHH UMS category D | 0 | 0 | 0 | 0 | 0 | 0 | 0 | 0 | 0 | 0 | 0 | 0 |  |  | 0 | 0 | 0 | 0 | 0 |  |  | 0 | 0 | 0 | 0 | 0 |  |  | 0 | 0 | 0 | 0 | 0
67 |  | > LV UMS (Pseudo HH Metered) | 0 | 0 | 0 | 0 | 0 | 0 | 0 | 0 | 0 | 0 | 0 | 0 |  |  | 0 | 0 | 0 | 0 | 0 |  |  | 0 | 0 | 0 | 0 | 0 |  |  | 0 | 0 | 0 | 0 | 0
68 | 2 | LV UMS (Pseudo HH Metered) | 4105.9859 | 29544.035 | 79785.8046 | 27.4442 | 0 | 0 | 0 | 4105.9859 | 29544.035 | 79785.8046 | 27.4442 | 0 |  |  | 4105.9859 | 29544.035 | 79785.8046 | 27.4442 | 0 |  |  | 4105.9859 | 29544.035 | 79785.8046 | 27.4442 | 0 |  |  | 4105.9859 | 29544.035 | 79785.8046 | 27.4442 | 0
69 | 2 | LDNO LV: LV UMS (Pseudo HH Metered) | 0 | 0 | 0 | 0 | 0 | 0 | 0 | 0 | 0 | 0 | 0 | 0 |  |  | 0 | 0 | 0 | 0 | 0 |  |  | 0 | 0 | 0 | 0 | 0 |  |  | 0 | 0 | 0 | 0 | 0
70 | 2 | LDNO HV: LV UMS (Pseudo HH Metered) | 1.5826 | 5.7035 | 35.2555 | 1.1759 | 0 | 0 | 0 | 1.5826 | 5.7035 | 35.2555 | 1.1759 | 0 |  |  | 1.5826 | 5.7035 | 35.2555 | 1.1759 | 0 |  |  | 1.5826 | 5.7035 | 35.2555 | 1.1759 | 0 |  |  | 1.5826 | 5.7035 | 35.2555 | 1.1759 | 0
71 |  | > LV Generation NHH or Aggregate HH | 0 | 0 | 0 | 0 | 0 | 0 | 0 | 0 | 0 | 0 | 0 | 0 |  |  | 0 | 0 | 0 | 0 | 0 |  |  | 0 | 0 | 0 | 0 | 0 |  |  | 0 | 0 | 0 | 0 | 0
72 | 4 | LV Generation NHH or Aggregate HH | 3214.7578 | 0 | 0 | 286 | 0 | 0 | 0 | 3214.7578 | 0 | 0 | 286 | 0 |  |  | 3214.7578 | 0 | 0 | 286 | 0 |  |  | 3214.7578 | 0 | 0 | 286 | 0 |  |  | 3214.7578 | 0 | 0 | 286 | 0
73 | 4 | LDNO LV: LV Generation NHH or Aggregate HH | 132.8959 | 0 | 0 | 0 | 0 | 0 | 0 | 132.8959 | 0 | 0 | 0 | 0 |  |  | 132.8959 | 0 | 0 | 0 | 0 |  |  | 132.8959 | 0 | 0 | 0 | 0 |  |  | 132.8959 | 0 | 0 | 0 | 0
74 | 4 | LDNO HV: LV Generation NHH or Aggregate HH | 0 | 0 | 0 | 0 | 0 | 0 | 0 | 0 | 0 | 0 | 0 | 0 |  |  | 0 | 0 | 0 | 0 | 0 |  |  | 0 | 0 | 0 | 0 | 0 |  |  | 0 | 0 | 0 | 0 | 0
75 |  | > LV Sub Generation NHH | 0 | 0 | 0 | 0 | 0 | 0 | 0 | 0 | 0 | 0 | 0 | 0 |  |  | 0 | 0 | 0 | 0 | 0 |  |  | 0 | 0 | 0 | 0 | 0 |  |  | 0 | 0 | 0 | 0 | 0
76 | 4 | LV Sub Generation NHH | 92.0749 | 0 | 0 | 1 | 0 | 0 | 0 | 92.0749 | 0 | 0 | 1 | 0 |  |  | 92.0749 | 0 | 0 | 1 | 0 |  |  | 92.0749 | 0 | 0 | 1 | 0 |  |  | 92.0749 | 0 | 0 | 1 | 0
77 | 4 | LDNO HV: LV Sub Generation NHH | 0 | 0 | 0 | 0 | 0 | 0 | 0 | 0 | 0 | 0 | 0 | 0 |  |  | 0 | 0 | 0 | 0 | 0 |  |  | 0 | 0 | 0 | 0 | 0 |  |  | 0 | 0 | 0 | 0 | 0
78 |  | > LV Generation Intermittent | 0 | 0 | 0 | 0 | 0 | 0 | 0 | 0 | 0 | 0 | 0 | 0 |  |  | 0 | 0 | 0 | 0 | 0 |  |  | 0 | 0 | 0 | 0 | 0 |  |  | 0 | 0 | 0 | 0 | 0
79 | 4 | LV Generation Intermittent | 78529.095 | 0 | 0 | 887.0263 | 0 | 0 | 6221.8592 | 78529.095 | 0 | 0 | 887.0263 | 0 |  | 6221.8592 | 78529.095 | 0 | 0 | 887.0263 | 0 |  | 6221.8592 | 78529.095 | 0 | 0 | 887.0263 | 0 |  | 6221.8592 | 78529.095 | 0 | 0 | 887.0263 | 0 |  | 6221.8592
80 | 4 | LDNO LV: LV Generation Intermittent | 0 | 0 | 0 | 0 | 0 | 0 | 0 | 0 | 0 | 0 | 0 | 0 |  | 0 | 0 | 0 | 0 | 0 | 0 |  | 0 | 0 | 0 | 0 | 0 | 0 |  | 0 | 0 | 0 | 0 | 0 | 0 |  | 0
81 | 4 | LDNO HV: LV Generation Intermittent | 1158.4982 | 0 | 0 | 3.2635 | 0 | 0 | 14.6192 | 1158.4982 | 0 | 0 | 3.2635 | 0 |  | 14.6192 | 1158.4982 | 0 | 0 | 3.2635 | 0 |  | 14.6192 | 1158.4982 | 0 | 0 | 3.2635 | 0 |  | 14.6192 | 1158.4982 | 0 | 0 | 3.2635 | 0 |  | 14.6192
82 |  | > LV Generation Intermittent no RP charge | 0 | 0 | 0 | 0 | 0 | 0 | 0 | 0 | 0 | 0 | 0 | 0 |  |  | 0 | 0 | 0 | 0 | 0 |  |  | 0 | 0 | 0 | 0 | 0 |  |  | 0 | 0 | 0 | 0 | 0
83 | 4 | LV Generation Intermittent no RP charge | 0 | 0 | 0 | 0 | 0 | 0 | 0 | 0 | 0 | 0 | 0 | 0 |  |  | 0 | 0 | 0 | 0 | 0 |  |  | 0 | 0 | 0 | 0 | 0 |  |  | 0 | 0 | 0 | 0 | 0
84 |  | > LV Generation Non-Intermittent | 0 | 0 | 0 | 0 | 0 | 0 | 0 | 0 | 0 | 0 | 0 | 0 |  |  | 0 | 0 | 0 | 0 | 0 |  |  | 0 | 0 | 0 | 0 | 0 |  |  | 0 | 0 | 0 | 0 | 0
85 | 4 | LV Generation Non-Intermittent | 150.2244 | 933.0172 | 1215.9779 | 16.4289 | 0 | 0 | 631.5637 | 150.2244 | 933.0172 | 1215.9779 | 16.4289 | 0 |  | 631.5637 | 150.2244 | 933.0172 | 1215.9779 | 16.4289 | 0 |  | 631.5637 | 150.2244 | 933.0172 | 1215.9779 | 16.4289 | 0 |  | 631.5637 | 150.2244 | 933.0172 | 1215.9779 | 16.4289 | 0 |  | 631.5637
86 | 4 | LDNO LV: LV Generation Non-Intermittent | 0 | 0 | 0 | 0 | 0 | 0 | 0 | 0 | 0 | 0 | 0 | 0 |  | 0 | 0 | 0 | 0 | 0 | 0 |  | 0 | 0 | 0 | 0 | 0 | 0 |  | 0 | 0 | 0 | 0 | 0 | 0 |  | 0
87 | 4 | LDNO HV: LV Generation Non-Intermittent | 0 | 0 | 0 | 0 | 0 | 0 | 0 | 0 | 0 | 0 | 0 | 0 |  | 0 | 0 | 0 | 0 | 0 | 0 |  | 0 | 0 | 0 | 0 | 0 | 0 |  | 0 | 0 | 0 | 0 | 0 | 0 |  | 0
88 |  | > LV Generation Non-Intermittent no RP charge | 0 | 0 | 0 | 0 | 0 | 0 | 0 | 0 | 0 | 0 | 0 | 0 |  |  | 0 | 0 | 0 | 0 | 0 |  |  | 0 | 0 | 0 | 0 | 0 |  |  | 0 | 0 | 0 | 0 | 0
89 | 4 | LV Generation Non-Intermittent no RP charge | 0 | 0 | 0 | 0 | 0 | 0 | 0 | 0 | 0 | 0 | 0 | 0 |  |  | 0 | 0 | 0 | 0 | 0 |  |  | 0 | 0 | 0 | 0 | 0 |  |  | 0 | 0 | 0 | 0 | 0
90 |  | > LV Sub Generation Intermittent | 0 | 0 | 0 | 0 | 0 | 0 | 0 | 0 | 0 | 0 | 0 | 0 |  |  | 0 | 0 | 0 | 0 | 0 |  |  | 0 | 0 | 0 | 0 | 0 |  |  | 0 | 0 | 0 | 0 | 0
91 | 4 | LV Sub Generation Intermittent | 13040.7426 | 0 | 0 | 121.6381 | 0 | 0 | 1632.6222 | 13040.7426 | 0 | 0 | 121.6381 | 0 |  | 1632.6222 | 13040.7426 | 0 | 0 | 121.6381 | 0 |  | 1632.6222 | 13040.7426 | 0 | 0 | 121.6381 | 0 |  | 1632.6222 | 13040.7426 | 0 | 0 | 121.6381 | 0 |  | 1632.6222
92 | 4 | LDNO HV: LV Sub Generation Intermittent | 0 | 0 | 0 | 0 | 0 | 0 | 0 | 0 | 0 | 0 | 0 | 0 |  | 0 | 0 | 0 | 0 | 0 | 0 |  | 0 | 0 | 0 | 0 | 0 | 0 |  | 0 | 0 | 0 | 0 | 0 | 0 |  | 0
93 |  | > LV Sub Generation Intermittent no RP charge | 0 | 0 | 0 | 0 | 0 | 0 | 0 | 0 | 0 | 0 | 0 | 0 |  |  | 0 | 0 | 0 | 0 | 0 |  |  | 0 | 0 | 0 | 0 | 0 |  |  | 0 | 0 | 0 | 0 | 0
94 | 4 | LV Sub Generation Intermittent no RP charge | 0 | 0 | 0 | 0 | 0 | 0 | 0 | 0 | 0 | 0 | 0 | 0 |  |  | 0 | 0 | 0 | 0 | 0 |  |  | 0 | 0 | 0 | 0 | 0 |  |  | 0 | 0 | 0 | 0 | 0
95 |  | > LV Sub Generation Non-Intermittent | 0 | 0 | 0 | 0 | 0 | 0 | 0 | 0 | 0 | 0 | 0 | 0 |  |  | 0 | 0 | 0 | 0 | 0 |  |  | 0 | 0 | 0 | 0 | 0 |  |  | 0 | 0 | 0 | 0 | 0
96 | 4 | LV Sub Generation Non-Intermittent | 262.7783 | 1416.4303 | 2413.7732 | 12.4789 | 0 | 0 | 606.8858 | 262.7783 | 1416.4303 | 2413.7732 | 12.4789 | 0 |  | 606.8858 | 262.7783 | 1416.4303 | 2413.7732 | 12.4789 | 0 |  | 606.8858 | 262.7783 | 1416.4303 | 2413.7732 | 12.4789 | 0 |  | 606.8858 | 262.7783 | 1416.4303 | 2413.7732 | 12.4789 | 0 |  | 606.8858
97 | 4 | LDNO HV: LV Sub Generation Non-Intermittent | 0 | 0 | 0 | 0 | 0 | 0 | 0 | 0 | 0 | 0 | 0 | 0 |  | 0 | 0 | 0 | 0 | 0 | 0 |  | 0 | 0 | 0 | 0 | 0 | 0 |  | 0 | 0 | 0 | 0 | 0 | 0 |  | 0
98 |  | > LV Sub Generation Non-Intermittent no RP charge | 0 | 0 | 0 | 0 | 0 | 0 | 0 | 0 | 0 | 0 | 0 | 0 |  |  | 0 | 0 | 0 | 0 | 0 |  |  | 0 | 0 | 0 | 0 | 0 |  |  | 0 | 0 | 0 | 0 | 0
99 | 4 | LV Sub Generation Non-Intermittent no RP charge | 0 | 0 | 0 | 0 | 0 | 0 | 0 | 0 | 0 | 0 | 0 | 0 |  |  | 0 | 0 | 0 | 0 | 0 |  |  | 0 | 0 | 0 | 0 | 0 |  |  | 0 | 0 | 0 | 0 | 0
100 |  | > HV Generation Intermittent | 0 | 0 | 0 | 0 | 0 | 0 | 0 | 0 | 0 | 0 | 0 | 0 |  |  | 0 | 0 | 0 | 0 | 0 |  |  | 0 | 0 | 0 | 0 | 0 |  |  | 0 | 0 | 0 | 0 | 0
101 | 4 | HV Generation Intermittent | 408798.588 | 0 | 0 | 237.9972 | 0 | 0 | 3870.4538 | 408798.588 | 0 | 0 | 237.9972 | 0 |  | 3870.4538 | 408798.588 | 0 | 0 | 237.9972 | 0 |  | 3870.4538 | 408798.588 | 0 | 0 | 237.9972 | 0 |  | 3870.4538 | 408798.588 | 0 | 0 | 237.9972 | 0 |  | 3870.4538
102 | 4 | LDNO HV: HV Generation Intermittent | 28.9653 | 0 | 0 | 1.971 | 0 | 0 | 0 | 28.9653 | 0 | 0 | 1.971 | 0 |  | 0 | 28.9653 | 0 | 0 | 1.971 | 0 |  | 0 | 28.9653 | 0 | 0 | 1.971 | 0 |  | 0 | 28.9653 | 0 | 0 | 1.971 | 0 |  | 0
103 |  | > HV Generation Intermittent no RP charge | 0 | 0 | 0 | 0 | 0 | 0 | 0 | 0 | 0 | 0 | 0 | 0 |  |  | 0 | 0 | 0 | 0 | 0 |  |  | 0 | 0 | 0 | 0 | 0 |  |  | 0 | 0 | 0 | 0 | 0
104 | 4 | HV Generation Intermittent no RP charge | 0 | 0 | 0 | 0 | 0 | 0 | 0 | 0 | 0 | 0 | 0 | 0 |  |  | 0 | 0 | 0 | 0 | 0 |  |  | 0 | 0 | 0 | 0 | 0 |  |  | 0 | 0 | 0 | 0 | 0
105 |  | > HV Generation Non-Intermittent | 0 | 0 | 0 | 0 | 0 | 0 | 0 | 0 | 0 | 0 | 0 | 0 |  |  | 0 | 0 | 0 | 0 | 0 |  |  | 0 | 0 | 0 | 0 | 0 |  |  | 0 | 0 | 0 | 0 | 0
106 | 4 | HV Generation Non-Intermittent | 18175.243 | 96563.407 | 133398.7956 | 70.9433 | 0 | 0 | 2452.5004 | 18175.243 | 96563.407 | 133398.7956 | 70.9433 | 0 |  | 2452.5004 | 18175.243 | 96563.407 | 133398.7956 | 70.9433 | 0 |  | 2452.5004 | 18175.243 | 96563.407 | 133398.7956 | 70.9433 | 0 |  | 2452.5004 | 18175.243 | 96563.407 | 133398.7956 | 70.9433 | 0 |  | 2452.5004
107 | 4 | LDNO HV: HV Generation Non-Intermittent | 0.069665 | 0.88856 | 2.9569 | 1.3382 | 0 | 0 | 0.94972 | 0.069665 | 0.88856 | 2.9569 | 1.3382 | 0 |  | 0.94972 | 0.069665 | 0.88856 | 2.9569 | 1.3382 | 0 |  | 0.94972 | 0.069665 | 0.88856 | 2.9569 | 1.3382 | 0 |  | 0.94972 | 0.069665 | 0.88856 | 2.9569 | 1.3382 | 0 |  | 0.94972
108 |  | > HV Generation Non-Intermittent no RP charge | 0 | 0 | 0 | 0 | 0 | 0 | 0 | 0 | 0 | 0 | 0 | 0 |  |  | 0 | 0 | 0 | 0 | 0 |  |  | 0 | 0 | 0 | 0 | 0 |  |  | 0 | 0 | 0 | 0 | 0
109 | 4 | HV Generation Non-Intermittent no RP charge | 0 | 0 | 0 | 0 | 0 | 0 | 0 | 0 | 0 | 0 | 0 | 0 |  |  | 0 | 0 | 0 | 0 | 0 |  |  | 0 | 0 | 0 | 0 | 0 |  |  | 0 | 0 | 0 | 0 | 0

## CDCM Timebands
CDCM Timebands
2018/19
| WD (incl. bank holidays) | WE | 2019/20 | 2020/21 | 2021/22 | 2022/23
Red | 17:00 to 19:00 |  | No Change | No Change | No Change | No Change
|  |  | 0 | 0 | 0 | 0
Amber | 07:30 to 17:00 | 16:30 to 19:30 | 0 | 0 | 0 | 0
| 19:00 to 21:30 |  | 0 | 0 | 0 | 0
|  |  | 0 | 0 | 0 | 0
Green | 00:00 to 07:30 | 00:00 to 16:30 | 0 | 0 | 0 | 0
| 21:30 to 24:00 | 19:30 to 24:00 | 0 | 0 | 0 | 0
2018/19
| WD (incl. bank holidays) Nov to Feb | WD (incl. bank holidays) Mar to Oct | WE | 2019/20 | 2020/21 | 2021/22 | 2022/23
Black | 17:00 to 19:00 |  |  | No Change | No Change | No Change | No Change
|  |  |  | 0 | 0 | 0 | 0
Yellow | 07:30 to 17:00 | 07:30 to 21:30 | 16:30 to 19:30 | 0 | 0 | 0 | 0
| 19:00 to 21:30 |  |  | 0 | 0 | 0 | 0
|  |  |  | 0 | 0 | 0 | 0
Green | 00:00 to 07:30 | 00:00 to 07:30 | 00:00 to 16:30 | 0 | 0 | 0 | 0
| 21:30 to 24:00 | 21:30 to 24:00 | 19:30 to 24:00 | 0 | 0 | 0 | 0

## (Y)
Input data (Y)
1000. Company, charging year, data version
| Company | Year | Version
Company, charging year, data version | 0 | 0 | 0
1010. Financial and general assumptions
Sources: financial assumptions; calendar; network model.
These financial assumptions determine the annuity rate applied to convert the asset values of the network model into an annual charge.
| Rate of return | Annualisation period (years) | Annuity proportion for customer-contributed assets | Power factor | Days in the charging period
Financial and general assumptions | 4.21% | 40 |  | 0.95 | 365
1017. Diversity allowance between top and bottom of network level
Source: operational data analysis and/or network model.
The diversity figure against GSP is the diversity between GSP Group (the whole system) and individual GSPs.
The diversity figure against 132kV is the diversity between GSPs (the top of the 132kV network) and 132kV/EHV bulk supply points (the bottom of the 132kV network).
The diversity figure against EHV is the diversity between 132kV/EHV bulk supply points (the top of the EHV network) and EHV/HV primary substations (the bottom of the EHV network).
The diversity figure against HV is the diversity between EHV/HV primary substations (the top of the HV network) and HV/LV substations (the bottom of the HV network).
Diversity allowance between top and bottom of network level
GSPs | 2.2%
132kV | 3.1%
132kV/EHV
EHV | 7.5%
EHV/HV
HV | 37%
HV/LV
LV circuits
1018. Proportion of relevant load going through 132kV/HV direct transformation
132kV/HV
EHV/HV | 0%
1019. Network model GSP peak demand (MW)
Network model GSP peak demand (MW)
Network model GSP peak demand (MW) | 500
1020. Gross asset cost by network level (£)
Gross assets £
132kV | 118377610.443
132kV/EHV | 16766915.8726
EHV | 42328028.3914
EHV/HV | 42541624.1012
132kV/HV | 0
HV | 151508051.2538
HV/LV | 64564069.5686
LV circuits | 138666573.6636
1022. LV service model asset cost (£)
| LV service model 1 | LV service model 2 | LV service model 3 | LV service model 4 | LV service model 5 | LV service model 6 | LV service model 7 | LV service model 8
LV service model asset cost (£) | 5423.9724 | 610.1427 | 742.8443 | 550.9082 | 1252.3369 | 964.5663 | 0 | 504.4738
1023. HV service model asset cost (£)
| HV service model 1 | HV service model 2 | HV service model 3 | HV service model 4 | HV service model 5
HV service model asset cost (£) | 9569.6169 | 4613.8356 | 0 | 0 | 0
1025. Matrix of applicability of LV service models to tariffs with fixed charges
| 2 | 3 | 4 | 5 | 6 | 7 | 8 | 9
| LV service model 1 | LV service model 2 | LV service model 3 | LV service model 4 | LV service model 5 | LV service model 6 | LV service model 7 | LV service model 8
Domestic Unrestricted | 5% | 0% | 0% | 0% | 0% | 0% | 0% | 0%
Domestic Two Rate | 5% | 0% | 0% | 0% | 0% | 0% | 0% | 0%
Small Non Domestic Unrestricted | 0% | 100% | 0% | 0% | 0% | 0% | 0% | 0%
Small Non Domestic Two Rate | 0% | 100% | 0% | 0% | 0% | 0% | 0% | 0%
LV Medium Non-Domestic | 0% | 0% | 100% | 0% | 0% | 0% | 0% | 0%
LV Sub Medium Non-Domestic | 0% | 0% | 0% | 100% | 0% | 0% | 0% | 0%
LV Network Domestic | 5% | 0% | 0% | 0% | 0% | 0% | 0% | 0%
LV Network Non-Domestic Non-CT | 0% | 100% | 0% | 0% | 0% | 0% | 0% | 0%
LV HH Metered | 0% | 0% | 0% | 0% | 100% | 0% | 0% | 0%
LV Sub HH Metered | 0% | 0% | 0% | 0% | 0% | 100% | 0% | 0%
LV Generation NHH or Aggregate HH | 0% | 0% | 0% | 0% | 0% | 0% | 100% | 0%
LV Sub Generation NHH | 0% | 0% | 0% | 0% | 0% | 0% | 100% | 0%
LV Generation Intermittent | 0% | 0% | 0% | 0% | 0% | 0% | 100% | 0%
LV Generation Intermittent no RP charge | 0% | 0% | 0% | 0% | 0% | 0% | 100% | 0%
LV Generation Non-Intermittent | 0% | 0% | 0% | 0% | 0% | 0% | 0% | 0%
LV Generation Non-Intermittent no RP charge | 0% | 0% | 0% | 0% | 0% | 0% | 0% | 0%
LV Sub Generation Intermittent | 0% | 0% | 0% | 0% | 0% | 0% | 0% | 0%
LV Sub Generation Intermittent no RP charge | 0% | 0% | 0% | 0% | 0% | 0% | 0% | 0%
LV Sub Generation Non-Intermittent | 0% | 0% | 0% | 0% | 0% | 0% | 0% | 0%
LV Sub Generation Non-Intermittent no RP charge | 0% | 0% | 0% | 0% | 0% | 0% | 0% | 0%
1026. Matrix of applicability of LV service models to unmetered tariffs
Source: service models
Proportion of service model involved in connecting load of 1 MWh/year
| LV service model 1 | LV service model 2 | LV service model 3 | LV service model 4 | LV service model 5 | LV service model 6 | LV service model 7 | LV service model 8
All LV unmetered tariffs | 0 | 0 | 0 | 0 | 0 | 0 | 0 | 0.488
1028. Matrix of applicability of HV service models to tariffs with fixed charges
| 2 | 3 | 4 | 5 | 6
| HV service model 1 | HV service model 2 | HV service model 3 | HV service model 4 | HV service model 5
HV Medium Non-Domestic | 100% | 0% | 0% | 0% | 0%
HV HH Metered | 100% | 0% | 0% | 0% | 0%
HV Generation Intermittent | 0% | 100% | 0% | 0% | 0%
HV Generation Intermittent no RP charge | 0% | 100% | 0% | 0% | 0%
HV Generation Non-Intermittent | 0% | 100% | 0% | 0% | 0%
HV Generation Non-Intermittent no RP charge | 0% | 100% | 0% | 0% | 0%
1032. Loss adjustment factors to transmission
Source: losses model or loss adjustment factors at time of system peak.
| 132kV | 132kV/EHV | EHV | EHV/HV | HV | HV/LV | LV circuits
Loss adjustment factor | 1.002 | 1.006 | 1.012 | 1.021 | 1.038 | 1.049 | 1.062
1037. Embedded network (LDNO) discounts
Source: separate price control disaggregation model.
| No discount | LDNO LV: LV user | LDNO HV: LV user | LDNO HV: LV sub user | LDNO HV: HV user
LDNO discount |  | 37.27% | 61.88% | 37.5% | 25.86%
1041. Load profile data for demand users
Source: load data analysis.
| Coincidence factor | Load factor
Domestic Unrestricted | 0.91612 | 0.41795
Domestic Two Rate | 0.34251 | 0.25787
Domestic Off Peak (related MPAN) |  | 0.14408
Small Non Domestic Unrestricted | 0.63581 | 0.39168
Small Non Domestic Two Rate | 0.58841 | 0.42867
Small Non Domestic Off Peak (related MPAN) |  | 0.15294
LV Medium Non-Domestic | 0.85855 | 0.5936
LV Sub Medium Non-Domestic | 0.83823 | 0.60009
HV Medium Non-Domestic | 0.66322 | 0.45491
LV Network Domestic | 0.82599 | 0.38999
LV Network Non-Domestic Non-CT | 0.62628 | 0.39305
LV HH Metered | 0.80329 | 0.58758
LV Sub HH Metered | 0.76582 | 0.61152
HV HH Metered | 0.80058 | 0.72287
NHH UMS category A | 1 | 1
NHH UMS category B | 0.98388 | 0.47495
NHH UMS category C | 0.88051 | 0.24632
NHH UMS category D | 0 | 0.51527
LV UMS (Pseudo HH Metered) | 0.97137 | 0.45549
1053. Volume forecasts for the charging year
| 4 | 5 | 6 | 7 | 8 | 9 | 10
Source: forecast.
Please include MPAN counts for tariffs with no fixed charge (e.g. off-peak tariffs),
but exclude MPANs on tariffs with a fixed charge that are not subject to a fixed charge due to a site grouping arrangement.
| Rate 1 units (MWh) | Rate 2 units (MWh) | Rate 3 units (MWh) | MPANs | Import capacity (kVA) | Exceeded capacity (kVA) | Reactive power units (MVArh)
> Domestic Unrestricted | 0 | 0 | 0 | 0 | 0 |  | 0
Domestic Unrestricted | 4308328.1799 |  |  | 1249039.053
LDNO LV: Domestic Unrestricted | 17317.245 |  |  | 6432.4704
LDNO HV: Domestic Unrestricted | 30359.9862 |  |  | 11844.0125
> Domestic Two Rate
Domestic Two Rate | 607941.0703 | 664320.7424 |  | 209037.5145
LDNO LV: Domestic Two Rate | 996.3345 | 464.3154 |  | 424.5785
LDNO HV: Domestic Two Rate | 958.1885 | 407.9569 |  | 368.3969
> Domestic Off Peak (related MPAN)
Domestic Off Peak (related MPAN) | 45959.7084 |  |  | 15622
LDNO LV: Domestic Off Peak (related MPAN) | 0 |  |  | 0
LDNO HV: Domestic Off Peak (related MPAN) | 0 |  |  | 0
> Small Non Domestic Unrestricted
Small Non Domestic Unrestricted | 1179331.5292 |  |  | 110093.2397
LDNO LV: Small Non Domestic Unrestricted | 788.4368 |  |  | 127.8314
LDNO HV: Small Non Domestic Unrestricted | 7392.7734 |  |  | 462.2006
> Small Non Domestic Two Rate
Small Non Domestic Two Rate | 394405.6541 | 183263.231 |  | 29443.2683
LDNO LV: Small Non Domestic Two Rate | 41.2505 | 17.3181 |  | 2.7572
LDNO HV: Small Non Domestic Two Rate | 926.2489 | 260.329 |  | 23.5548
> Small Non Domestic Off Peak (related MPAN)
Small Non Domestic Off Peak (related MPAN) | 17319.8195 |  |  | 3339
LDNO LV: Small Non Domestic Off Peak (related MPAN) | 0 |  |  | 0
LDNO HV: Small Non Domestic Off Peak (related MPAN) | 0 |  |  | 0
> LV Medium Non-Domestic
LV Medium Non-Domestic | 0.00080133 | 0.00019867 |  | 1.1375e-05
LDNO LV: LV Medium Non-Domestic | 0 | 0 |  | 0
LDNO HV: LV Medium Non-Domestic | 0 | 0 |  | 0
> LV Sub Medium Non-Domestic
LV Sub Medium Non-Domestic | 0.00078188 | 0.00021812 |  | 8.3651e-06
> HV Medium Non-Domestic
HV Medium Non-Domestic | 0.00077903 | 0.00022097 |  | 8.8911e-06
> LV Network Domestic
LV Network Domestic | 0.022038 | 0.056003 | 0.052892 | 0.084932
LDNO LV: LV Network Domestic | 0 | 0 | 0 | 0
LDNO HV: LV Network Domestic | 0 | 0 | 0 | 0
> LV Network Non-Domestic Non-CT
LV Network Non-Domestic Non-CT | 26809.7763 | 198363.7567 | 187790.9274 | 6133.3604
LDNO LV: LV Network Non-Domestic Non-CT | 3.3157 | 24.6105 | 26.2278 | 1.1301
LDNO HV: LV Network Non-Domestic Non-CT | 208.8552 | 1439.9688 | 1182.4128 | 39.9066
> LV HH Metered
LV HH Metered | 86224.9382 | 626406.1163 | 551384.4993 | 6675.4922 | 679119.4609 | 12059.5097 | 78582.1089
LDNO LV: LV HH Metered | 26.6702 | 184.9099 | 189.0491 | 3.6487 | 385.2056 | 0 | 38.8935
LDNO HV: LV HH Metered | 3033.5167 | 19778.4445 | 17104.9385 | 102.5294 | 21251.9289 | 85.5187 | 1726.2376
> LV Sub HH Metered
LV Sub HH Metered | 49864.3684 | 369689.8151 | 340515.4834 | 1936.9854 | 364556.942 | 5286.811 | 65191.5981
LDNO HV: LV Sub HH Metered | 7.3538 | 37.8202 | 52.2947 | 1.1759 | 626.7543 | 0 | 1.4026
> HV HH Metered
HV HH Metered | 153504.2364 | 1093420.3304 | 1183755.4136 | 1060.2706 | 854296.8159 | 14165.4012 | 163805.2025
LDNO HV: HV HH Metered | 835.5652 | 5354.5555 | 7404.6287 | 7.7142 | 12519.1322 | 0 | 256.5251
> NHH UMS category A
NHH UMS category A | 10121.8119 |  |  | 741
LDNO LV: NHH UMS category A | 136.7981 |  |  | 0
LDNO HV: NHH UMS category A | 23.7368 |  |  | 0
> NHH UMS category B
NHH UMS category B | 7712.9716 |  |  | 689
LDNO LV: NHH UMS category B | 75.667 |  |  | 0
LDNO HV: NHH UMS category B | 301.3375 |  |  | 0
> NHH UMS category C
NHH UMS category C | 989.1873 |  |  | 179
LDNO LV: NHH UMS category C | 5.1353 |  |  | 0
LDNO HV: NHH UMS category C | 2.9884 |  |  | 0
> NHH UMS category D
NHH UMS category D | 0 |  |  | 1
LDNO LV: NHH UMS category D | 0 |  |  | 0
LDNO HV: NHH UMS category D | 0 |  |  | 0
> LV UMS (Pseudo HH Metered)
LV UMS (Pseudo HH Metered) | 4105.9859 | 29544.035 | 79785.8046 | 27.4442
LDNO LV: LV UMS (Pseudo HH Metered) | 0 | 0 | 0 | 0
LDNO HV: LV UMS (Pseudo HH Metered) | 1.5826 | 5.7035 | 35.2555 | 1.1759
> LV Generation NHH or Aggregate HH
LV Generation NHH or Aggregate HH | 3214.7578 |  |  | 286
LDNO LV: LV Generation NHH or Aggregate HH | 132.8959 |  |  | 0
LDNO HV: LV Generation NHH or Aggregate HH | 0 |  |  | 0
> LV Sub Generation NHH
LV Sub Generation NHH | 92.0749 |  |  | 1
LDNO HV: LV Sub Generation NHH | 0 |  |  | 0
> LV Generation Intermittent
LV Generation Intermittent | 78529.095 |  |  | 887.0263 |  |  | 6221.8592
LDNO LV: LV Generation Intermittent | 0 |  |  | 0 |  |  | 0
LDNO HV: LV Generation Intermittent | 1158.4982 |  |  | 3.2635 |  |  | 14.6192
> LV Generation Intermittent no RP charge
LV Generation Intermittent no RP charge | 0 |  |  | 0
> LV Generation Non-Intermittent
LV Generation Non-Intermittent | 150.2244 | 933.0172 | 1215.9779 | 16.4289 |  |  | 631.5637
LDNO LV: LV Generation Non-Intermittent | 0 | 0 | 0 | 0 |  |  | 0
LDNO HV: LV Generation Non-Intermittent | 0 | 0 | 0 | 0 |  |  | 0
> LV Generation Non-Intermittent no RP charge
LV Generation Non-Intermittent no RP charge | 0 | 0 | 0 | 0
> LV Sub Generation Intermittent
LV Sub Generation Intermittent | 13040.7426 |  |  | 121.6381 |  |  | 1632.6222
LDNO HV: LV Sub Generation Intermittent | 0 |  |  | 0 |  |  | 0
> LV Sub Generation Intermittent no RP charge
LV Sub Generation Intermittent no RP charge | 0 |  |  | 0
> LV Sub Generation Non-Intermittent
LV Sub Generation Non-Intermittent | 262.7783 | 1416.4303 | 2413.7732 | 12.4789 |  |  | 606.8858
LDNO HV: LV Sub Generation Non-Intermittent | 0 | 0 | 0 | 0 |  |  | 0
> LV Sub Generation Non-Intermittent no RP charge
LV Sub Generation Non-Intermittent no RP charge | 0 | 0 | 0 | 0
> HV Generation Intermittent
HV Generation Intermittent | 408798.588 |  |  | 237.9972 |  |  | 3870.4538
LDNO HV: HV Generation Intermittent | 28.9653 |  |  | 1.971 |  |  | 0
> HV Generation Intermittent no RP charge
HV Generation Intermittent no RP charge | 0 |  |  | 0
> HV Generation Non-Intermittent
HV Generation Non-Intermittent | 18175.243 | 96563.407 | 133398.7956 | 70.9433 |  |  | 2452.5004
LDNO HV: HV Generation Non-Intermittent | 0.069665 | 0.88856 | 2.9569 | 1.3382 |  |  | 0.94972
> HV Generation Non-Intermittent no RP charge
HV Generation Non-Intermittent no RP charge | 0 | 0 | 0 | 0
1055. Transmission exit charges (£/year)
Source: forecast.
Transmission exit
Transmission exit charges (£/year) | 8442465.8796
1059. Other expenditure
| Direct cost (£/year) | Indirect cost (£/year) | Indirect cost proportion | Network rates (£/year)
Other expenditure | 33743177.6535 | 100910650.8099 | 60% | 19601920
1060. Customer contributions under current connection charging policy
Source: analysis of expenditure data and/or survey of capital expenditure schemes.
Customer contribution percentages by network level of supply and by asset network level.
These proportions should reflect the current connection charging method, not necessarily the method that was in place when the connection was built.
| Assets 132kV | Assets 132kV/EHV | Assets EHV | Assets EHV/HV | Assets 132kV/HV | Assets HV | Assets HV/LV | Assets LV circuits
LV network | 0% | 0% | 0% | 81% | 0% | 81% | 95% | 95%
LV substation | 0% | 0% | 0% | 81% | 0% | 81% | 95%
HV network | 0% | 67% | 67% | 100% | 0% | 100%
HV substation | 0% | 67% | 67% | 100%
1061. Average split of rate 1 units by distribution time band
| Red | Amber | Green
Domestic Unrestricted | 8.874% | 46.24% | 44.89%
Domestic Two Rate | 10.75% | 53.93% | 35.32%
Domestic Off Peak (related MPAN) | 0.1347% | 10.87% | 88.99%
Small Non Domestic Unrestricted | 6.262% | 56.6% | 37.14%
Small Non Domestic Two Rate | 8.116% | 63.07% | 28.82%
Small Non Domestic Off Peak (related MPAN) | 0.2111% | 11.8% | 87.99%
LV Medium Non-Domestic | 8.297% | 62.04% | 29.67%
LV Sub Medium Non-Domestic | 8.189% | 61.86% | 29.96%
HV Medium Non-Domestic | 8.215% | 63.96% | 27.83%
1062. Average split of rate 2 units by distribution time band
| Black | Yellow | Green
Domestic Two Rate | 0% | 2.098% | 97.9%
Small Non Domestic Two Rate | 0% | 2.644% | 97.36%
LV Medium Non-Domestic | 0% | 0% | 100%
LV Sub Medium Non-Domestic | 0% | 0% | 100%
HV Medium Non-Domestic | 0% | 0% | 100%
1064. Average split of rate 1 units by special distribution time band
| Black | Yellow | Green
NHH UMS category A | 1.734% | 43.55% | 54.71%
NHH UMS category B | 3.285% | 15.18% | 81.54%
NHH UMS category C | 5.927% | 24.81% | 69.26%
NHH UMS category D | 0.2449% | 69.96% | 29.8%
1066. Typical annual hours by special distribution time band
Source: definition of distribution time bands.
The figures in this table will be automatically adjusted to match the number of days in the charging period.
| Black | Yellow | Green
Annual hours | 152 | 3803 | 4805
1068. Typical annual hours by distribution time band
Source: definition of distribution time bands.
The figures in this table will be automatically adjusted to match the number of days in the charging period.
| Red | Amber | Green
Annual hours | 520 | 3435 | 4805
1069. Peaking probabilities by network level
Source: analysis of network operation data.
| Red | Amber | Green | Black
GSPs | 100% | 0% | 0% | 92.16%
132kV | 84.42% | 9.015% | 6.563% | 80.59%
132kV/EHV | 84.42% | 9.015% | 6.563% | 80.59%
EHV | 60.27% | 31.02% | 8.718% | 53.55%
EHV/HV | 60.27% | 31.02% | 8.718% | 53.55%
132kV/HV | 84.42% | 9.015% | 6.563% | 80.59%
HV | 60.27% | 31.02% | 8.718% | 53.55%
HV/LV | 60.27% | 31.02% | 8.718% | 53.55%
LV circuits | 60.27% | 31.02% | 8.718% | 53.55%
1076. Target CDCM net revenue (£/year)
Source: mostly forecasts and price control formulae.
Target CDCM net revenue (£/year)
Target CDCM net revenue (£/year) | 335873204.2505
1092. Average kVAr by kVA, by network level
Source: analysis of operational data.
This is the average of MVAr/MVA or SQRT(1-PF^2) across relevant network elements.
| GSPs | 132kV | 132kV/EHV | EHV | EHV/HV | 132kV/HV | HV | HV/LV | LV circuits
Average kVAr by kVA, by network level | 0.19279 | 0.19279 | 0.19279 | 0.19279 | 0.19279 | 0.19279 | 0.19279 | 0.19279 | 0.19279

## (Y+1)
Input data (Y+1)
1000. Company, charging year, data version
| Company | Year | Version
Company, charging year, data version | 0 | 0 | 0
1010. Financial and general assumptions
Sources: financial assumptions; calendar; network model.
These financial assumptions determine the annuity rate applied to convert the asset values of the network model into an annual charge.
| Rate of return | Annualisation period (years) | Annuity proportion for customer-contributed assets | Power factor | Days in the charging period
Financial and general assumptions | 4.21% | 40 |  | 0.95 | 365
1017. Diversity allowance between top and bottom of network level
Source: operational data analysis and/or network model.
The diversity figure against GSP is the diversity between GSP Group (the whole system) and individual GSPs.
The diversity figure against 132kV is the diversity between GSPs (the top of the 132kV network) and 132kV/EHV bulk supply points (the bottom of the 132kV network).
The diversity figure against EHV is the diversity between 132kV/EHV bulk supply points (the top of the EHV network) and EHV/HV primary substations (the bottom of the EHV network).
The diversity figure against HV is the diversity between EHV/HV primary substations (the top of the HV network) and HV/LV substations (the bottom of the HV network).
Diversity allowance between top and bottom of network level
GSPs | 2.2%
132kV | 3.1%
132kV/EHV
EHV | 7.5%
EHV/HV
HV | 37%
HV/LV
LV circuits
1018. Proportion of relevant load going through 132kV/HV direct transformation
132kV/HV
EHV/HV | 0%
1019. Network model GSP peak demand (MW)
Network model GSP peak demand (MW)
Network model GSP peak demand (MW) | 500
1020. Gross asset cost by network level (£)
Gross assets £
132kV | 121964810.7595
132kV/EHV | 17275004.2324
EHV | 43610695.9184
EHV/HV | 43830764.2255
132kV/HV | 0
HV | 156099204.3221
HV/LV | 66520556.5252
LV circuits | 142868591.0473
1022. LV service model asset cost (£)
| LV service model 1 | LV service model 2 | LV service model 3 | LV service model 4 | LV service model 5 | LV service model 6 | LV service model 7 | LV service model 8
LV service model asset cost (£) | 5588.3352 | 628.6318 | 765.3548 | 567.6024 | 1290.2865 | 993.7956 | 0 | 519.7609
1023. HV service model asset cost (£)
| HV service model 1 | HV service model 2 | HV service model 3 | HV service model 4 | HV service model 5
HV service model asset cost (£) | 9859.6053 | 4753.6488 | 0 | 0 | 0
1025. Matrix of applicability of LV service models to tariffs with fixed charges
| 10 | 11 | 12 | 13 | 14 | 15 | 16 | 17
| LV service model 1 | LV service model 2 | LV service model 3 | LV service model 4 | LV service model 5 | LV service model 6 | LV service model 7 | LV service model 8
Domestic Unrestricted | 5% | 0% | 0% | 0% | 0% | 0% | 0% | 0%
Domestic Two Rate | 5% | 0% | 0% | 0% | 0% | 0% | 0% | 0%
Small Non Domestic Unrestricted | 0% | 100% | 0% | 0% | 0% | 0% | 0% | 0%
Small Non Domestic Two Rate | 0% | 100% | 0% | 0% | 0% | 0% | 0% | 0%
LV Medium Non-Domestic | 0% | 0% | 100% | 0% | 0% | 0% | 0% | 0%
LV Sub Medium Non-Domestic | 0% | 0% | 0% | 100% | 0% | 0% | 0% | 0%
LV Network Domestic | 5% | 0% | 0% | 0% | 0% | 0% | 0% | 0%
LV Network Non-Domestic Non-CT | 0% | 100% | 0% | 0% | 0% | 0% | 0% | 0%
LV HH Metered | 0% | 0% | 0% | 0% | 100% | 0% | 0% | 0%
LV Sub HH Metered | 0% | 0% | 0% | 0% | 0% | 100% | 0% | 0%
LV Generation NHH or Aggregate HH | 0% | 0% | 0% | 0% | 0% | 0% | 100% | 0%
LV Sub Generation NHH | 0% | 0% | 0% | 0% | 0% | 0% | 100% | 0%
LV Generation Intermittent | 0% | 0% | 0% | 0% | 0% | 0% | 100% | 0%
LV Generation Intermittent no RP charge | 0% | 0% | 0% | 0% | 0% | 0% | 100% | 0%
LV Generation Non-Intermittent | 0% | 0% | 0% | 0% | 0% | 0% | 0% | 0%
LV Generation Non-Intermittent no RP charge | 0% | 0% | 0% | 0% | 0% | 0% | 0% | 0%
LV Sub Generation Intermittent | 0% | 0% | 0% | 0% | 0% | 0% | 0% | 0%
LV Sub Generation Intermittent no RP charge | 0% | 0% | 0% | 0% | 0% | 0% | 0% | 0%
LV Sub Generation Non-Intermittent | 0% | 0% | 0% | 0% | 0% | 0% | 0% | 0%
LV Sub Generation Non-Intermittent no RP charge | 0% | 0% | 0% | 0% | 0% | 0% | 0% | 0%
1026. Matrix of applicability of LV service models to unmetered tariffs
Source: service models
Proportion of service model involved in connecting load of 1 MWh/year
| LV service model 1 | LV service model 2 | LV service model 3 | LV service model 4 | LV service model 5 | LV service model 6 | LV service model 7 | LV service model 8
All LV unmetered tariffs | 0 | 0 | 0 | 0 | 0 | 0 | 0 | 0.488
1028. Matrix of applicability of HV service models to tariffs with fixed charges
| 7 | 8 | 9 | 10 | 11
| HV service model 1 | HV service model 2 | HV service model 3 | HV service model 4 | HV service model 5
HV Medium Non-Domestic | 100% | 0% | 0% | 0% | 0%
HV HH Metered | 100% | 0% | 0% | 0% | 0%
HV Generation Intermittent | 0% | 100% | 0% | 0% | 0%
HV Generation Intermittent no RP charge | 0% | 100% | 0% | 0% | 0%
HV Generation Non-Intermittent | 0% | 100% | 0% | 0% | 0%
HV Generation Non-Intermittent no RP charge | 0% | 100% | 0% | 0% | 0%
1032. Loss adjustment factors to transmission
Source: losses model or loss adjustment factors at time of system peak.
| 132kV | 132kV/EHV | EHV | EHV/HV | HV | HV/LV | LV circuits
Loss adjustment factor | 1.002 | 1.006 | 1.012 | 1.021 | 1.038 | 1.049 | 1.062
1037. Embedded network (LDNO) discounts
Source: separate price control disaggregation model.
| No discount | LDNO LV: LV user | LDNO HV: LV user | LDNO HV: LV sub user | LDNO HV: HV user
LDNO discount |  | 37.27% | 61.88% | 37.5% | 25.86%
1041. Load profile data for demand users
Source: load data analysis.
| Coincidence factor | Load factor
Domestic Unrestricted | 0.91612 | 0.41795
Domestic Two Rate | 0.34251 | 0.25787
Domestic Off Peak (related MPAN) |  | 0.14408
Small Non Domestic Unrestricted | 0.63581 | 0.39168
Small Non Domestic Two Rate | 0.58841 | 0.42867
Small Non Domestic Off Peak (related MPAN) |  | 0.15294
LV Medium Non-Domestic | 0.85855 | 0.5936
LV Sub Medium Non-Domestic | 0.83823 | 0.60009
HV Medium Non-Domestic | 0.66322 | 0.45491
LV Network Domestic | 0.82599 | 0.38999
LV Network Non-Domestic Non-CT | 0.62628 | 0.39305
LV HH Metered | 0.80329 | 0.58758
LV Sub HH Metered | 0.76582 | 0.61152
HV HH Metered | 0.80058 | 0.72287
NHH UMS category A | 1 | 1
NHH UMS category B | 0.98388 | 0.47495
NHH UMS category C | 0.88051 | 0.24632
NHH UMS category D | 0 | 0.51527
LV UMS (Pseudo HH Metered) | 0.97137 | 0.45549
1053. Volume forecasts for the charging year
| 11 | 12 | 13 | 14 | 15 | 16 | 17
Source: forecast.
Please include MPAN counts for tariffs with no fixed charge (e.g. off-peak tariffs),
but exclude MPANs on tariffs with a fixed charge that are not subject to a fixed charge due to a site grouping arrangement.
| Rate 1 units (MWh) | Rate 2 units (MWh) | Rate 3 units (MWh) | MPANs | Import capacity (kVA) | Exceeded capacity (kVA) | Reactive power units (MVArh)
> Domestic Unrestricted | 0 | 0 | 0 | 0 | 0 |  | 0
Domestic Unrestricted | 4308328.1799 |  |  | 1249039.053
LDNO LV: Domestic Unrestricted | 17317.245 |  |  | 6432.4704
LDNO HV: Domestic Unrestricted | 30359.9862 |  |  | 11844.0125
> Domestic Two Rate
Domestic Two Rate | 607941.0703 | 664320.7424 |  | 209037.5145
LDNO LV: Domestic Two Rate | 996.3345 | 464.3154 |  | 424.5785
LDNO HV: Domestic Two Rate | 958.1885 | 407.9569 |  | 368.3969
> Domestic Off Peak (related MPAN)
Domestic Off Peak (related MPAN) | 45959.7084 |  |  | 15622
LDNO LV: Domestic Off Peak (related MPAN) | 0 |  |  | 0
LDNO HV: Domestic Off Peak (related MPAN) | 0 |  |  | 0
> Small Non Domestic Unrestricted
Small Non Domestic Unrestricted | 1179331.5292 |  |  | 110093.2397
LDNO LV: Small Non Domestic Unrestricted | 788.4368 |  |  | 127.8314
LDNO HV: Small Non Domestic Unrestricted | 7392.7734 |  |  | 462.2006
> Small Non Domestic Two Rate
Small Non Domestic Two Rate | 394405.6541 | 183263.231 |  | 29443.2683
LDNO LV: Small Non Domestic Two Rate | 41.2505 | 17.3181 |  | 2.7572
LDNO HV: Small Non Domestic Two Rate | 926.2489 | 260.329 |  | 23.5548
> Small Non Domestic Off Peak (related MPAN)
Small Non Domestic Off Peak (related MPAN) | 17319.8195 |  |  | 3339
LDNO LV: Small Non Domestic Off Peak (related MPAN) | 0 |  |  | 0
LDNO HV: Small Non Domestic Off Peak (related MPAN) | 0 |  |  | 0
> LV Medium Non-Domestic
LV Medium Non-Domestic | 0.00080133 | 0.00019867 |  | 1.1375e-05
LDNO LV: LV Medium Non-Domestic | 0 | 0 |  | 0
LDNO HV: LV Medium Non-Domestic | 0 | 0 |  | 0
> LV Sub Medium Non-Domestic
LV Sub Medium Non-Domestic | 0.00078188 | 0.00021812 |  | 8.3651e-06
> HV Medium Non-Domestic
HV Medium Non-Domestic | 0.00077903 | 0.00022097 |  | 8.8911e-06
> LV Network Domestic
LV Network Domestic | 0.022038 | 0.056003 | 0.052892 | 0.084932
LDNO LV: LV Network Domestic | 0 | 0 | 0 | 0
LDNO HV: LV Network Domestic | 0 | 0 | 0 | 0
> LV Network Non-Domestic Non-CT
LV Network Non-Domestic Non-CT | 26809.7763 | 198363.7567 | 187790.9274 | 6133.3604
LDNO LV: LV Network Non-Domestic Non-CT | 3.3157 | 24.6105 | 26.2278 | 1.1301
LDNO HV: LV Network Non-Domestic Non-CT | 208.8552 | 1439.9688 | 1182.4128 | 39.9066
> LV HH Metered
LV HH Metered | 86224.9382 | 626406.1163 | 551384.4993 | 6675.4922 | 679119.4609 | 12059.5097 | 78582.1089
LDNO LV: LV HH Metered | 26.6702 | 184.9099 | 189.0491 | 3.6487 | 385.2056 | 0 | 38.8935
LDNO HV: LV HH Metered | 3033.5167 | 19778.4445 | 17104.9385 | 102.5294 | 21251.9289 | 85.5187 | 1726.2376
> LV Sub HH Metered
LV Sub HH Metered | 49864.3684 | 369689.8151 | 340515.4834 | 1936.9854 | 364556.942 | 5286.811 | 65191.5981
LDNO HV: LV Sub HH Metered | 7.3538 | 37.8202 | 52.2947 | 1.1759 | 626.7543 | 0 | 1.4026
> HV HH Metered
HV HH Metered | 153504.2364 | 1093420.3304 | 1183755.4136 | 1060.2706 | 854296.8159 | 14165.4012 | 163805.2025
LDNO HV: HV HH Metered | 835.5652 | 5354.5555 | 7404.6287 | 7.7142 | 12519.1322 | 0 | 256.5251
> NHH UMS category A
NHH UMS category A | 10121.8119 |  |  | 741
LDNO LV: NHH UMS category A | 136.7981 |  |  | 0
LDNO HV: NHH UMS category A | 23.7368 |  |  | 0
> NHH UMS category B
NHH UMS category B | 7712.9716 |  |  | 689
LDNO LV: NHH UMS category B | 75.667 |  |  | 0
LDNO HV: NHH UMS category B | 301.3375 |  |  | 0
> NHH UMS category C
NHH UMS category C | 989.1873 |  |  | 179
LDNO LV: NHH UMS category C | 5.1353 |  |  | 0
LDNO HV: NHH UMS category C | 2.9884 |  |  | 0
> NHH UMS category D
NHH UMS category D | 0 |  |  | 1
LDNO LV: NHH UMS category D | 0 |  |  | 0
LDNO HV: NHH UMS category D | 0 |  |  | 0
> LV UMS (Pseudo HH Metered)
LV UMS (Pseudo HH Metered) | 4105.9859 | 29544.035 | 79785.8046 | 27.4442
LDNO LV: LV UMS (Pseudo HH Metered) | 0 | 0 | 0 | 0
LDNO HV: LV UMS (Pseudo HH Metered) | 1.5826 | 5.7035 | 35.2555 | 1.1759
> LV Generation NHH or Aggregate HH
LV Generation NHH or Aggregate HH | 3214.7578 |  |  | 286
LDNO LV: LV Generation NHH or Aggregate HH | 132.8959 |  |  | 0
LDNO HV: LV Generation NHH or Aggregate HH | 0 |  |  | 0
> LV Sub Generation NHH
LV Sub Generation NHH | 92.0749 |  |  | 1
LDNO HV: LV Sub Generation NHH | 0 |  |  | 0
> LV Generation Intermittent
LV Generation Intermittent | 78529.095 |  |  | 887.0263 |  |  | 6221.8592
LDNO LV: LV Generation Intermittent | 0 |  |  | 0 |  |  | 0
LDNO HV: LV Generation Intermittent | 1158.4982 |  |  | 3.2635 |  |  | 14.6192
> LV Generation Intermittent no RP charge
LV Generation Intermittent no RP charge | 0 |  |  | 0
> LV Generation Non-Intermittent
LV Generation Non-Intermittent | 150.2244 | 933.0172 | 1215.9779 | 16.4289 |  |  | 631.5637
LDNO LV: LV Generation Non-Intermittent | 0 | 0 | 0 | 0 |  |  | 0
LDNO HV: LV Generation Non-Intermittent | 0 | 0 | 0 | 0 |  |  | 0
> LV Generation Non-Intermittent no RP charge
LV Generation Non-Intermittent no RP charge | 0 | 0 | 0 | 0
> LV Sub Generation Intermittent
LV Sub Generation Intermittent | 13040.7426 |  |  | 121.6381 |  |  | 1632.6222
LDNO HV: LV Sub Generation Intermittent | 0 |  |  | 0 |  |  | 0
> LV Sub Generation Intermittent no RP charge
LV Sub Generation Intermittent no RP charge | 0 |  |  | 0
> LV Sub Generation Non-Intermittent
LV Sub Generation Non-Intermittent | 262.7783 | 1416.4303 | 2413.7732 | 12.4789 |  |  | 606.8858
LDNO HV: LV Sub Generation Non-Intermittent | 0 | 0 | 0 | 0 |  |  | 0
> LV Sub Generation Non-Intermittent no RP charge
LV Sub Generation Non-Intermittent no RP charge | 0 | 0 | 0 | 0
> HV Generation Intermittent
HV Generation Intermittent | 408798.588 |  |  | 237.9972 |  |  | 3870.4538
LDNO HV: HV Generation Intermittent | 28.9653 |  |  | 1.971 |  |  | 0
> HV Generation Intermittent no RP charge
HV Generation Intermittent no RP charge | 0 |  |  | 0
> HV Generation Non-Intermittent
HV Generation Non-Intermittent | 18175.243 | 96563.407 | 133398.7956 | 70.9433 |  |  | 2452.5004
LDNO HV: HV Generation Non-Intermittent | 0.069665 | 0.88856 | 2.9569 | 1.3382 |  |  | 0.94972
> HV Generation Non-Intermittent no RP charge
HV Generation Non-Intermittent no RP charge | 0 | 0 | 0 | 0
1055. Transmission exit charges (£/year)
Source: forecast.
Transmission exit
Transmission exit charges (£/year) | 9263214.2318
1059. Other expenditure
| Direct cost (£/year) | Indirect cost (£/year) | Indirect cost proportion | Network rates (£/year)
Other expenditure | 34765698.1884 | 103968549.3193 | 60% | 20157440
1060. Customer contributions under current connection charging policy
Source: analysis of expenditure data and/or survey of capital expenditure schemes.
Customer contribution percentages by network level of supply and by asset network level.
These proportions should reflect the current connection charging method, not necessarily the method that was in place when the connection was built.
| Assets 132kV | Assets 132kV/EHV | Assets EHV | Assets EHV/HV | Assets 132kV/HV | Assets HV | Assets HV/LV | Assets LV circuits
LV network | 0% | 0% | 0% | 81% | 0% | 81% | 95% | 95%
LV substation | 0% | 0% | 0% | 81% | 0% | 81% | 95%
HV network | 0% | 67% | 67% | 100% | 0% | 100%
HV substation | 0% | 67% | 67% | 100%
1061. Average split of rate 1 units by distribution time band
| Red | Amber | Green
Domestic Unrestricted | 8.874% | 46.24% | 44.89%
Domestic Two Rate | 10.75% | 53.93% | 35.32%
Domestic Off Peak (related MPAN) | 0.1347% | 10.87% | 88.99%
Small Non Domestic Unrestricted | 6.262% | 56.6% | 37.14%
Small Non Domestic Two Rate | 8.116% | 63.07% | 28.82%
Small Non Domestic Off Peak (related MPAN) | 0.2111% | 11.8% | 87.99%
LV Medium Non-Domestic | 8.297% | 62.04% | 29.67%
LV Sub Medium Non-Domestic | 8.189% | 61.86% | 29.96%
HV Medium Non-Domestic | 8.215% | 63.96% | 27.83%
1062. Average split of rate 2 units by distribution time band
| Red | Amber | Green
Domestic Two Rate | 0% | 2.098% | 97.9%
Small Non Domestic Two Rate | 0% | 2.644% | 97.36%
LV Medium Non-Domestic | 0% | 0% | 100%
LV Sub Medium Non-Domestic | 0% | 0% | 100%
HV Medium Non-Domestic | 0% | 0% | 100%
1064. Average split of rate 1 units by special distribution time band
| Black | Yellow | Green
NHH UMS category A | 1.734% | 43.55% | 54.71%
NHH UMS category B | 3.285% | 15.18% | 81.54%
NHH UMS category C | 5.927% | 24.81% | 69.26%
NHH UMS category D | 0.2449% | 69.96% | 29.8%
1066. Typical annual hours by special distribution time band
Source: definition of distribution time bands.
The figures in this table will be automatically adjusted to match the number of days in the charging period.
| Black | Yellow | Green
Annual hours | 152 | 3828 | 4804
1068. Typical annual hours by distribution time band
Source: definition of distribution time bands.
The figures in this table will be automatically adjusted to match the number of days in the charging period.
| Red | Amber | Green
Annual hours | 524 | 3456 | 4804
1069. Peaking probabilities by network level
Source: analysis of network operation data.
| Red | Amber | Green | Black
GSPs | 100% | 0% | 0% | 92.16%
132kV | 84.42% | 9.015% | 6.563% | 80.59%
132kV/EHV | 84.42% | 9.015% | 6.563% | 80.59%
EHV | 60.27% | 31.02% | 8.718% | 53.55%
EHV/HV | 60.27% | 31.02% | 8.718% | 53.55%
132kV/HV | 84.42% | 9.015% | 6.563% | 80.59%
HV | 60.27% | 31.02% | 8.718% | 53.55%
HV/LV | 60.27% | 31.02% | 8.718% | 53.55%
LV circuits | 60.27% | 31.02% | 8.718% | 53.55%
1076. Target CDCM net revenue (£/year)
Source: mostly forecasts and price control formulae.
Target CDCM net revenue (£/year)
Target CDCM net revenue (£/year) | 351258548.7918
1092. Average kVAr by kVA, by network level
Source: analysis of operational data.
This is the average of MVAr/MVA or SQRT(1-PF^2) across relevant network elements.
| GSPs | 132kV | 132kV/EHV | EHV | EHV/HV | 132kV/HV | HV | HV/LV | LV circuits
Average kVAr by kVA, by network level | 0.19279 | 0.19279 | 0.19279 | 0.19279 | 0.19279 | 0.19279 | 0.19279 | 0.19279 | 0.19279

## (Y+2)
Input data (Y+2)
1000. Company, charging year, data version
| Company | Year | Version
Company, charging year, data version | 0 | 0 | 0
1010. Financial and general assumptions
Sources: financial assumptions; calendar; network model.
These financial assumptions determine the annuity rate applied to convert the asset values of the network model into an annual charge.
| Rate of return | Annualisation period (years) | Annuity proportion for customer-contributed assets | Power factor | Days in the charging period
Financial and general assumptions | 4.21% | 40 |  | 0.95 | 366
1017. Diversity allowance between top and bottom of network level
Source: operational data analysis and/or network model.
The diversity figure against GSP is the diversity between GSP Group (the whole system) and individual GSPs.
The diversity figure against 132kV is the diversity between GSPs (the top of the 132kV network) and 132kV/EHV bulk supply points (the bottom of the 132kV network).
The diversity figure against EHV is the diversity between 132kV/EHV bulk supply points (the top of the EHV network) and EHV/HV primary substations (the bottom of the EHV network).
The diversity figure against HV is the diversity between EHV/HV primary substations (the top of the HV network) and HV/LV substations (the bottom of the HV network).
Diversity allowance between top and bottom of network level
GSPs | 2.2%
132kV | 3.1%
132kV/EHV
EHV | 7.5%
EHV/HV
HV | 37%
HV/LV
LV circuits
1018. Proportion of relevant load going through 132kV/HV direct transformation
132kV/HV
EHV/HV | 0%
1019. Network model GSP peak demand (MW)
Network model GSP peak demand (MW)
Network model GSP peak demand (MW) | 500
1020. Gross asset cost by network level (£)
Gross assets £
132kV | 125756993.9512
132kV/EHV | 17812126.2127
EHV | 44966658.7327
EHV/HV | 45193569.4997
132kV/HV | 0
HV | 160952708.9943
HV/LV | 68588842.7365
LV circuits | 147310723.7101
1022. LV service model asset cost (£)
| LV service model 1 | LV service model 2 | LV service model 3 | LV service model 4 | LV service model 5 | LV service model 6 | LV service model 7 | LV service model 8
LV service model asset cost (£) | 5762.0901 | 648.1775 | 789.1515 | 585.2505 | 1330.4047 | 1024.6951 | 0 | 535.9215
1023. HV service model asset cost (£)
| HV service model 1 | HV service model 2 | HV service model 3 | HV service model 4 | HV service model 5
HV service model asset cost (£) | 10166.1645 | 4901.4513 | 0 | 0 | 0
1025. Matrix of applicability of LV service models to tariffs with fixed charges
| 18 | 19 | 20 | 21 | 22 | 23 | 24 | 25
| LV service model 1 | LV service model 2 | LV service model 3 | LV service model 4 | LV service model 5 | LV service model 6 | LV service model 7 | LV service model 8
Domestic Unrestricted | 5% | 0% | 0% | 0% | 0% | 0% | 0% | 0%
Domestic Two Rate | 5% | 0% | 0% | 0% | 0% | 0% | 0% | 0%
Small Non Domestic Unrestricted | 0% | 100% | 0% | 0% | 0% | 0% | 0% | 0%
Small Non Domestic Two Rate | 0% | 100% | 0% | 0% | 0% | 0% | 0% | 0%
LV Medium Non-Domestic | 0% | 0% | 100% | 0% | 0% | 0% | 0% | 0%
LV Sub Medium Non-Domestic | 0% | 0% | 0% | 100% | 0% | 0% | 0% | 0%
LV Network Domestic | 5% | 0% | 0% | 0% | 0% | 0% | 0% | 0%
LV Network Non-Domestic Non-CT | 0% | 100% | 0% | 0% | 0% | 0% | 0% | 0%
LV HH Metered | 0% | 0% | 0% | 0% | 100% | 0% | 0% | 0%
LV Sub HH Metered | 0% | 0% | 0% | 0% | 0% | 100% | 0% | 0%
LV Generation NHH or Aggregate HH | 0% | 0% | 0% | 0% | 0% | 0% | 100% | 0%
LV Sub Generation NHH | 0% | 0% | 0% | 0% | 0% | 0% | 100% | 0%
LV Generation Intermittent | 0% | 0% | 0% | 0% | 0% | 0% | 100% | 0%
LV Generation Intermittent no RP charge | 0% | 0% | 0% | 0% | 0% | 0% | 100% | 0%
LV Generation Non-Intermittent | 0% | 0% | 0% | 0% | 0% | 0% | 0% | 0%
LV Generation Non-Intermittent no RP charge | 0% | 0% | 0% | 0% | 0% | 0% | 0% | 0%
LV Sub Generation Intermittent | 0% | 0% | 0% | 0% | 0% | 0% | 0% | 0%
LV Sub Generation Intermittent no RP charge | 0% | 0% | 0% | 0% | 0% | 0% | 0% | 0%
LV Sub Generation Non-Intermittent | 0% | 0% | 0% | 0% | 0% | 0% | 0% | 0%
LV Sub Generation Non-Intermittent no RP charge | 0% | 0% | 0% | 0% | 0% | 0% | 0% | 0%
1026. Matrix of applicability of LV service models to unmetered tariffs
Source: service models
Proportion of service model involved in connecting load of 1 MWh/year
| LV service model 1 | LV service model 2 | LV service model 3 | LV service model 4 | LV service model 5 | LV service model 6 | LV service model 7 | LV service model 8
All LV unmetered tariffs | 0 | 0 | 0 | 0 | 0 | 0 | 0 | 0.488
1028. Matrix of applicability of HV service models to tariffs with fixed charges
| 12 | 13 | 14 | 15 | 16
| HV service model 1 | HV service model 2 | HV service model 3 | HV service model 4 | HV service model 5
HV Medium Non-Domestic | 100% | 0% | 0% | 0% | 0%
HV HH Metered | 100% | 0% | 0% | 0% | 0%
HV Generation Intermittent | 0% | 100% | 0% | 0% | 0%
HV Generation Intermittent no RP charge | 0% | 100% | 0% | 0% | 0%
HV Generation Non-Intermittent | 0% | 100% | 0% | 0% | 0%
HV Generation Non-Intermittent no RP charge | 0% | 100% | 0% | 0% | 0%
1032. Loss adjustment factors to transmission
Source: losses model or loss adjustment factors at time of system peak.
| 132kV | 132kV/EHV | EHV | EHV/HV | HV | HV/LV | LV circuits
Loss adjustment factor | 1.002 | 1.006 | 1.012 | 1.021 | 1.038 | 1.049 | 1.062
1037. Embedded network (LDNO) discounts
Source: separate price control disaggregation model.
| No discount | LDNO LV: LV user | LDNO HV: LV user | LDNO HV: LV sub user | LDNO HV: HV user
LDNO discount |  | 37.27% | 61.88% | 37.5% | 25.86%
1041. Load profile data for demand users
Source: load data analysis.
| Coincidence factor | Load factor
Domestic Unrestricted | 0.91612 | 0.41795
Domestic Two Rate | 0.34251 | 0.25787
Domestic Off Peak (related MPAN) |  | 0.14408
Small Non Domestic Unrestricted | 0.63581 | 0.39168
Small Non Domestic Two Rate | 0.58841 | 0.42867
Small Non Domestic Off Peak (related MPAN) |  | 0.15294
LV Medium Non-Domestic | 0.85855 | 0.5936
LV Sub Medium Non-Domestic | 0.83823 | 0.60009
HV Medium Non-Domestic | 0.66322 | 0.45491
LV Network Domestic | 0.82599 | 0.38999
LV Network Non-Domestic Non-CT | 0.62628 | 0.39305
LV HH Metered | 0.80329 | 0.58758
LV Sub HH Metered | 0.76582 | 0.61152
HV HH Metered | 0.80058 | 0.72287
NHH UMS category A | 1 | 1
NHH UMS category B | 0.98388 | 0.47495
NHH UMS category C | 0.88051 | 0.24632
NHH UMS category D | 0 | 0.51527
LV UMS (Pseudo HH Metered) | 0.97137 | 0.45549
1053. Volume forecasts for the charging year
| 18 | 19 | 20 | 21 | 22 | 23 | 24
Source: forecast.
Please include MPAN counts for tariffs with no fixed charge (e.g. off-peak tariffs),
but exclude MPANs on tariffs with a fixed charge that are not subject to a fixed charge due to a site grouping arrangement.
| Rate 1 units (MWh) | Rate 2 units (MWh) | Rate 3 units (MWh) | MPANs | Import capacity (kVA) | Exceeded capacity (kVA) | Reactive power units (MVArh)
> Domestic Unrestricted | 0 | 0 | 0 | 0 | 0 |  | 0
Domestic Unrestricted | 4308328.1799 |  |  | 1249039.053
LDNO LV: Domestic Unrestricted | 17317.245 |  |  | 6432.4704
LDNO HV: Domestic Unrestricted | 30359.9862 |  |  | 11844.0125
> Domestic Two Rate
Domestic Two Rate | 607941.0703 | 664320.7424 |  | 209037.5145
LDNO LV: Domestic Two Rate | 996.3345 | 464.3154 |  | 424.5785
LDNO HV: Domestic Two Rate | 958.1885 | 407.9569 |  | 368.3969
> Domestic Off Peak (related MPAN)
Domestic Off Peak (related MPAN) | 45959.7084 |  |  | 15622
LDNO LV: Domestic Off Peak (related MPAN) | 0 |  |  | 0
LDNO HV: Domestic Off Peak (related MPAN) | 0 |  |  | 0
> Small Non Domestic Unrestricted
Small Non Domestic Unrestricted | 1179331.5292 |  |  | 110093.2397
LDNO LV: Small Non Domestic Unrestricted | 788.4368 |  |  | 127.8314
LDNO HV: Small Non Domestic Unrestricted | 7392.7734 |  |  | 462.2006
> Small Non Domestic Two Rate
Small Non Domestic Two Rate | 394405.6541 | 183263.231 |  | 29443.2683
LDNO LV: Small Non Domestic Two Rate | 41.2505 | 17.3181 |  | 2.7572
LDNO HV: Small Non Domestic Two Rate | 926.2489 | 260.329 |  | 23.5548
> Small Non Domestic Off Peak (related MPAN)
Small Non Domestic Off Peak (related MPAN) | 17319.8195 |  |  | 3339
LDNO LV: Small Non Domestic Off Peak (related MPAN) | 0 |  |  | 0
LDNO HV: Small Non Domestic Off Peak (related MPAN) | 0 |  |  | 0
> LV Medium Non-Domestic
LV Medium Non-Domestic | 0.00080133 | 0.00019867 |  | 1.1375e-05
LDNO LV: LV Medium Non-Domestic | 0 | 0 |  | 0
LDNO HV: LV Medium Non-Domestic | 0 | 0 |  | 0
> LV Sub Medium Non-Domestic
LV Sub Medium Non-Domestic | 0.00078188 | 0.00021812 |  | 8.3651e-06
> HV Medium Non-Domestic
HV Medium Non-Domestic | 0.00077903 | 0.00022097 |  | 8.8911e-06
> LV Network Domestic
LV Network Domestic | 0.022038 | 0.056003 | 0.052892 | 0.084932
LDNO LV: LV Network Domestic | 0 | 0 | 0 | 0
LDNO HV: LV Network Domestic | 0 | 0 | 0 | 0
> LV Network Non-Domestic Non-CT
LV Network Non-Domestic Non-CT | 26809.7763 | 198363.7567 | 187790.9274 | 6133.3604
LDNO LV: LV Network Non-Domestic Non-CT | 3.3157 | 24.6105 | 26.2278 | 1.1301
LDNO HV: LV Network Non-Domestic Non-CT | 208.8552 | 1439.9688 | 1182.4128 | 39.9066
> LV HH Metered
LV HH Metered | 86224.9382 | 626406.1163 | 551384.4993 | 6675.4922 | 679119.4609 | 12059.5097 | 78582.1089
LDNO LV: LV HH Metered | 26.6702 | 184.9099 | 189.0491 | 3.6487 | 385.2056 | 0 | 38.8935
LDNO HV: LV HH Metered | 3033.5167 | 19778.4445 | 17104.9385 | 102.5294 | 21251.9289 | 85.5187 | 1726.2376
> LV Sub HH Metered
LV Sub HH Metered | 49864.3684 | 369689.8151 | 340515.4834 | 1936.9854 | 364556.942 | 5286.811 | 65191.5981
LDNO HV: LV Sub HH Metered | 7.3538 | 37.8202 | 52.2947 | 1.1759 | 626.7543 | 0 | 1.4026
> HV HH Metered
HV HH Metered | 153504.2364 | 1093420.3304 | 1183755.4136 | 1060.2706 | 854296.8159 | 14165.4012 | 163805.2025
LDNO HV: HV HH Metered | 835.5652 | 5354.5555 | 7404.6287 | 7.7142 | 12519.1322 | 0 | 256.5251
> NHH UMS category A
NHH UMS category A | 10121.8119 |  |  | 741
LDNO LV: NHH UMS category A | 136.7981 |  |  | 0
LDNO HV: NHH UMS category A | 23.7368 |  |  | 0
> NHH UMS category B
NHH UMS category B | 7712.9716 |  |  | 689
LDNO LV: NHH UMS category B | 75.667 |  |  | 0
LDNO HV: NHH UMS category B | 301.3375 |  |  | 0
> NHH UMS category C
NHH UMS category C | 989.1873 |  |  | 179
LDNO LV: NHH UMS category C | 5.1353 |  |  | 0
LDNO HV: NHH UMS category C | 2.9884 |  |  | 0
> NHH UMS category D
NHH UMS category D | 0 |  |  | 1
LDNO LV: NHH UMS category D | 0 |  |  | 0
LDNO HV: NHH UMS category D | 0 |  |  | 0
> LV UMS (Pseudo HH Metered)
LV UMS (Pseudo HH Metered) | 4105.9859 | 29544.035 | 79785.8046 | 27.4442
LDNO LV: LV UMS (Pseudo HH Metered) | 0 | 0 | 0 | 0
LDNO HV: LV UMS (Pseudo HH Metered) | 1.5826 | 5.7035 | 35.2555 | 1.1759
> LV Generation NHH or Aggregate HH
LV Generation NHH or Aggregate HH | 3214.7578 |  |  | 286
LDNO LV: LV Generation NHH or Aggregate HH | 132.8959 |  |  | 0
LDNO HV: LV Generation NHH or Aggregate HH | 0 |  |  | 0
> LV Sub Generation NHH
LV Sub Generation NHH | 92.0749 |  |  | 1
LDNO HV: LV Sub Generation NHH | 0 |  |  | 0
> LV Generation Intermittent
LV Generation Intermittent | 78529.095 |  |  | 887.0263 |  |  | 6221.8592
LDNO LV: LV Generation Intermittent | 0 |  |  | 0 |  |  | 0
LDNO HV: LV Generation Intermittent | 1158.4982 |  |  | 3.2635 |  |  | 14.6192
> LV Generation Intermittent no RP charge
LV Generation Intermittent no RP charge | 0 |  |  | 0
> LV Generation Non-Intermittent
LV Generation Non-Intermittent | 150.2244 | 933.0172 | 1215.9779 | 16.4289 |  |  | 631.5637
LDNO LV: LV Generation Non-Intermittent | 0 | 0 | 0 | 0 |  |  | 0
LDNO HV: LV Generation Non-Intermittent | 0 | 0 | 0 | 0 |  |  | 0
> LV Generation Non-Intermittent no RP charge
LV Generation Non-Intermittent no RP charge | 0 | 0 | 0 | 0
> LV Sub Generation Intermittent
LV Sub Generation Intermittent | 13040.7426 |  |  | 121.6381 |  |  | 1632.6222
LDNO HV: LV Sub Generation Intermittent | 0 |  |  | 0 |  |  | 0
> LV Sub Generation Intermittent no RP charge
LV Sub Generation Intermittent no RP charge | 0 |  |  | 0
> LV Sub Generation Non-Intermittent
LV Sub Generation Non-Intermittent | 262.7783 | 1416.4303 | 2413.7732 | 12.4789 |  |  | 606.8858
LDNO HV: LV Sub Generation Non-Intermittent | 0 | 0 | 0 | 0 |  |  | 0
> LV Sub Generation Non-Intermittent no RP charge
LV Sub Generation Non-Intermittent no RP charge | 0 | 0 | 0 | 0
> HV Generation Intermittent
HV Generation Intermittent | 408798.588 |  |  | 237.9972 |  |  | 3870.4538
LDNO HV: HV Generation Intermittent | 28.9653 |  |  | 1.971 |  |  | 0
> HV Generation Intermittent no RP charge
HV Generation Intermittent no RP charge | 0 |  |  | 0
> HV Generation Non-Intermittent
HV Generation Non-Intermittent | 18175.243 | 96563.407 | 133398.7956 | 70.9433 |  |  | 2452.5004
LDNO HV: HV Generation Non-Intermittent | 0.069665 | 0.88856 | 2.9569 | 1.3382 |  |  | 0.94972
> HV Generation Non-Intermittent no RP charge
HV Generation Non-Intermittent no RP charge | 0 | 0 | 0 | 0
1055. Transmission exit charges (£/year)
Source: forecast.
Transmission exit
Transmission exit charges (£/year) | 9561016.3814
1059. Other expenditure
| Direct cost (£/year) | Indirect cost (£/year) | Indirect cost proportion | Network rates (£/year)
Other expenditure | 35846648.4682 | 107201184.8864 | 60% | 20752640
1060. Customer contributions under current connection charging policy
Source: analysis of expenditure data and/or survey of capital expenditure schemes.
Customer contribution percentages by network level of supply and by asset network level.
These proportions should reflect the current connection charging method, not necessarily the method that was in place when the connection was built.
| Assets 132kV | Assets 132kV/EHV | Assets EHV | Assets EHV/HV | Assets 132kV/HV | Assets HV | Assets HV/LV | Assets LV circuits
LV network | 0% | 0% | 0% | 81% | 0% | 81% | 95% | 95%
LV substation | 0% | 0% | 0% | 81% | 0% | 81% | 95%
HV network | 0% | 67% | 67% | 100% | 0% | 100%
HV substation | 0% | 67% | 67% | 100%
1061. Average split of rate 1 units by distribution time band
| Red | Amber | Green
Domestic Unrestricted | 8.874% | 46.24% | 44.89%
Domestic Two Rate | 10.75% | 53.93% | 35.32%
Domestic Off Peak (related MPAN) | 0.1347% | 10.87% | 88.99%
Small Non Domestic Unrestricted | 6.262% | 56.6% | 37.14%
Small Non Domestic Two Rate | 8.116% | 63.07% | 28.82%
Small Non Domestic Off Peak (related MPAN) | 0.2111% | 11.8% | 87.99%
LV Medium Non-Domestic | 8.297% | 62.04% | 29.67%
LV Sub Medium Non-Domestic | 8.189% | 61.86% | 29.96%
HV Medium Non-Domestic | 8.215% | 63.96% | 27.83%
1062. Average split of rate 2 units by distribution time band
| Red | Amber | Green
Domestic Two Rate | 0% | 2.098% | 97.9%
Small Non Domestic Two Rate | 0% | 2.644% | 97.36%
LV Medium Non-Domestic | 0% | 0% | 100%
LV Sub Medium Non-Domestic | 0% | 0% | 100%
HV Medium Non-Domestic | 0% | 0% | 100%
1064. Average split of rate 1 units by special distribution time band
| Black | Yellow | Green
NHH UMS category A | 1.734% | 43.55% | 54.71%
NHH UMS category B | 3.285% | 15.18% | 81.54%
NHH UMS category C | 5.927% | 24.81% | 69.26%
NHH UMS category D | 0.2449% | 69.96% | 29.8%
1066. Typical annual hours by special distribution time band
Source: definition of distribution time bands.
The figures in this table will be automatically adjusted to match the number of days in the charging period.
| Black | Yellow | Green
Annual hours | 150 | 3816 | 4794
1068. Typical annual hours by distribution time band
Source: definition of distribution time bands.
The figures in this table will be automatically adjusted to match the number of days in the charging period.
| Red | Amber | Green
Annual hours | 522 | 3444 | 4794
1069. Peaking probabilities by network level
Source: analysis of network operation data.
| Red | Amber | Green | Black
GSPs | 100% | 0% | 0% | 92.16%
132kV | 84.42% | 9.015% | 6.563% | 80.59%
132kV/EHV | 84.42% | 9.015% | 6.563% | 80.59%
EHV | 60.27% | 31.02% | 8.718% | 53.55%
EHV/HV | 60.27% | 31.02% | 8.718% | 53.55%
132kV/HV | 84.42% | 9.015% | 6.563% | 80.59%
HV | 60.27% | 31.02% | 8.718% | 53.55%
HV/LV | 60.27% | 31.02% | 8.718% | 53.55%
LV circuits | 60.27% | 31.02% | 8.718% | 53.55%
1076. Target CDCM net revenue (£/year)
Source: mostly forecasts and price control formulae.
Target CDCM net revenue (£/year)
Target CDCM net revenue (£/year) | 358359457.3668
1092. Average kVAr by kVA, by network level
Source: analysis of operational data.
This is the average of MVAr/MVA or SQRT(1-PF^2) across relevant network elements.
| GSPs | 132kV | 132kV/EHV | EHV | EHV/HV | 132kV/HV | HV | HV/LV | LV circuits
Average kVAr by kVA, by network level | 0.19279 | 0.19279 | 0.19279 | 0.19279 | 0.19279 | 0.19279 | 0.19279 | 0.19279 | 0.19279

## (Y+3)
Input data (Y+3)
1000. Company, charging year, data version
| Company | Year | Version
Company, charging year, data version | 0 | 0 | 0
1010. Financial and general assumptions
Sources: financial assumptions; calendar; network model.
These financial assumptions determine the annuity rate applied to convert the asset values of the network model into an annual charge.
| Rate of return | Annualisation period (years) | Annuity proportion for customer-contributed assets | Power factor | Days in the charging period
Financial and general assumptions | 4.21% | 40 |  | 0.95 | 365
1017. Diversity allowance between top and bottom of network level
Source: operational data analysis and/or network model.
The diversity figure against GSP is the diversity between GSP Group (the whole system) and individual GSPs.
The diversity figure against 132kV is the diversity between GSPs (the top of the 132kV network) and 132kV/EHV bulk supply points (the bottom of the 132kV network).
The diversity figure against EHV is the diversity between 132kV/EHV bulk supply points (the top of the EHV network) and EHV/HV primary substations (the bottom of the EHV network).
The diversity figure against HV is the diversity between EHV/HV primary substations (the top of the HV network) and HV/LV substations (the bottom of the HV network).
Diversity allowance between top and bottom of network level
GSPs | 2.2%
132kV | 3.1%
132kV/EHV
EHV | 7.5%
EHV/HV
HV | 37%
HV/LV
LV circuits
1018. Proportion of relevant load going through 132kV/HV direct transformation
132kV/HV
EHV/HV | 0%
1019. Network model GSP peak demand (MW)
Network model GSP peak demand (MW)
Network model GSP peak demand (MW) | 500
1020. Gross asset cost by network level (£)
Gross assets £
132kV | 129446685.7053
132kV/EHV | 18334731.3827
EHV | 46285973.9033
EHV/HV | 46519542.199
132kV/HV | 0
HV | 165675037.8646
HV/LV | 70601229.3205
LV circuits | 151632798.7334
1022. LV service model asset cost (£)
| LV service model 1 | LV service model 2 | LV service model 3 | LV service model 4 | LV service model 5 | LV service model 6 | LV service model 7 | LV service model 8
LV service model asset cost (£) | 5931.149 | 667.195 | 812.3051 | 602.4217 | 1369.4386 | 1054.7595 | 0 | 551.6454
1023. HV service model asset cost (£)
| HV service model 1 | HV service model 2 | HV service model 3 | HV service model 4 | HV service model 5
HV service model asset cost (£) | 10464.4383 | 5045.2592 | 0 | 0 | 0
1025. Matrix of applicability of LV service models to tariffs with fixed charges
| 26 | 27 | 28 | 29 | 30 | 31 | 32 | 33
| LV service model 1 | LV service model 2 | LV service model 3 | LV service model 4 | LV service model 5 | LV service model 6 | LV service model 7 | LV service model 8
Domestic Unrestricted | 5% | 0% | 0% | 0% | 0% | 0% | 0% | 0%
Domestic Two Rate | 5% | 0% | 0% | 0% | 0% | 0% | 0% | 0%
Small Non Domestic Unrestricted | 0% | 100% | 0% | 0% | 0% | 0% | 0% | 0%
Small Non Domestic Two Rate | 0% | 100% | 0% | 0% | 0% | 0% | 0% | 0%
LV Medium Non-Domestic | 0% | 0% | 100% | 0% | 0% | 0% | 0% | 0%
LV Sub Medium Non-Domestic | 0% | 0% | 0% | 100% | 0% | 0% | 0% | 0%
LV Network Domestic | 5% | 0% | 0% | 0% | 0% | 0% | 0% | 0%
LV Network Non-Domestic Non-CT | 0% | 100% | 0% | 0% | 0% | 0% | 0% | 0%
LV HH Metered | 0% | 0% | 0% | 0% | 100% | 0% | 0% | 0%
LV Sub HH Metered | 0% | 0% | 0% | 0% | 0% | 100% | 0% | 0%
LV Generation NHH or Aggregate HH | 0% | 0% | 0% | 0% | 0% | 0% | 100% | 0%
LV Sub Generation NHH | 0% | 0% | 0% | 0% | 0% | 0% | 100% | 0%
LV Generation Intermittent | 0% | 0% | 0% | 0% | 0% | 0% | 100% | 0%
LV Generation Intermittent no RP charge | 0% | 0% | 0% | 0% | 0% | 0% | 100% | 0%
LV Generation Non-Intermittent | 0% | 0% | 0% | 0% | 0% | 0% | 0% | 0%
LV Generation Non-Intermittent no RP charge | 0% | 0% | 0% | 0% | 0% | 0% | 0% | 0%
LV Sub Generation Intermittent | 0% | 0% | 0% | 0% | 0% | 0% | 0% | 0%
LV Sub Generation Intermittent no RP charge | 0% | 0% | 0% | 0% | 0% | 0% | 0% | 0%
LV Sub Generation Non-Intermittent | 0% | 0% | 0% | 0% | 0% | 0% | 0% | 0%
LV Sub Generation Non-Intermittent no RP charge | 0% | 0% | 0% | 0% | 0% | 0% | 0% | 0%
1026. Matrix of applicability of LV service models to unmetered tariffs
Source: service models
Proportion of service model involved in connecting load of 1 MWh/year
| LV service model 1 | LV service model 2 | LV service model 3 | LV service model 4 | LV service model 5 | LV service model 6 | LV service model 7 | LV service model 8
All LV unmetered tariffs | 0 | 0 | 0 | 0 | 0 | 0 | 0 | 0.488
1028. Matrix of applicability of HV service models to tariffs with fixed charges
| 17 | 18 | 19 | 20 | 21
| HV service model 1 | HV service model 2 | HV service model 3 | HV service model 4 | HV service model 5
HV Medium Non-Domestic | 100% | 0% | 0% | 0% | 0%
HV HH Metered | 100% | 0% | 0% | 0% | 0%
HV Generation Intermittent | 0% | 100% | 0% | 0% | 0%
HV Generation Intermittent no RP charge | 0% | 100% | 0% | 0% | 0%
HV Generation Non-Intermittent | 0% | 100% | 0% | 0% | 0%
HV Generation Non-Intermittent no RP charge | 0% | 100% | 0% | 0% | 0%
1032. Loss adjustment factors to transmission
Source: losses model or loss adjustment factors at time of system peak.
| 132kV | 132kV/EHV | EHV | EHV/HV | HV | HV/LV | LV circuits
Loss adjustment factor | 1.002 | 1.006 | 1.012 | 1.021 | 1.038 | 1.049 | 1.062
1037. Embedded network (LDNO) discounts
Source: separate price control disaggregation model.
| No discount | LDNO LV: LV user | LDNO HV: LV user | LDNO HV: LV sub user | LDNO HV: HV user
LDNO discount |  | 37.27% | 61.88% | 37.5% | 25.86%
1041. Load profile data for demand users
Source: load data analysis.
| Coincidence factor | Load factor
Domestic Unrestricted | 0.91612 | 0.41795
Domestic Two Rate | 0.34251 | 0.25787
Domestic Off Peak (related MPAN) |  | 0.14408
Small Non Domestic Unrestricted | 0.63581 | 0.39168
Small Non Domestic Two Rate | 0.58841 | 0.42867
Small Non Domestic Off Peak (related MPAN) |  | 0.15294
LV Medium Non-Domestic | 0.85855 | 0.5936
LV Sub Medium Non-Domestic | 0.83823 | 0.60009
HV Medium Non-Domestic | 0.66322 | 0.45491
LV Network Domestic | 0.82599 | 0.38999
LV Network Non-Domestic Non-CT | 0.62628 | 0.39305
LV HH Metered | 0.80329 | 0.58758
LV Sub HH Metered | 0.76582 | 0.61152
HV HH Metered | 0.80058 | 0.72287
NHH UMS category A | 1 | 1
NHH UMS category B | 0.98388 | 0.47495
NHH UMS category C | 0.88051 | 0.24632
NHH UMS category D | 0 | 0.51527
LV UMS (Pseudo HH Metered) | 0.97137 | 0.45549
1053. Volume forecasts for the charging year
| 25 | 26 | 27 | 28 | 29 | 30 | 31
Source: forecast.
Please include MPAN counts for tariffs with no fixed charge (e.g. off-peak tariffs),
but exclude MPANs on tariffs with a fixed charge that are not subject to a fixed charge due to a site grouping arrangement.
| Rate 1 units (MWh) | Rate 2 units (MWh) | Rate 3 units (MWh) | MPANs | Import capacity (kVA) | Exceeded capacity (kVA) | Reactive power units (MVArh)
> Domestic Unrestricted | 0 | 0 | 0 | 0 | 0 |  | 0
Domestic Unrestricted | 4308328.1799 |  |  | 1249039.053
LDNO LV: Domestic Unrestricted | 17317.245 |  |  | 6432.4704
LDNO HV: Domestic Unrestricted | 30359.9862 |  |  | 11844.0125
> Domestic Two Rate
Domestic Two Rate | 607941.0703 | 664320.7424 |  | 209037.5145
LDNO LV: Domestic Two Rate | 996.3345 | 464.3154 |  | 424.5785
LDNO HV: Domestic Two Rate | 958.1885 | 407.9569 |  | 368.3969
> Domestic Off Peak (related MPAN)
Domestic Off Peak (related MPAN) | 45959.7084 |  |  | 15622
LDNO LV: Domestic Off Peak (related MPAN) | 0 |  |  | 0
LDNO HV: Domestic Off Peak (related MPAN) | 0 |  |  | 0
> Small Non Domestic Unrestricted
Small Non Domestic Unrestricted | 1179331.5292 |  |  | 110093.2397
LDNO LV: Small Non Domestic Unrestricted | 788.4368 |  |  | 127.8314
LDNO HV: Small Non Domestic Unrestricted | 7392.7734 |  |  | 462.2006
> Small Non Domestic Two Rate
Small Non Domestic Two Rate | 394405.6541 | 183263.231 |  | 29443.2683
LDNO LV: Small Non Domestic Two Rate | 41.2505 | 17.3181 |  | 2.7572
LDNO HV: Small Non Domestic Two Rate | 926.2489 | 260.329 |  | 23.5548
> Small Non Domestic Off Peak (related MPAN)
Small Non Domestic Off Peak (related MPAN) | 17319.8195 |  |  | 3339
LDNO LV: Small Non Domestic Off Peak (related MPAN) | 0 |  |  | 0
LDNO HV: Small Non Domestic Off Peak (related MPAN) | 0 |  |  | 0
> LV Medium Non-Domestic
LV Medium Non-Domestic | 0.00080133 | 0.00019867 |  | 1.1375e-05
LDNO LV: LV Medium Non-Domestic | 0 | 0 |  | 0
LDNO HV: LV Medium Non-Domestic | 0 | 0 |  | 0
> LV Sub Medium Non-Domestic
LV Sub Medium Non-Domestic | 0.00078188 | 0.00021812 |  | 8.3651e-06
> HV Medium Non-Domestic
HV Medium Non-Domestic | 0.00077903 | 0.00022097 |  | 8.8911e-06
> LV Network Domestic
LV Network Domestic | 0.022038 | 0.056003 | 0.052892 | 0.084932
LDNO LV: LV Network Domestic | 0 | 0 | 0 | 0
LDNO HV: LV Network Domestic | 0 | 0 | 0 | 0
> LV Network Non-Domestic Non-CT
LV Network Non-Domestic Non-CT | 26809.7763 | 198363.7567 | 187790.9274 | 6133.3604
LDNO LV: LV Network Non-Domestic Non-CT | 3.3157 | 24.6105 | 26.2278 | 1.1301
LDNO HV: LV Network Non-Domestic Non-CT | 208.8552 | 1439.9688 | 1182.4128 | 39.9066
> LV HH Metered
LV HH Metered | 86224.9382 | 626406.1163 | 551384.4993 | 6675.4922 | 679119.4609 | 12059.5097 | 78582.1089
LDNO LV: LV HH Metered | 26.6702 | 184.9099 | 189.0491 | 3.6487 | 385.2056 | 0 | 38.8935
LDNO HV: LV HH Metered | 3033.5167 | 19778.4445 | 17104.9385 | 102.5294 | 21251.9289 | 85.5187 | 1726.2376
> LV Sub HH Metered
LV Sub HH Metered | 49864.3684 | 369689.8151 | 340515.4834 | 1936.9854 | 364556.942 | 5286.811 | 65191.5981
LDNO HV: LV Sub HH Metered | 7.3538 | 37.8202 | 52.2947 | 1.1759 | 626.7543 | 0 | 1.4026
> HV HH Metered
HV HH Metered | 153504.2364 | 1093420.3304 | 1183755.4136 | 1060.2706 | 854296.8159 | 14165.4012 | 163805.2025
LDNO HV: HV HH Metered | 835.5652 | 5354.5555 | 7404.6287 | 7.7142 | 12519.1322 | 0 | 256.5251
> NHH UMS category A
NHH UMS category A | 10121.8119 |  |  | 741
LDNO LV: NHH UMS category A | 136.7981 |  |  | 0
LDNO HV: NHH UMS category A | 23.7368 |  |  | 0
> NHH UMS category B
NHH UMS category B | 7712.9716 |  |  | 689
LDNO LV: NHH UMS category B | 75.667 |  |  | 0
LDNO HV: NHH UMS category B | 301.3375 |  |  | 0
> NHH UMS category C
NHH UMS category C | 989.1873 |  |  | 179
LDNO LV: NHH UMS category C | 5.1353 |  |  | 0
LDNO HV: NHH UMS category C | 2.9884 |  |  | 0
> NHH UMS category D
NHH UMS category D | 0 |  |  | 1
LDNO LV: NHH UMS category D | 0 |  |  | 0
LDNO HV: NHH UMS category D | 0 |  |  | 0
> LV UMS (Pseudo HH Metered)
LV UMS (Pseudo HH Metered) | 4105.9859 | 29544.035 | 79785.8046 | 27.4442
LDNO LV: LV UMS (Pseudo HH Metered) | 0 | 0 | 0 | 0
LDNO HV: LV UMS (Pseudo HH Metered) | 1.5826 | 5.7035 | 35.2555 | 1.1759
> LV Generation NHH or Aggregate HH
LV Generation NHH or Aggregate HH | 3214.7578 |  |  | 286
LDNO LV: LV Generation NHH or Aggregate HH | 132.8959 |  |  | 0
LDNO HV: LV Generation NHH or Aggregate HH | 0 |  |  | 0
> LV Sub Generation NHH
LV Sub Generation NHH | 92.0749 |  |  | 1
LDNO HV: LV Sub Generation NHH | 0 |  |  | 0
> LV Generation Intermittent
LV Generation Intermittent | 78529.095 |  |  | 887.0263 |  |  | 6221.8592
LDNO LV: LV Generation Intermittent | 0 |  |  | 0 |  |  | 0
LDNO HV: LV Generation Intermittent | 1158.4982 |  |  | 3.2635 |  |  | 14.6192
> LV Generation Intermittent no RP charge
LV Generation Intermittent no RP charge | 0 |  |  | 0
> LV Generation Non-Intermittent
LV Generation Non-Intermittent | 150.2244 | 933.0172 | 1215.9779 | 16.4289 |  |  | 631.5637
LDNO LV: LV Generation Non-Intermittent | 0 | 0 | 0 | 0 |  |  | 0
LDNO HV: LV Generation Non-Intermittent | 0 | 0 | 0 | 0 |  |  | 0
> LV Generation Non-Intermittent no RP charge
LV Generation Non-Intermittent no RP charge | 0 | 0 | 0 | 0
> LV Sub Generation Intermittent
LV Sub Generation Intermittent | 13040.7426 |  |  | 121.6381 |  |  | 1632.6222
LDNO HV: LV Sub Generation Intermittent | 0 |  |  | 0 |  |  | 0
> LV Sub Generation Intermittent no RP charge
LV Sub Generation Intermittent no RP charge | 0 |  |  | 0
> LV Sub Generation Non-Intermittent
LV Sub Generation Non-Intermittent | 262.7783 | 1416.4303 | 2413.7732 | 12.4789 |  |  | 606.8858
LDNO HV: LV Sub Generation Non-Intermittent | 0 | 0 | 0 | 0 |  |  | 0
> LV Sub Generation Non-Intermittent no RP charge
LV Sub Generation Non-Intermittent no RP charge | 0 | 0 | 0 | 0
> HV Generation Intermittent
HV Generation Intermittent | 408798.588 |  |  | 237.9972 |  |  | 3870.4538
LDNO HV: HV Generation Intermittent | 28.9653 |  |  | 1.971 |  |  | 0
> HV Generation Intermittent no RP charge
HV Generation Intermittent no RP charge | 0 |  |  | 0
> HV Generation Non-Intermittent
HV Generation Non-Intermittent | 18175.243 | 96563.407 | 133398.7956 | 70.9433 |  |  | 2452.5004
LDNO HV: HV Generation Non-Intermittent | 0.069665 | 0.88856 | 2.9569 | 1.3382 |  |  | 0.94972
> HV Generation Non-Intermittent no RP charge
HV Generation Non-Intermittent no RP charge | 0 | 0 | 0 | 0
1055. Transmission exit charges (£/year)
Source: forecast.
Transmission exit
Transmission exit charges (£/year) | 9850981.6323
1059. Other expenditure
| Direct cost (£/year) | Indirect cost (£/year) | Indirect cost proportion | Network rates (£/year)
Other expenditure | 36898383.8756 | 110346451.9246 | 60% | 21149440
1060. Customer contributions under current connection charging policy
Source: analysis of expenditure data and/or survey of capital expenditure schemes.
Customer contribution percentages by network level of supply and by asset network level.
These proportions should reflect the current connection charging method, not necessarily the method that was in place when the connection was built.
| Assets 132kV | Assets 132kV/EHV | Assets EHV | Assets EHV/HV | Assets 132kV/HV | Assets HV | Assets HV/LV | Assets LV circuits
LV network | 0% | 0% | 0% | 81% | 0% | 81% | 95% | 95%
LV substation | 0% | 0% | 0% | 81% | 0% | 81% | 95%
HV network | 0% | 67% | 67% | 100% | 0% | 100%
HV substation | 0% | 67% | 67% | 100%
1061. Average split of rate 1 units by distribution time band
| Red | Amber | Green
Domestic Unrestricted | 8.874% | 46.24% | 44.89%
Domestic Two Rate | 10.75% | 53.93% | 35.32%
Domestic Off Peak (related MPAN) | 0.1347% | 10.87% | 88.99%
Small Non Domestic Unrestricted | 6.262% | 56.6% | 37.14%
Small Non Domestic Two Rate | 8.116% | 63.07% | 28.82%
Small Non Domestic Off Peak (related MPAN) | 0.2111% | 11.8% | 87.99%
LV Medium Non-Domestic | 8.297% | 62.04% | 29.67%
LV Sub Medium Non-Domestic | 8.189% | 61.86% | 29.96%
HV Medium Non-Domestic | 8.215% | 63.96% | 27.83%
1062. Average split of rate 2 units by distribution time band
| Red | Amber | Green
Domestic Two Rate | 0% | 2.098% | 97.9%
Small Non Domestic Two Rate | 0% | 2.644% | 97.36%
LV Medium Non-Domestic | 0% | 0% | 100%
LV Sub Medium Non-Domestic | 0% | 0% | 100%
HV Medium Non-Domestic | 0% | 0% | 100%
1064. Average split of rate 1 units by special distribution time band
| Black | Yellow | Green
NHH UMS category A | 1.734% | 43.55% | 54.71%
NHH UMS category B | 3.285% | 15.18% | 81.54%
NHH UMS category C | 5.927% | 24.81% | 69.26%
NHH UMS category D | 0.2449% | 69.96% | 29.8%
1066. Typical annual hours by special distribution time band
Source: definition of distribution time bands.
The figures in this table will be automatically adjusted to match the number of days in the charging period.
| Black | Yellow | Green
Annual hours | 152 | 3814 | 4794
1068. Typical annual hours by distribution time band
Source: definition of distribution time bands.
The figures in this table will be automatically adjusted to match the number of days in the charging period.
| Red | Amber | Green
Annual hours | 522 | 3444 | 4794
1069. Peaking probabilities by network level
Source: analysis of network operation data.
| Red | Amber | Green | Black
GSPs | 100% | 0% | 0% | 92.16%
132kV | 84.42% | 9.015% | 6.563% | 80.59%
132kV/EHV | 84.42% | 9.015% | 6.563% | 80.59%
EHV | 60.27% | 31.02% | 8.718% | 53.55%
EHV/HV | 60.27% | 31.02% | 8.718% | 53.55%
132kV/HV | 84.42% | 9.015% | 6.563% | 80.59%
HV | 60.27% | 31.02% | 8.718% | 53.55%
HV/LV | 60.27% | 31.02% | 8.718% | 53.55%
LV circuits | 60.27% | 31.02% | 8.718% | 53.55%
1076. Target CDCM net revenue (£/year)
Source: mostly forecasts and price control formulae.
Target CDCM net revenue (£/year)
Target CDCM net revenue (£/year) | 366407879.9127
1092. Average kVAr by kVA, by network level
Source: analysis of operational data.
This is the average of MVAr/MVA or SQRT(1-PF^2) across relevant network elements.
| GSPs | 132kV | 132kV/EHV | EHV | EHV/HV | 132kV/HV | HV | HV/LV | LV circuits
Average kVAr by kVA, by network level | 0.19279 | 0.19279 | 0.19279 | 0.19279 | 0.19279 | 0.19279 | 0.19279 | 0.19279 | 0.19279

## (Y+4)
Input data (Y+4)
1000. Company, charging year, data version
| Company | Year | Version
Company, charging year, data version | 0 | 0 | 0
1010. Financial and general assumptions
Sources: financial assumptions; calendar; network model.
These financial assumptions determine the annuity rate applied to convert the asset values of the network model into an annual charge.
| Rate of return | Annualisation period (years) | Annuity proportion for customer-contributed assets | Power factor | Days in the charging period
Financial and general assumptions | 4.21% | 40 |  | 0.95 | 365
1017. Diversity allowance between top and bottom of network level
Source: operational data analysis and/or network model.
The diversity figure against GSP is the diversity between GSP Group (the whole system) and individual GSPs.
The diversity figure against 132kV is the diversity between GSPs (the top of the 132kV network) and 132kV/EHV bulk supply points (the bottom of the 132kV network).
The diversity figure against EHV is the diversity between 132kV/EHV bulk supply points (the top of the EHV network) and EHV/HV primary substations (the bottom of the EHV network).
The diversity figure against HV is the diversity between EHV/HV primary substations (the top of the HV network) and HV/LV substations (the bottom of the HV network).
Diversity allowance between top and bottom of network level
GSPs | 2.2%
132kV | 3.1%
132kV/EHV
EHV | 7.5%
EHV/HV
HV | 37%
HV/LV
LV circuits
1018. Proportion of relevant load going through 132kV/HV direct transformation
132kV/HV
EHV/HV | 0%
1019. Network model GSP peak demand (MW)
Network model GSP peak demand (MW)
Network model GSP peak demand (MW) | 500
1020. Gross asset cost by network level (£)
Gross assets £
132kV | 133443851.7722
132kV/EHV | 18900886.9836
EHV | 47715232.0048
EHV/HV | 47956012.6232
132kV/HV | 0
HV | 170790894.1407
HV/LV | 72781314.7864
LV circuits | 156315046.6753
1022. LV service model asset cost (£)
| LV service model 1 | LV service model 2 | LV service model 3 | LV service model 4 | LV service model 5 | LV service model 6 | LV service model 7 | LV service model 8
LV service model asset cost (£) | 6114.2961 | 687.7972 | 837.3882 | 621.0238 | 1411.7253 | 1087.3293 | 0 | 568.6796
1023. HV service model asset cost (£)
| HV service model 1 | HV service model 2 | HV service model 3 | HV service model 4 | HV service model 5
HV service model asset cost (£) | 10787.5682 | 5201.051 | 0 | 0 | 0
1025. Matrix of applicability of LV service models to tariffs with fixed charges
| 34 | 35 | 36 | 37 | 38 | 39 | 40 | 41
| LV service model 1 | LV service model 2 | LV service model 3 | LV service model 4 | LV service model 5 | LV service model 6 | LV service model 7 | LV service model 8
Domestic Unrestricted | 5% | 0% | 0% | 0% | 0% | 0% | 0% | 0%
Domestic Two Rate | 5% | 0% | 0% | 0% | 0% | 0% | 0% | 0%
Small Non Domestic Unrestricted | 0% | 100% | 0% | 0% | 0% | 0% | 0% | 0%
Small Non Domestic Two Rate | 0% | 100% | 0% | 0% | 0% | 0% | 0% | 0%
LV Medium Non-Domestic | 0% | 0% | 100% | 0% | 0% | 0% | 0% | 0%
LV Sub Medium Non-Domestic | 0% | 0% | 0% | 100% | 0% | 0% | 0% | 0%
LV Network Domestic | 5% | 0% | 0% | 0% | 0% | 0% | 0% | 0%
LV Network Non-Domestic Non-CT | 0% | 100% | 0% | 0% | 0% | 0% | 0% | 0%
LV HH Metered | 0% | 0% | 0% | 0% | 100% | 0% | 0% | 0%
LV Sub HH Metered | 0% | 0% | 0% | 0% | 0% | 100% | 0% | 0%
LV Generation NHH or Aggregate HH | 0% | 0% | 0% | 0% | 0% | 0% | 100% | 0%
LV Sub Generation NHH | 0% | 0% | 0% | 0% | 0% | 0% | 100% | 0%
LV Generation Intermittent | 0% | 0% | 0% | 0% | 0% | 0% | 100% | 0%
LV Generation Intermittent no RP charge | 0% | 0% | 0% | 0% | 0% | 0% | 100% | 0%
LV Generation Non-Intermittent | 0% | 0% | 0% | 0% | 0% | 0% | 0% | 0%
LV Generation Non-Intermittent no RP charge | 0% | 0% | 0% | 0% | 0% | 0% | 0% | 0%
LV Sub Generation Intermittent | 0% | 0% | 0% | 0% | 0% | 0% | 0% | 0%
LV Sub Generation Intermittent no RP charge | 0% | 0% | 0% | 0% | 0% | 0% | 0% | 0%
LV Sub Generation Non-Intermittent | 0% | 0% | 0% | 0% | 0% | 0% | 0% | 0%
LV Sub Generation Non-Intermittent no RP charge | 0% | 0% | 0% | 0% | 0% | 0% | 0% | 0%
1026. Matrix of applicability of LV service models to unmetered tariffs
Source: service models
Proportion of service model involved in connecting load of 1 MWh/year
| LV service model 1 | LV service model 2 | LV service model 3 | LV service model 4 | LV service model 5 | LV service model 6 | LV service model 7 | LV service model 8
All LV unmetered tariffs | 0 | 0 | 0 | 0 | 0 | 0 | 0 | 0.488
1028. Matrix of applicability of HV service models to tariffs with fixed charges
| 22 | 23 | 24 | 25 | 26
| HV service model 1 | HV service model 2 | HV service model 3 | HV service model 4 | HV service model 5
HV Medium Non-Domestic | 100% | 0% | 0% | 0% | 0%
HV HH Metered | 100% | 0% | 0% | 0% | 0%
HV Generation Intermittent | 0% | 100% | 0% | 0% | 0%
HV Generation Intermittent no RP charge | 0% | 100% | 0% | 0% | 0%
HV Generation Non-Intermittent | 0% | 100% | 0% | 0% | 0%
HV Generation Non-Intermittent no RP charge | 0% | 100% | 0% | 0% | 0%
1032. Loss adjustment factors to transmission
Source: losses model or loss adjustment factors at time of system peak.
| 132kV | 132kV/EHV | EHV | EHV/HV | HV | HV/LV | LV circuits
Loss adjustment factor | 1.002 | 1.006 | 1.012 | 1.021 | 1.038 | 1.049 | 1.062
1037. Embedded network (LDNO) discounts
Source: separate price control disaggregation model.
| No discount | LDNO LV: LV user | LDNO HV: LV user | LDNO HV: LV sub user | LDNO HV: HV user
LDNO discount |  | 37.27% | 61.88% | 37.5% | 25.86%
1041. Load profile data for demand users
Source: load data analysis.
| Coincidence factor | Load factor
Domestic Unrestricted | 0.91612 | 0.41795
Domestic Two Rate | 0.34251 | 0.25787
Domestic Off Peak (related MPAN) |  | 0.14408
Small Non Domestic Unrestricted | 0.63581 | 0.39168
Small Non Domestic Two Rate | 0.58841 | 0.42867
Small Non Domestic Off Peak (related MPAN) |  | 0.15294
LV Medium Non-Domestic | 0.85855 | 0.5936
LV Sub Medium Non-Domestic | 0.83823 | 0.60009
HV Medium Non-Domestic | 0.66322 | 0.45491
LV Network Domestic | 0.82599 | 0.38999
LV Network Non-Domestic Non-CT | 0.62628 | 0.39305
LV HH Metered | 0.80329 | 0.58758
LV Sub HH Metered | 0.76582 | 0.61152
HV HH Metered | 0.80058 | 0.72287
NHH UMS category A | 1 | 1
NHH UMS category B | 0.98388 | 0.47495
NHH UMS category C | 0.88051 | 0.24632
NHH UMS category D | 0 | 0.51527
LV UMS (Pseudo HH Metered) | 0.97137 | 0.45549
1053. Volume forecasts for the charging year
| 32 | 33 | 34 | 35 | 36 | 37 | 38
Source: forecast.
Please include MPAN counts for tariffs with no fixed charge (e.g. off-peak tariffs),
but exclude MPANs on tariffs with a fixed charge that are not subject to a fixed charge due to a site grouping arrangement.
| Rate 1 units (MWh) | Rate 2 units (MWh) | Rate 3 units (MWh) | MPANs | Import capacity (kVA) | Exceeded capacity (kVA) | Reactive power units (MVArh)
> Domestic Unrestricted | 0 | 0 | 0 | 0 | 0 |  | 0
Domestic Unrestricted | 4308328.1799 |  |  | 1249039.053
LDNO LV: Domestic Unrestricted | 17317.245 |  |  | 6432.4704
LDNO HV: Domestic Unrestricted | 30359.9862 |  |  | 11844.0125
> Domestic Two Rate
Domestic Two Rate | 607941.0703 | 664320.7424 |  | 209037.5145
LDNO LV: Domestic Two Rate | 996.3345 | 464.3154 |  | 424.5785
LDNO HV: Domestic Two Rate | 958.1885 | 407.9569 |  | 368.3969
> Domestic Off Peak (related MPAN)
Domestic Off Peak (related MPAN) | 45959.7084 |  |  | 15622
LDNO LV: Domestic Off Peak (related MPAN) | 0 |  |  | 0
LDNO HV: Domestic Off Peak (related MPAN) | 0 |  |  | 0
> Small Non Domestic Unrestricted
Small Non Domestic Unrestricted | 1179331.5292 |  |  | 110093.2397
LDNO LV: Small Non Domestic Unrestricted | 788.4368 |  |  | 127.8314
LDNO HV: Small Non Domestic Unrestricted | 7392.7734 |  |  | 462.2006
> Small Non Domestic Two Rate
Small Non Domestic Two Rate | 394405.6541 | 183263.231 |  | 29443.2683
LDNO LV: Small Non Domestic Two Rate | 41.2505 | 17.3181 |  | 2.7572
LDNO HV: Small Non Domestic Two Rate | 926.2489 | 260.329 |  | 23.5548
> Small Non Domestic Off Peak (related MPAN)
Small Non Domestic Off Peak (related MPAN) | 17319.8195 |  |  | 3339
LDNO LV: Small Non Domestic Off Peak (related MPAN) | 0 |  |  | 0
LDNO HV: Small Non Domestic Off Peak (related MPAN) | 0 |  |  | 0
> LV Medium Non-Domestic
LV Medium Non-Domestic | 0.00080133 | 0.00019867 |  | 1.1375e-05
LDNO LV: LV Medium Non-Domestic | 0 | 0 |  | 0
LDNO HV: LV Medium Non-Domestic | 0 | 0 |  | 0
> LV Sub Medium Non-Domestic
LV Sub Medium Non-Domestic | 0.00078188 | 0.00021812 |  | 8.3651e-06
> HV Medium Non-Domestic
HV Medium Non-Domestic | 0.00077903 | 0.00022097 |  | 8.8911e-06
> LV Network Domestic
LV Network Domestic | 0.022038 | 0.056003 | 0.052892 | 0.084932
LDNO LV: LV Network Domestic | 0 | 0 | 0 | 0
LDNO HV: LV Network Domestic | 0 | 0 | 0 | 0
> LV Network Non-Domestic Non-CT
LV Network Non-Domestic Non-CT | 26809.7763 | 198363.7567 | 187790.9274 | 6133.3604
LDNO LV: LV Network Non-Domestic Non-CT | 3.3157 | 24.6105 | 26.2278 | 1.1301
LDNO HV: LV Network Non-Domestic Non-CT | 208.8552 | 1439.9688 | 1182.4128 | 39.9066
> LV HH Metered
LV HH Metered | 86224.9382 | 626406.1163 | 551384.4993 | 6675.4922 | 679119.4609 | 12059.5097 | 78582.1089
LDNO LV: LV HH Metered | 26.6702 | 184.9099 | 189.0491 | 3.6487 | 385.2056 | 0 | 38.8935
LDNO HV: LV HH Metered | 3033.5167 | 19778.4445 | 17104.9385 | 102.5294 | 21251.9289 | 85.5187 | 1726.2376
> LV Sub HH Metered
LV Sub HH Metered | 49864.3684 | 369689.8151 | 340515.4834 | 1936.9854 | 364556.942 | 5286.811 | 65191.5981
LDNO HV: LV Sub HH Metered | 7.3538 | 37.8202 | 52.2947 | 1.1759 | 626.7543 | 0 | 1.4026
> HV HH Metered
HV HH Metered | 153504.2364 | 1093420.3304 | 1183755.4136 | 1060.2706 | 854296.8159 | 14165.4012 | 163805.2025
LDNO HV: HV HH Metered | 835.5652 | 5354.5555 | 7404.6287 | 7.7142 | 12519.1322 | 0 | 256.5251
> NHH UMS category A
NHH UMS category A | 10121.8119 |  |  | 741
LDNO LV: NHH UMS category A | 136.7981 |  |  | 0
LDNO HV: NHH UMS category A | 23.7368 |  |  | 0
> NHH UMS category B
NHH UMS category B | 7712.9716 |  |  | 689
LDNO LV: NHH UMS category B | 75.667 |  |  | 0
LDNO HV: NHH UMS category B | 301.3375 |  |  | 0
> NHH UMS category C
NHH UMS category C | 989.1873 |  |  | 179
LDNO LV: NHH UMS category C | 5.1353 |  |  | 0
LDNO HV: NHH UMS category C | 2.9884 |  |  | 0
> NHH UMS category D
NHH UMS category D | 0 |  |  | 1
LDNO LV: NHH UMS category D | 0 |  |  | 0
LDNO HV: NHH UMS category D | 0 |  |  | 0
> LV UMS (Pseudo HH Metered)
LV UMS (Pseudo HH Metered) | 4105.9859 | 29544.035 | 79785.8046 | 27.4442
LDNO LV: LV UMS (Pseudo HH Metered) | 0 | 0 | 0 | 0
LDNO HV: LV UMS (Pseudo HH Metered) | 1.5826 | 5.7035 | 35.2555 | 1.1759
> LV Generation NHH or Aggregate HH
LV Generation NHH or Aggregate HH | 3214.7578 |  |  | 286
LDNO LV: LV Generation NHH or Aggregate HH | 132.8959 |  |  | 0
LDNO HV: LV Generation NHH or Aggregate HH | 0 |  |  | 0
> LV Sub Generation NHH
LV Sub Generation NHH | 92.0749 |  |  | 1
LDNO HV: LV Sub Generation NHH | 0 |  |  | 0
> LV Generation Intermittent
LV Generation Intermittent | 78529.095 |  |  | 887.0263 |  |  | 6221.8592
LDNO LV: LV Generation Intermittent | 0 |  |  | 0 |  |  | 0
LDNO HV: LV Generation Intermittent | 1158.4982 |  |  | 3.2635 |  |  | 14.6192
> LV Generation Intermittent no RP charge
LV Generation Intermittent no RP charge | 0 |  |  | 0
> LV Generation Non-Intermittent
LV Generation Non-Intermittent | 150.2244 | 933.0172 | 1215.9779 | 16.4289 |  |  | 631.5637
LDNO LV: LV Generation Non-Intermittent | 0 | 0 | 0 | 0 |  |  | 0
LDNO HV: LV Generation Non-Intermittent | 0 | 0 | 0 | 0 |  |  | 0
> LV Generation Non-Intermittent no RP charge
LV Generation Non-Intermittent no RP charge | 0 | 0 | 0 | 0
> LV Sub Generation Intermittent
LV Sub Generation Intermittent | 13040.7426 |  |  | 121.6381 |  |  | 1632.6222
LDNO HV: LV Sub Generation Intermittent | 0 |  |  | 0 |  |  | 0
> LV Sub Generation Intermittent no RP charge
LV Sub Generation Intermittent no RP charge | 0 |  |  | 0
> LV Sub Generation Non-Intermittent
LV Sub Generation Non-Intermittent | 262.7783 | 1416.4303 | 2413.7732 | 12.4789 |  |  | 606.8858
LDNO HV: LV Sub Generation Non-Intermittent | 0 | 0 | 0 | 0 |  |  | 0
> LV Sub Generation Non-Intermittent no RP charge
LV Sub Generation Non-Intermittent no RP charge | 0 | 0 | 0 | 0
> HV Generation Intermittent
HV Generation Intermittent | 408798.588 |  |  | 237.9972 |  |  | 3870.4538
LDNO HV: HV Generation Intermittent | 28.9653 |  |  | 1.971 |  |  | 0
> HV Generation Intermittent no RP charge
HV Generation Intermittent no RP charge | 0 |  |  | 0
> HV Generation Non-Intermittent
HV Generation Non-Intermittent | 18175.243 | 96563.407 | 133398.7956 | 70.9433 |  |  | 2452.5004
LDNO HV: HV Generation Non-Intermittent | 0.069665 | 0.88856 | 2.9569 | 1.3382 |  |  | 0.94972
> HV Generation Non-Intermittent no RP charge
HV Generation Non-Intermittent no RP charge | 0 | 0 | 0 | 0
1055. Transmission exit charges (£/year)
Source: forecast.
Transmission exit
Transmission exit charges (£/year) | 10140946.8832
1059. Other expenditure
| Direct cost (£/year) | Indirect cost (£/year) | Indirect cost proportion | Network rates (£/year)
Other expenditure | 38037763.9003 | 113753824.5494 | 60% | 21802510.5938
1060. Customer contributions under current connection charging policy
Source: analysis of expenditure data and/or survey of capital expenditure schemes.
Customer contribution percentages by network level of supply and by asset network level.
These proportions should reflect the current connection charging method, not necessarily the method that was in place when the connection was built.
| Assets 132kV | Assets 132kV/EHV | Assets EHV | Assets EHV/HV | Assets 132kV/HV | Assets HV | Assets HV/LV | Assets LV circuits
LV network | 0% | 0% | 0% | 81% | 0% | 81% | 95% | 95%
LV substation | 0% | 0% | 0% | 81% | 0% | 81% | 95%
HV network | 0% | 67% | 67% | 100% | 0% | 100%
HV substation | 0% | 67% | 67% | 100%
1061. Average split of rate 1 units by distribution time band
| Red | Amber | Green
Domestic Unrestricted | 8.874% | 46.24% | 44.89%
Domestic Two Rate | 10.75% | 53.93% | 35.32%
Domestic Off Peak (related MPAN) | 0.1347% | 10.87% | 88.99%
Small Non Domestic Unrestricted | 6.262% | 56.6% | 37.14%
Small Non Domestic Two Rate | 8.116% | 63.07% | 28.82%
Small Non Domestic Off Peak (related MPAN) | 0.2111% | 11.8% | 87.99%
LV Medium Non-Domestic | 8.297% | 62.04% | 29.67%
LV Sub Medium Non-Domestic | 8.189% | 61.86% | 29.96%
HV Medium Non-Domestic | 8.215% | 63.96% | 27.83%
1062. Average split of rate 2 units by distribution time band
| Red | Amber | Green
Domestic Two Rate | 0% | 2.098% | 97.9%
Small Non Domestic Two Rate | 0% | 2.644% | 97.36%
LV Medium Non-Domestic | 0% | 0% | 100%
LV Sub Medium Non-Domestic | 0% | 0% | 100%
HV Medium Non-Domestic | 0% | 0% | 100%
1064. Average split of rate 1 units by special distribution time band
| Black | Yellow | Green
NHH UMS category A | 1.734% | 43.55% | 54.71%
NHH UMS category B | 3.285% | 15.18% | 81.54%
NHH UMS category C | 5.927% | 24.81% | 69.26%
NHH UMS category D | 0.2449% | 69.96% | 29.8%
1066. Typical annual hours by special distribution time band
Source: definition of distribution time bands.
The figures in this table will be automatically adjusted to match the number of days in the charging period.
| Black | Yellow | Green
Annual hours | 152 | 3814 | 4794
1068. Typical annual hours by distribution time band
Source: definition of distribution time bands.
The figures in this table will be automatically adjusted to match the number of days in the charging period.
| Red | Amber | Green
Annual hours | 522 | 3444 | 4794
1069. Peaking probabilities by network level
Source: analysis of network operation data.
| Red | Amber | Green | Black
GSPs | 100% | 0% | 0% | 92.16%
132kV | 84.42% | 9.015% | 6.563% | 80.59%
132kV/EHV | 84.42% | 9.015% | 6.563% | 80.59%
EHV | 60.27% | 31.02% | 8.718% | 53.55%
EHV/HV | 60.27% | 31.02% | 8.718% | 53.55%
132kV/HV | 84.42% | 9.015% | 6.563% | 80.59%
HV | 60.27% | 31.02% | 8.718% | 53.55%
HV/LV | 60.27% | 31.02% | 8.718% | 53.55%
LV circuits | 60.27% | 31.02% | 8.718% | 53.55%
1076. Target CDCM net revenue (£/year)
Source: mostly forecasts and price control formulae.
Target CDCM net revenue (£/year)
Target CDCM net revenue (£/year) | 376135298.0073
1092. Average kVAr by kVA, by network level
Source: analysis of operational data.
This is the average of MVAr/MVA or SQRT(1-PF^2) across relevant network elements.
| GSPs | 132kV | 132kV/EHV | EHV | EHV/HV | 132kV/HV | HV | HV/LV | LV circuits
Average kVAr by kVA, by network level | 0.19279 | 0.19279 | 0.19279 | 0.19279 | 0.19279 | 0.19279 | 0.19279 | 0.19279 | 0.19279

## Tariffs ARP
WPD South West - 5 Year Tariff Summary
|  | Shortcut |  | Note: These tariffs are based on the assumptions set out in the CDCM forecast Data and CDCM Volume Forecast sheets. If the assumptions in these sheets have been changed, the tariffs can be updated by pressing the button below.
| Year 0: | 2018/19
| Year 1: | 2019/20
| Year 2: | 2020/21
| Year 3: | 2021/22
| Year 4: | 2022/23
Tariffs for Charging Year: 2018/19
|  | Open LLFCs | PCs | Unit rate 1 p/kWh | Unit rate 2 p/kWh | Unit rate 3 p/kWh | Fixed charge p/MPAN/day | Capacity charge p/kVA/day | Exceeded capacity charge p/kVA/day | Reactive power charge p/kVArh | Closed LLFCs
| Domestic Unrestricted | 10, 20 | 1 | 2.696 | 0 | 0 | 5.17 | 0 | 0 | 0
| Domestic Two Rate | 30, 40 | 2 | 3.035 | 1.434 | 0 | 5.17 | 0 | 0 | 0
| Domestic Off Peak (related MPAN) | 430 | 2 | 1.416 | 0 | 0 | 0 | 0 | 0 | 0
| Small Non Domestic Unrestricted | 110 | 3 | 2.459 | 0 | 0 | 8.37 | 0 | 0 | 0
| Small Non Domestic Two Rate | 210 | 4 | 2.66 | 1.429 | 0 | 8.37 | 0 | 0 | 0
| Small Non Domestic Off Peak (related MPAN) | 251 | 4 | 1.424 | 0 | 0 | 0 | 0 | 0 | 0
| LV Medium Non-Domestic | 570 | 5-8 | 2.518 | 1.403 | 0 | 37.15 | 0 | 0 | 0
| LV Sub Medium Non-Domestic | 540 | 5-8 | 2.39 | 1.39 | 0 | 25.77 | 0 | 0 | 0
| HV Medium Non-Domestic | 510 | 5-8 | 1.934 | 1.337 | 0 | 172.89 | 0 | 0 | 0
| LV Network Domestic | 202 |  | 13.893 | 1.806 | 1.42 | 5.17 | 0 | 0 | 0
| LV Network Non-Domestic Non-CT | 203 |  | 14.143 | 1.817 | 1.423 | 8.37 | 0 | 0 | 0
| LV HH Metered | 570 |  | 10.317 | 1.617 | 1.376 | 11.81 | 3.05 | 6.95 | 0.151
| LV Sub HH Metered | 540 |  | 8.281 | 1.48 | 1.347 | 9.09 | 3.27 | 6.72 | 0.107
| HV HH Metered | 510 |  | 6.463 | 1.383 | 1.324 | 90.23 | 2.78 | 6.82 | 0.072
| NHH UMS category A | 977 | 8 | 2.976 | 0 | 0 | 0 | 0 | 0 | 0
| NHH UMS category B | 980 | 1 | 3.348 | 0 | 0 | 0 | 0 | 0 | 0
| NHH UMS category C | 978 | 1 | 4.223 | 0 | 0 | 0 | 0 | 0 | 0
| NHH UMS category D | 979 | 1 | 2.616 | 0 | 0 | 0 | 0 | 0 | 0
| LV UMS (Pseudo HH Metered) | 970 |  | 33.837 | 2.664 | 2.247 | 0 | 0 | 0 | 0
| LV Generation NHH or Aggregate HH | 581 | 8&0 | -0.696 | 0 | 0 | 0 | 0 | 0 | 0
| LV Sub Generation NHH | 551 | 8 | -0.629 | 0 | 0 | 0 | 0 | 0 | 0
| LV Generation Intermittent | 581 |  | -0.696 | 0 | 0 | 0 | 0 | 0 | 0.151
| LV Generation Intermittent no RP charge | tbc |  | -0.696 | 0 | 0 | 0 | 0 | 0 | 0
| LV Generation Non-Intermittent | 527 |  | -8.543 | -0.354 | -0.092 | 0 | 0 | 0 | 0.151
| LV Generation Non-Intermittent no RP charge | tbc |  | -8.543 | -0.354 | -0.092 | 0 | 0 | 0 | 0
| LV Sub Generation Intermittent | 551 |  | -0.629 | 0 | 0 | 0 | 0 | 0 | 0.126
| LV Sub Generation Intermittent no RP charge | tbc |  | -0.629 | 0 | 0 | 0 | 0 | 0 | 0
| LV Sub Generation Non-Intermittent | 526 |  | -7.844 | -0.303 | -0.082 | 0 | 0 | 0 | 0.126
| LV Sub Generation Non-Intermittent no RP charge | tbc |  | -7.844 | -0.303 | -0.082 | 0 | 0 | 0 | 0
| HV Generation Intermittent | 521 |  | -0.4 | 0 | 0 | 43.5 | 0 | 0 | 0.096
| HV Generation Intermittent no RP charge | tbc |  | -0.4 | 0 | 0 | 43.5 | 0 | 0 | 0
| HV Generation Non-Intermittent | 524 |  | -5.442 | -0.132 | -0.046 | 43.5 | 0 | 0 | 0.096
| HV Generation Non-Intermittent no RP charge | tbc |  | -5.442 | -0.132 | -0.046 | 43.5 | 0 | 0 | 0
| LDNO LV: Domestic Unrestricted | 20300 | 1 | 1.691 | 0 | 0 | 3.24 | 0 | 0 | 0
| LDNO LV: Domestic Two Rate | 20301 | 2 | 1.904 | 0.9 | 0 | 3.24 | 0 | 0 | 0
| LDNO LV: Domestic Off Peak (related MPAN) | 20302 | 2 | 0.888 | 0 | 0 | 0 | 0 | 0 | 0
| LDNO LV: Small Non Domestic Unrestricted | 20303 | 3 | 1.543 | 0 | 0 | 5.25 | 0 | 0 | 0
| LDNO LV: Small Non Domestic Two Rate | 20304 | 4 | 1.669 | 0.896 | 0 | 5.25 | 0 | 0 | 0
| LDNO LV: Small Non Domestic Off Peak (related MPAN) | 20305 | 4 | 0.893 | 0 | 0 | 0 | 0 | 0 | 0
| LDNO LV: LV Medium Non-Domestic | 20306 | 5-8 | 1.58 | 0.88 | 0 | 23.3 | 0 | 0 | 0
| LDNO LV: LV Network Domestic | 20307 |  | 8.715 | 1.133 | 0.891 | 3.24 | 0 | 0 | 0
| LDNO LV: LV Network Non-Domestic Non-CT | 20308 |  | 8.872 | 1.14 | 0.893 | 5.25 | 0 | 0 | 0
| LDNO LV: LV HH Metered | 20309 |  | 6.472 | 1.014 | 0.863 | 7.41 | 1.91 | 4.36 | 0.095
| LDNO LV: NHH UMS category A | 20310 | 8 | 1.867 | 0 | 0 | 0 | 0 | 0 | 0
| LDNO LV: NHH UMS category B | 20311 | 1 | 2.1 | 0 | 0 | 0 | 0 | 0 | 0
| LDNO LV: NHH UMS category C | 20312 | 1 | 2.649 | 0 | 0 | 0 | 0 | 0 | 0
| LDNO LV: NHH UMS category D | 20313 | 1 | 1.641 | 0 | 0 | 0 | 0 | 0 | 0
| LDNO LV: LV UMS (Pseudo HH Metered) | 20314 |  | 21.227 | 1.671 | 1.41 | 0 | 0 | 0 | 0
| LDNO LV: LV Generation NHH or Aggregate HH | 20315 | 8&0 | -0.696 | 0 | 0 | 0 | 0 | 0 | 0
| LDNO LV: LV Generation Intermittent | 20316 |  | -0.696 | 0 | 0 | 0 | 0 | 0 | 0.151
| LDNO LV: LV Generation Non-Intermittent | 20317 |  | -8.543 | -0.354 | -0.092 | 0 | 0 | 0 | 0.151
| LDNO HV: Domestic Unrestricted | 20318 | 1 | 1.028 | 0 | 0 | 1.97 | 0 | 0 | 0
| LDNO HV: Domestic Two Rate | 20319 | 2 | 1.157 | 0.547 | 0 | 1.97 | 0 | 0 | 0
| LDNO HV: Domestic Off Peak (related MPAN) | 20320 | 2 | 0.54 | 0 | 0 | 0 | 0 | 0 | 0
| LDNO HV: Small Non Domestic Unrestricted | 20321 | 3 | 0.937 | 0 | 0 | 3.19 | 0 | 0 | 0
| LDNO HV: Small Non Domestic Two Rate | 20322 | 4 | 1.014 | 0.545 | 0 | 3.19 | 0 | 0 | 0
| LDNO HV: Small Non Domestic Off Peak (related MPAN) | 20323 | 4 | 0.543 | 0 | 0 | 0 | 0 | 0 | 0
| LDNO HV: LV Medium Non-Domestic | 20324 | 5-8 | 0.96 | 0.535 | 0 | 14.16 | 0 | 0 | 0
| LDNO HV: LV Network Domestic | 20325 |  | 5.296 | 0.688 | 0.541 | 1.97 | 0 | 0 | 0
| LDNO HV: LV Network Non-Domestic Non-CT | 20326 |  | 5.391 | 0.693 | 0.542 | 3.19 | 0 | 0 | 0
| LDNO HV: LV HH Metered | 20327 |  | 3.933 | 0.616 | 0.525 | 4.5 | 1.16 | 2.65 | 0.058
| LDNO HV: LV Sub HH Metered | 20328 |  | 5.176 | 0.925 | 0.842 | 5.68 | 2.04 | 4.2 | 0.067
| LDNO HV: HV HH Metered | 20329 |  | 4.791 | 1.025 | 0.982 | 66.89 | 2.06 | 5.06 | 0.053
| LDNO HV: NHH UMS category A | 20330 | 8 | 1.134 | 0 | 0 | 0 | 0 | 0 | 0
| LDNO HV: NHH UMS category B | 20331 | 1 | 1.276 | 0 | 0 | 0 | 0 | 0 | 0
| LDNO HV: NHH UMS category C | 20332 | 1 | 1.61 | 0 | 0 | 0 | 0 | 0 | 0
| LDNO HV: NHH UMS category D | 20333 | 1 | 0.997 | 0 | 0 | 0 | 0 | 0 | 0
| LDNO HV: LV UMS (Pseudo HH Metered) | 20334 |  | 12.898 | 1.015 | 0.857 | 0 | 0 | 0 | 0
| LDNO HV: LV Generation NHH or Aggregate HH | 20335 | 8&0 | -0.696 | 0 | 0 | 0 | 0 | 0 | 0
| LDNO HV: LV Sub Generation NHH | 20336 | 8 | -0.629 | 0 | 0 | 0 | 0 | 0 | 0
| LDNO HV: LV Generation Intermittent | 20337 |  | -0.696 | 0 | 0 | 0 | 0 | 0 | 0.151
| LDNO HV: LV Generation Non-Intermittent | 20338 |  | -8.543 | -0.354 | -0.092 | 0 | 0 | 0 | 0.151
| LDNO HV: LV Sub Generation Intermittent | 20339 |  | -0.629 | 0 | 0 | 0 | 0 | 0 | 0.126
| LDNO HV: LV Sub Generation Non-Intermittent | 20340 |  | -7.844 | -0.303 | -0.082 | 0 | 0 | 0 | 0.126
| LDNO HV: HV Generation Intermittent | 20341 |  | -0.4 | 0 | 0 | 0 | 0 | 0 | 0.096
| LDNO HV: HV Generation Non-Intermittent | 20342 |  | -5.442 | -0.132 | -0.046 | 0 | 0 | 0 | 0.096
Tariffs for Charging Year: 2019/20
|  | Open LLFCs | PCs | Unit rate 1 p/kWh | Unit rate 2 p/kWh | Unit rate 3 p/kWh | Fixed charge p/MPAN/day | Capacity charge p/kVA/day | Exceeded capacity charge p/kVA/day | Reactive power charge p/kVArh | Closed LLFCs
| Domestic Unrestricted | 10, 20 | 1 | 2.822 | 0 | 0 | 5.33 | 0 | 0 | 0
| Domestic Two Rate | 30, 40 | 2 | 3.173 | 1.516 | 0 | 5.33 | 0 | 0 | 0
| Domestic Off Peak (related MPAN) | 430 | 2 | 1.496 | 0 | 0 | 0 | 0 | 0 | 0
| Small Non Domestic Unrestricted | 110 | 3 | 2.575 | 0 | 0 | 8.62 | 0 | 0 | 0
| Small Non Domestic Two Rate | 210 | 4 | 2.783 | 1.51 | 0 | 8.62 | 0 | 0 | 0
| Small Non Domestic Off Peak (related MPAN) | 251 | 4 | 1.504 | 0 | 0 | 0 | 0 | 0 | 0
| LV Medium Non-Domestic | 570 | 5-8 | 2.637 | 1.484 | 0 | 38.27 | 0 | 0 | 0
| LV Sub Medium Non-Domestic | 540 | 5-8 | 2.505 | 1.47 | 0 | 26.53 | 0 | 0 | 0
| HV Medium Non-Domestic | 510 | 5-8 | 2.035 | 1.415 | 0 | 177.96 | 0 | 0 | 0
| LV Network Domestic | 202 |  | 14.418 | 1.899 | 1.502 | 5.33 | 0 | 0 | 0
| LV Network Non-Domestic Non-CT | 203 |  | 14.676 | 1.909 | 1.504 | 8.62 | 0 | 0 | 0
| LV HH Metered | 570 |  | 10.721 | 1.704 | 1.456 | 12.15 | 3.14 | 7.16 | 0.156
| LV Sub HH Metered | 540 |  | 8.622 | 1.562 | 1.426 | 9.36 | 3.37 | 6.92 | 0.111
| HV HH Metered | 510 |  | 6.744 | 1.462 | 1.402 | 92.88 | 2.86 | 7.02 | 0.075
| NHH UMS category A | 977 | 8 | 3.104 | 0 | 0 | 0 | 0 | 0 | 0
| NHH UMS category B | 980 | 1 | 3.49 | 0 | 0 | 0 | 0 | 0 | 0
| NHH UMS category C | 978 | 1 | 4.395 | 0 | 0 | 0 | 0 | 0 | 0
| NHH UMS category D | 979 | 1 | 2.73 | 0 | 0 | 0 | 0 | 0 | 0
| LV UMS (Pseudo HH Metered) | 970 |  | 35.041 | 2.778 | 2.351 | 0 | 0 | 0 | 0
| LV Generation NHH or Aggregate HH | 581 | 8&0 | -0.72 | 0 | 0 | 0 | 0 | 0 | 0
| LV Sub Generation NHH | 551 | 8 | -0.651 | 0 | 0 | 0 | 0 | 0 | 0
| LV Generation Intermittent | 581 |  | -0.72 | 0 | 0 | 0 | 0 | 0 | 0.156
| LV Generation Intermittent no RP charge | tbc |  | -0.72 | 0 | 0 | 0 | 0 | 0 | 0
| LV Generation Non-Intermittent | 527 |  | -8.803 | -0.363 | -0.095 | 0 | 0 | 0 | 0.156
| LV Generation Non-Intermittent no RP charge | tbc |  | -8.803 | -0.363 | -0.095 | 0 | 0 | 0 | 0
| LV Sub Generation Intermittent | 551 |  | -0.651 | 0 | 0 | 0 | 0 | 0 | 0.13
| LV Sub Generation Intermittent no RP charge | tbc |  | -0.651 | 0 | 0 | 0 | 0 | 0 | 0
| LV Sub Generation Non-Intermittent | 526 |  | -8.087 | -0.311 | -0.085 | 0 | 0 | 0 | 0.13
| LV Sub Generation Non-Intermittent no RP charge | tbc |  | -8.087 | -0.311 | -0.085 | 0 | 0 | 0 | 0
| HV Generation Intermittent | 521 |  | -0.415 | 0 | 0 | 44.78 | 0 | 0 | 0.1
| HV Generation Intermittent no RP charge | tbc |  | -0.415 | 0 | 0 | 44.78 | 0 | 0 | 0
| HV Generation Non-Intermittent | 524 |  | -5.625 | -0.135 | -0.048 | 44.78 | 0 | 0 | 0.1
| HV Generation Non-Intermittent no RP charge | tbc |  | -5.625 | -0.135 | -0.048 | 44.78 | 0 | 0 | 0
| LDNO LV: Domestic Unrestricted | 20300 | 1 | 1.77 | 0 | 0 | 3.34 | 0 | 0 | 0
| LDNO LV: Domestic Two Rate | 20301 | 2 | 1.99 | 0.951 | 0 | 3.34 | 0 | 0 | 0
| LDNO LV: Domestic Off Peak (related MPAN) | 20302 | 2 | 0.938 | 0 | 0 | 0 | 0 | 0 | 0
| LDNO LV: Small Non Domestic Unrestricted | 20303 | 3 | 1.615 | 0 | 0 | 5.41 | 0 | 0 | 0
| LDNO LV: Small Non Domestic Two Rate | 20304 | 4 | 1.746 | 0.947 | 0 | 5.41 | 0 | 0 | 0
| LDNO LV: Small Non Domestic Off Peak (related MPAN) | 20305 | 4 | 0.943 | 0 | 0 | 0 | 0 | 0 | 0
| LDNO LV: LV Medium Non-Domestic | 20306 | 5-8 | 1.654 | 0.931 | 0 | 24.01 | 0 | 0 | 0
| LDNO LV: LV Network Domestic | 20307 |  | 9.045 | 1.191 | 0.942 | 3.34 | 0 | 0 | 0
| LDNO LV: LV Network Non-Domestic Non-CT | 20308 |  | 9.207 | 1.198 | 0.943 | 5.41 | 0 | 0 | 0
| LDNO LV: LV HH Metered | 20309 |  | 6.725 | 1.069 | 0.913 | 7.62 | 1.97 | 4.49 | 0.098
| LDNO LV: NHH UMS category A | 20310 | 8 | 1.947 | 0 | 0 | 0 | 0 | 0 | 0
| LDNO LV: NHH UMS category B | 20311 | 1 | 2.189 | 0 | 0 | 0 | 0 | 0 | 0
| LDNO LV: NHH UMS category C | 20312 | 1 | 2.757 | 0 | 0 | 0 | 0 | 0 | 0
| LDNO LV: NHH UMS category D | 20313 | 1 | 1.713 | 0 | 0 | 0 | 0 | 0 | 0
| LDNO LV: LV UMS (Pseudo HH Metered) | 20314 |  | 21.982 | 1.743 | 1.475 | 0 | 0 | 0 | 0
| LDNO LV: LV Generation NHH or Aggregate HH | 20315 | 8&0 | -0.72 | 0 | 0 | 0 | 0 | 0 | 0
| LDNO LV: LV Generation Intermittent | 20316 |  | -0.72 | 0 | 0 | 0 | 0 | 0 | 0.156
| LDNO LV: LV Generation Non-Intermittent | 20317 |  | -8.803 | -0.363 | -0.095 | 0 | 0 | 0 | 0.156
| LDNO HV: Domestic Unrestricted | 20318 | 1 | 1.076 | 0 | 0 | 2.03 | 0 | 0 | 0
| LDNO HV: Domestic Two Rate | 20319 | 2 | 1.21 | 0.578 | 0 | 2.03 | 0 | 0 | 0
| LDNO HV: Domestic Off Peak (related MPAN) | 20320 | 2 | 0.57 | 0 | 0 | 0 | 0 | 0 | 0
| LDNO HV: Small Non Domestic Unrestricted | 20321 | 3 | 0.982 | 0 | 0 | 3.29 | 0 | 0 | 0
| LDNO HV: Small Non Domestic Two Rate | 20322 | 4 | 1.061 | 0.576 | 0 | 3.29 | 0 | 0 | 0
| LDNO HV: Small Non Domestic Off Peak (related MPAN) | 20323 | 4 | 0.573 | 0 | 0 | 0 | 0 | 0 | 0
| LDNO HV: LV Medium Non-Domestic | 20324 | 5-8 | 1.005 | 0.566 | 0 | 14.59 | 0 | 0 | 0
| LDNO HV: LV Network Domestic | 20325 |  | 5.496 | 0.724 | 0.573 | 2.03 | 0 | 0 | 0
| LDNO HV: LV Network Non-Domestic Non-CT | 20326 |  | 5.594 | 0.728 | 0.573 | 3.29 | 0 | 0 | 0
| LDNO HV: LV HH Metered | 20327 |  | 4.087 | 0.65 | 0.555 | 4.63 | 1.2 | 2.73 | 0.059
| LDNO HV: LV Sub HH Metered | 20328 |  | 5.389 | 0.976 | 0.891 | 5.85 | 2.11 | 4.33 | 0.069
| LDNO HV: HV HH Metered | 20329 |  | 5 | 1.084 | 1.039 | 68.86 | 2.12 | 5.2 | 0.056
| LDNO HV: NHH UMS category A | 20330 | 8 | 1.183 | 0 | 0 | 0 | 0 | 0 | 0
| LDNO HV: NHH UMS category B | 20331 | 1 | 1.33 | 0 | 0 | 0 | 0 | 0 | 0
| LDNO HV: NHH UMS category C | 20332 | 1 | 1.675 | 0 | 0 | 0 | 0 | 0 | 0
| LDNO HV: NHH UMS category D | 20333 | 1 | 1.041 | 0 | 0 | 0 | 0 | 0 | 0
| LDNO HV: LV UMS (Pseudo HH Metered) | 20334 |  | 13.357 | 1.059 | 0.896 | 0 | 0 | 0 | 0
| LDNO HV: LV Generation NHH or Aggregate HH | 20335 | 8&0 | -0.72 | 0 | 0 | 0 | 0 | 0 | 0
| LDNO HV: LV Sub Generation NHH | 20336 | 8 | -0.651 | 0 | 0 | 0 | 0 | 0 | 0
| LDNO HV: LV Generation Intermittent | 20337 |  | -0.72 | 0 | 0 | 0 | 0 | 0 | 0.156
| LDNO HV: LV Generation Non-Intermittent | 20338 |  | -8.803 | -0.363 | -0.095 | 0 | 0 | 0 | 0.156
| LDNO HV: LV Sub Generation Intermittent | 20339 |  | -0.651 | 0 | 0 | 0 | 0 | 0 | 0.13
| LDNO HV: LV Sub Generation Non-Intermittent | 20340 |  | -8.087 | -0.311 | -0.085 | 0 | 0 | 0 | 0.13
| LDNO HV: HV Generation Intermittent | 20341 |  | -0.415 | 0 | 0 | 0 | 0 | 0 | 0.1
| LDNO HV: HV Generation Non-Intermittent | 20342 |  | -5.625 | -0.135 | -0.048 | 0 | 0 | 0 | 0.1
Tariffs for Charging Year: 2020/21
|  | Open LLFCs | PCs | Unit rate 1 p/kWh | Unit rate 2 p/kWh | Unit rate 3 p/kWh | Fixed charge p/MPAN/day | Capacity charge p/kVA/day | Exceeded capacity charge p/kVA/day | Reactive power charge p/kVArh | Closed LLFCs
| Domestic Unrestricted | 10, 20 | 1 | 2.878 | 0 | 0 | 5.48 | 0 | 0 | 0
| Domestic Two Rate | 30, 40 | 2 | 3.239 | 1.533 | 0 | 5.48 | 0 | 0 | 0
| Domestic Off Peak (related MPAN) | 430 | 2 | 1.513 | 0 | 0 | 0 | 0 | 0 | 0
| Small Non Domestic Unrestricted | 110 | 3 | 2.624 | 0 | 0 | 8.87 | 0 | 0 | 0
| Small Non Domestic Two Rate | 210 | 4 | 2.838 | 1.528 | 0 | 8.87 | 0 | 0 | 0
| Small Non Domestic Off Peak (related MPAN) | 251 | 4 | 1.522 | 0 | 0 | 0 | 0 | 0 | 0
| LV Medium Non-Domestic | 570 | 5-8 | 2.687 | 1.5 | 0 | 39.31 | 0 | 0 | 0
| LV Sub Medium Non-Domestic | 540 | 5-8 | 2.552 | 1.486 | 0 | 27.27 | 0 | 0 | 0
| HV Medium Non-Domestic | 510 | 5-8 | 2.068 | 1.429 | 0 | 183.08 | 0 | 0 | 0
| LV Network Domestic | 202 |  | 14.817 | 1.927 | 1.519 | 5.48 | 0 | 0 | 0
| LV Network Non-Domestic Non-CT | 203 |  | 15.083 | 1.938 | 1.521 | 8.87 | 0 | 0 | 0
| LV HH Metered | 570 |  | 11.011 | 1.727 | 1.472 | 12.52 | 3.24 | 7.36 | 0.161
| LV Sub HH Metered | 540 |  | 8.849 | 1.581 | 1.441 | 9.64 | 3.47 | 7.13 | 0.114
| HV HH Metered | 510 |  | 6.916 | 1.478 | 1.416 | 95.68 | 2.95 | 7.22 | 0.077
| NHH UMS category A | 977 | 8 | 3.168 | 0 | 0 | 0 | 0 | 0 | 0
| NHH UMS category B | 980 | 1 | 3.567 | 0 | 0 | 0 | 0 | 0 | 0
| NHH UMS category C | 978 | 1 | 4.498 | 0 | 0 | 0 | 0 | 0 | 0
| NHH UMS category D | 979 | 1 | 2.782 | 0 | 0 | 0 | 0 | 0 | 0
| LV UMS (Pseudo HH Metered) | 970 |  | 36.054 | 2.83 | 2.395 | 0 | 0 | 0 | 0
| LV Generation NHH or Aggregate HH | 581 | 8&0 | -0.741 | 0 | 0 | 0 | 0 | 0 | 0
| LV Sub Generation NHH | 551 | 8 | -0.67 | 0 | 0 | 0 | 0 | 0 | 0
| LV Generation Intermittent | 581 |  | -0.741 | 0 | 0 | 0 | 0 | 0 | 0.16
| LV Generation Intermittent no RP charge | tbc |  | -0.741 | 0 | 0 | 0 | 0 | 0 | 0
| LV Generation Non-Intermittent | 527 |  | -9.073 | -0.374 | -0.098 | 0 | 0 | 0 | 0.16
| LV Generation Non-Intermittent no RP charge | tbc |  | -9.073 | -0.374 | -0.098 | 0 | 0 | 0 | 0
| LV Sub Generation Intermittent | 551 |  | -0.67 | 0 | 0 | 0 | 0 | 0 | 0.134
| LV Sub Generation Intermittent no RP charge | tbc |  | -0.67 | 0 | 0 | 0 | 0 | 0 | 0
| LV Sub Generation Non-Intermittent | 526 |  | -8.335 | -0.321 | -0.087 | 0 | 0 | 0 | 0.134
| LV Sub Generation Non-Intermittent no RP charge | tbc |  | -8.335 | -0.321 | -0.087 | 0 | 0 | 0 | 0
| HV Generation Intermittent | 521 |  | -0.427 | 0 | 0 | 46.13 | 0 | 0 | 0.103
| HV Generation Intermittent no RP charge | tbc |  | -0.427 | 0 | 0 | 46.13 | 0 | 0 | 0
| HV Generation Non-Intermittent | 524 |  | -5.798 | -0.139 | -0.049 | 46.13 | 0 | 0 | 0.103
| HV Generation Non-Intermittent no RP charge | tbc |  | -5.798 | -0.139 | -0.049 | 46.13 | 0 | 0 | 0
| LDNO LV: Domestic Unrestricted | 20300 | 1 | 1.805 | 0 | 0 | 3.44 | 0 | 0 | 0
| LDNO LV: Domestic Two Rate | 20301 | 2 | 2.032 | 0.962 | 0 | 3.44 | 0 | 0 | 0
| LDNO LV: Domestic Off Peak (related MPAN) | 20302 | 2 | 0.949 | 0 | 0 | 0 | 0 | 0 | 0
| LDNO LV: Small Non Domestic Unrestricted | 20303 | 3 | 1.646 | 0 | 0 | 5.56 | 0 | 0 | 0
| LDNO LV: Small Non Domestic Two Rate | 20304 | 4 | 1.78 | 0.959 | 0 | 5.56 | 0 | 0 | 0
| LDNO LV: Small Non Domestic Off Peak (related MPAN) | 20305 | 4 | 0.955 | 0 | 0 | 0 | 0 | 0 | 0
| LDNO LV: LV Medium Non-Domestic | 20306 | 5-8 | 1.686 | 0.941 | 0 | 24.66 | 0 | 0 | 0
| LDNO LV: LV Network Domestic | 20307 |  | 9.295 | 1.209 | 0.953 | 3.44 | 0 | 0 | 0
| LDNO LV: LV Network Non-Domestic Non-CT | 20308 |  | 9.462 | 1.216 | 0.954 | 5.56 | 0 | 0 | 0
| LDNO LV: LV HH Metered | 20309 |  | 6.907 | 1.083 | 0.923 | 7.85 | 2.03 | 4.62 | 0.101
| LDNO LV: NHH UMS category A | 20310 | 8 | 1.987 | 0 | 0 | 0 | 0 | 0 | 0
| LDNO LV: NHH UMS category B | 20311 | 1 | 2.238 | 0 | 0 | 0 | 0 | 0 | 0
| LDNO LV: NHH UMS category C | 20312 | 1 | 2.822 | 0 | 0 | 0 | 0 | 0 | 0
| LDNO LV: NHH UMS category D | 20313 | 1 | 1.745 | 0 | 0 | 0 | 0 | 0 | 0
| LDNO LV: LV UMS (Pseudo HH Metered) | 20314 |  | 22.617 | 1.775 | 1.502 | 0 | 0 | 0 | 0
| LDNO LV: LV Generation NHH or Aggregate HH | 20315 | 8&0 | -0.741 | 0 | 0 | 0 | 0 | 0 | 0
| LDNO LV: LV Generation Intermittent | 20316 |  | -0.741 | 0 | 0 | 0 | 0 | 0 | 0.16
| LDNO LV: LV Generation Non-Intermittent | 20317 |  | -9.073 | -0.374 | -0.098 | 0 | 0 | 0 | 0.16
| LDNO HV: Domestic Unrestricted | 20318 | 1 | 1.097 | 0 | 0 | 2.09 | 0 | 0 | 0
| LDNO HV: Domestic Two Rate | 20319 | 2 | 1.235 | 0.584 | 0 | 2.09 | 0 | 0 | 0
| LDNO HV: Domestic Off Peak (related MPAN) | 20320 | 2 | 0.577 | 0 | 0 | 0 | 0 | 0 | 0
| LDNO HV: Small Non Domestic Unrestricted | 20321 | 3 | 1 | 0 | 0 | 3.38 | 0 | 0 | 0
| LDNO HV: Small Non Domestic Two Rate | 20322 | 4 | 1.082 | 0.582 | 0 | 3.38 | 0 | 0 | 0
| LDNO HV: Small Non Domestic Off Peak (related MPAN) | 20323 | 4 | 0.58 | 0 | 0 | 0 | 0 | 0 | 0
| LDNO HV: LV Medium Non-Domestic | 20324 | 5-8 | 1.024 | 0.572 | 0 | 14.98 | 0 | 0 | 0
| LDNO HV: LV Network Domestic | 20325 |  | 5.648 | 0.735 | 0.579 | 2.09 | 0 | 0 | 0
| LDNO HV: LV Network Non-Domestic Non-CT | 20326 |  | 5.75 | 0.739 | 0.58 | 3.38 | 0 | 0 | 0
| LDNO HV: LV HH Metered | 20327 |  | 4.197 | 0.658 | 0.561 | 4.77 | 1.24 | 2.81 | 0.061
| LDNO HV: LV Sub HH Metered | 20328 |  | 5.531 | 0.988 | 0.901 | 6.03 | 2.17 | 4.46 | 0.071
| LDNO HV: HV HH Metered | 20329 |  | 5.127 | 1.096 | 1.05 | 70.93 | 2.19 | 5.35 | 0.057
| LDNO HV: NHH UMS category A | 20330 | 8 | 1.208 | 0 | 0 | 0 | 0 | 0 | 0
| LDNO HV: NHH UMS category B | 20331 | 1 | 1.36 | 0 | 0 | 0 | 0 | 0 | 0
| LDNO HV: NHH UMS category C | 20332 | 1 | 1.715 | 0 | 0 | 0 | 0 | 0 | 0
| LDNO HV: NHH UMS category D | 20333 | 1 | 1.06 | 0 | 0 | 0 | 0 | 0 | 0
| LDNO HV: LV UMS (Pseudo HH Metered) | 20334 |  | 13.743 | 1.079 | 0.913 | 0 | 0 | 0 | 0
| LDNO HV: LV Generation NHH or Aggregate HH | 20335 | 8&0 | -0.741 | 0 | 0 | 0 | 0 | 0 | 0
| LDNO HV: LV Sub Generation NHH | 20336 | 8 | -0.67 | 0 | 0 | 0 | 0 | 0 | 0
| LDNO HV: LV Generation Intermittent | 20337 |  | -0.741 | 0 | 0 | 0 | 0 | 0 | 0.16
| LDNO HV: LV Generation Non-Intermittent | 20338 |  | -9.073 | -0.374 | -0.098 | 0 | 0 | 0 | 0.16
| LDNO HV: LV Sub Generation Intermittent | 20339 |  | -0.67 | 0 | 0 | 0 | 0 | 0 | 0.134
| LDNO HV: LV Sub Generation Non-Intermittent | 20340 |  | -8.335 | -0.321 | -0.087 | 0 | 0 | 0 | 0.134
| LDNO HV: HV Generation Intermittent | 20341 |  | -0.427 | 0 | 0 | 0 | 0 | 0 | 0.103
| LDNO HV: HV Generation Non-Intermittent | 20342 |  | -5.798 | -0.139 | -0.049 | 0 | 0 | 0 | 0.103
Tariffs for Charging Year: 2021/22
|  | Open LLFCs | PCs | Unit rate 1 p/kWh | Unit rate 2 p/kWh | Unit rate 3 p/kWh | Fixed charge p/MPAN/day | Capacity charge p/kVA/day | Exceeded capacity charge p/kVA/day | Reactive power charge p/kVArh | Closed LLFCs
| Domestic Unrestricted | 10, 20 | 1 | 2.944 | 0 | 0 | 5.64 | 0 | 0 | 0
| Domestic Two Rate | 30, 40 | 2 | 3.316 | 1.559 | 0 | 5.64 | 0 | 0 | 0
| Domestic Off Peak (related MPAN) | 430 | 2 | 1.538 | 0 | 0 | 0 | 0 | 0 | 0
| Small Non Domestic Unrestricted | 110 | 3 | 2.683 | 0 | 0 | 9.13 | 0 | 0 | 0
| Small Non Domestic Two Rate | 210 | 4 | 2.903 | 1.553 | 0 | 9.13 | 0 | 0 | 0
| Small Non Domestic Off Peak (related MPAN) | 251 | 4 | 1.547 | 0 | 0 | 0 | 0 | 0 | 0
| LV Medium Non-Domestic | 570 | 5-8 | 2.748 | 1.525 | 0 | 40.54 | 0 | 0 | 0
| LV Sub Medium Non-Domestic | 540 | 5-8 | 2.608 | 1.511 | 0 | 28.11 | 0 | 0 | 0
| HV Medium Non-Domestic | 510 | 5-8 | 2.11 | 1.452 | 0 | 188.54 | 0 | 0 | 0
| LV Network Domestic | 202 |  | 15.243 | 1.965 | 1.544 | 5.64 | 0 | 0 | 0
| LV Network Non-Domestic Non-CT | 203 |  | 15.517 | 1.976 | 1.547 | 9.13 | 0 | 0 | 0
| LV HH Metered | 570 |  | 11.323 | 1.758 | 1.495 | 12.88 | 3.33 | 7.59 | 0.166
| LV Sub HH Metered | 540 |  | 9.098 | 1.609 | 1.463 | 9.92 | 3.57 | 7.34 | 0.117
| HV HH Metered | 510 |  | 7.106 | 1.502 | 1.439 | 98.39 | 3.03 | 7.45 | 0.079
| NHH UMS category A | 977 | 8 | 3.243 | 0 | 0 | 0 | 0 | 0 | 0
| NHH UMS category B | 980 | 1 | 3.652 | 0 | 0 | 0 | 0 | 0 | 0
| NHH UMS category C | 978 | 1 | 4.612 | 0 | 0 | 0 | 0 | 0 | 0
| NHH UMS category D | 979 | 1 | 2.847 | 0 | 0 | 0 | 0 | 0 | 0
| LV UMS (Pseudo HH Metered) | 970 |  | 37.11 | 2.899 | 2.444 | 0 | 0 | 0 | 0
| LV Generation NHH or Aggregate HH | 581 | 8&0 | -0.764 | 0 | 0 | 0 | 0 | 0 | 0
| LV Sub Generation NHH | 551 | 8 | -0.691 | 0 | 0 | 0 | 0 | 0 | 0
| LV Generation Intermittent | 581 |  | -0.764 | 0 | 0 | 0 | 0 | 0 | 0.165
| LV Generation Intermittent no RP charge | tbc |  | -0.764 | 0 | 0 | 0 | 0 | 0 | 0
| LV Generation Non-Intermittent | 527 |  | -9.346 | -0.385 | -0.101 | 0 | 0 | 0 | 0.165
| LV Generation Non-Intermittent no RP charge | tbc |  | -9.346 | -0.385 | -0.101 | 0 | 0 | 0 | 0
| LV Sub Generation Intermittent | 551 |  | -0.691 | 0 | 0 | 0 | 0 | 0 | 0.138
| LV Sub Generation Intermittent no RP charge | tbc |  | -0.691 | 0 | 0 | 0 | 0 | 0 | 0
| LV Sub Generation Non-Intermittent | 526 |  | -8.587 | -0.33 | -0.09 | 0 | 0 | 0 | 0.138
| LV Sub Generation Non-Intermittent no RP charge | tbc |  | -8.587 | -0.33 | -0.09 | 0 | 0 | 0 | 0
| HV Generation Intermittent | 521 |  | -0.44 | 0 | 0 | 47.44 | 0 | 0 | 0.106
| HV Generation Intermittent no RP charge | tbc |  | -0.44 | 0 | 0 | 47.44 | 0 | 0 | 0
| HV Generation Non-Intermittent | 524 |  | -5.974 | -0.143 | -0.051 | 47.44 | 0 | 0 | 0.106
| HV Generation Non-Intermittent no RP charge | tbc |  | -5.974 | -0.143 | -0.051 | 47.44 | 0 | 0 | 0
| LDNO LV: Domestic Unrestricted | 20300 | 1 | 1.847 | 0 | 0 | 3.54 | 0 | 0 | 0
| LDNO LV: Domestic Two Rate | 20301 | 2 | 2.08 | 0.978 | 0 | 3.54 | 0 | 0 | 0
| LDNO LV: Domestic Off Peak (related MPAN) | 20302 | 2 | 0.965 | 0 | 0 | 0 | 0 | 0 | 0
| LDNO LV: Small Non Domestic Unrestricted | 20303 | 3 | 1.683 | 0 | 0 | 5.73 | 0 | 0 | 0
| LDNO LV: Small Non Domestic Two Rate | 20304 | 4 | 1.821 | 0.974 | 0 | 5.73 | 0 | 0 | 0
| LDNO LV: Small Non Domestic Off Peak (related MPAN) | 20305 | 4 | 0.97 | 0 | 0 | 0 | 0 | 0 | 0
| LDNO LV: LV Medium Non-Domestic | 20306 | 5-8 | 1.724 | 0.957 | 0 | 25.43 | 0 | 0 | 0
| LDNO LV: LV Network Domestic | 20307 |  | 9.562 | 1.233 | 0.969 | 3.54 | 0 | 0 | 0
| LDNO LV: LV Network Non-Domestic Non-CT | 20308 |  | 9.734 | 1.24 | 0.97 | 5.73 | 0 | 0 | 0
| LDNO LV: LV HH Metered | 20309 |  | 7.103 | 1.103 | 0.938 | 8.08 | 2.09 | 4.76 | 0.104
| LDNO LV: NHH UMS category A | 20310 | 8 | 2.034 | 0 | 0 | 0 | 0 | 0 | 0
| LDNO LV: NHH UMS category B | 20311 | 1 | 2.291 | 0 | 0 | 0 | 0 | 0 | 0
| LDNO LV: NHH UMS category C | 20312 | 1 | 2.893 | 0 | 0 | 0 | 0 | 0 | 0
| LDNO LV: NHH UMS category D | 20313 | 1 | 1.786 | 0 | 0 | 0 | 0 | 0 | 0
| LDNO LV: LV UMS (Pseudo HH Metered) | 20314 |  | 23.28 | 1.819 | 1.533 | 0 | 0 | 0 | 0
| LDNO LV: LV Generation NHH or Aggregate HH | 20315 | 8&0 | -0.764 | 0 | 0 | 0 | 0 | 0 | 0
| LDNO LV: LV Generation Intermittent | 20316 |  | -0.764 | 0 | 0 | 0 | 0 | 0 | 0.165
| LDNO LV: LV Generation Non-Intermittent | 20317 |  | -9.346 | -0.385 | -0.101 | 0 | 0 | 0 | 0.165
| LDNO HV: Domestic Unrestricted | 20318 | 1 | 1.122 | 0 | 0 | 2.15 | 0 | 0 | 0
| LDNO HV: Domestic Two Rate | 20319 | 2 | 1.264 | 0.594 | 0 | 2.15 | 0 | 0 | 0
| LDNO HV: Domestic Off Peak (related MPAN) | 20320 | 2 | 0.586 | 0 | 0 | 0 | 0 | 0 | 0
| LDNO HV: Small Non Domestic Unrestricted | 20321 | 3 | 1.023 | 0 | 0 | 3.48 | 0 | 0 | 0
| LDNO HV: Small Non Domestic Two Rate | 20322 | 4 | 1.107 | 0.592 | 0 | 3.48 | 0 | 0 | 0
| LDNO HV: Small Non Domestic Off Peak (related MPAN) | 20323 | 4 | 0.59 | 0 | 0 | 0 | 0 | 0 | 0
| LDNO HV: LV Medium Non-Domestic | 20324 | 5-8 | 1.048 | 0.581 | 0 | 15.45 | 0 | 0 | 0
| LDNO HV: LV Network Domestic | 20325 |  | 5.81 | 0.749 | 0.589 | 2.15 | 0 | 0 | 0
| LDNO HV: LV Network Non-Domestic Non-CT | 20326 |  | 5.915 | 0.753 | 0.59 | 3.48 | 0 | 0 | 0
| LDNO HV: LV HH Metered | 20327 |  | 4.316 | 0.67 | 0.57 | 4.91 | 1.27 | 2.89 | 0.063
| LDNO HV: LV Sub HH Metered | 20328 |  | 5.687 | 1.006 | 0.914 | 6.2 | 2.23 | 4.59 | 0.073
| LDNO HV: HV HH Metered | 20329 |  | 5.268 | 1.114 | 1.067 | 72.94 | 2.25 | 5.52 | 0.059
| LDNO HV: NHH UMS category A | 20330 | 8 | 1.236 | 0 | 0 | 0 | 0 | 0 | 0
| LDNO HV: NHH UMS category B | 20331 | 1 | 1.392 | 0 | 0 | 0 | 0 | 0 | 0
| LDNO HV: NHH UMS category C | 20332 | 1 | 1.758 | 0 | 0 | 0 | 0 | 0 | 0
| LDNO HV: NHH UMS category D | 20333 | 1 | 1.085 | 0 | 0 | 0 | 0 | 0 | 0
| LDNO HV: LV UMS (Pseudo HH Metered) | 20334 |  | 14.146 | 1.105 | 0.932 | 0 | 0 | 0 | 0
| LDNO HV: LV Generation NHH or Aggregate HH | 20335 | 8&0 | -0.764 | 0 | 0 | 0 | 0 | 0 | 0
| LDNO HV: LV Sub Generation NHH | 20336 | 8 | -0.691 | 0 | 0 | 0 | 0 | 0 | 0
| LDNO HV: LV Generation Intermittent | 20337 |  | -0.764 | 0 | 0 | 0 | 0 | 0 | 0.165
| LDNO HV: LV Generation Non-Intermittent | 20338 |  | -9.346 | -0.385 | -0.101 | 0 | 0 | 0 | 0.165
| LDNO HV: LV Sub Generation Intermittent | 20339 |  | -0.691 | 0 | 0 | 0 | 0 | 0 | 0.138
| LDNO HV: LV Sub Generation Non-Intermittent | 20340 |  | -8.587 | -0.33 | -0.09 | 0 | 0 | 0 | 0.138
| LDNO HV: HV Generation Intermittent | 20341 |  | -0.44 | 0 | 0 | 0 | 0 | 0 | 0.106
| LDNO HV: HV Generation Non-Intermittent | 20342 |  | -5.974 | -0.143 | -0.051 | 0 | 0 | 0 | 0.106
Tariffs for Charging Year: 2022/23
|  | Open LLFCs | PCs | Unit rate 1 p/kWh | Unit rate 2 p/kWh | Unit rate 3 p/kWh | Fixed charge p/MPAN/day | Capacity charge p/kVA/day | Exceeded capacity charge p/kVA/day | Reactive power charge p/kVArh | Closed LLFCs
| Domestic Unrestricted | 10, 20 | 1 | 3.022 | 0 | 0 | 5.82 | 0 | 0 | 0
| Domestic Two Rate | 30, 40 | 2 | 3.406 | 1.594 | 0 | 5.82 | 0 | 0 | 0
| Domestic Off Peak (related MPAN) | 430 | 2 | 1.573 | 0 | 0 | 0 | 0 | 0 | 0
| Small Non Domestic Unrestricted | 110 | 3 | 2.753 | 0 | 0 | 9.41 | 0 | 0 | 0
| Small Non Domestic Two Rate | 210 | 4 | 2.98 | 1.588 | 0 | 9.41 | 0 | 0 | 0
| Small Non Domestic Off Peak (related MPAN) | 251 | 4 | 1.582 | 0 | 0 | 0 | 0 | 0 | 0
| LV Medium Non-Domestic | 570 | 5-8 | 2.82 | 1.559 | 0 | 41.8 | 0 | 0 | 0
| LV Sub Medium Non-Domestic | 540 | 5-8 | 2.676 | 1.545 | 0 | 28.97 | 0 | 0 | 0
| HV Medium Non-Domestic | 510 | 5-8 | 2.162 | 1.484 | 0 | 194.36 | 0 | 0 | 0
| LV Network Domestic | 202 |  | 15.699 | 2.013 | 1.579 | 5.82 | 0 | 0 | 0
| LV Network Non-Domestic Non-CT | 203 |  | 15.982 | 2.024 | 1.582 | 9.41 | 0 | 0 | 0
| LV HH Metered | 570 |  | 11.659 | 1.8 | 1.529 | 13.27 | 3.43 | 7.83 | 0.171
| LV Sub HH Metered | 540 |  | 9.365 | 1.646 | 1.496 | 10.22 | 3.68 | 7.57 | 0.121
| HV HH Metered | 510 |  | 7.312 | 1.536 | 1.47 | 101.43 | 3.13 | 7.68 | 0.081
| NHH UMS category A | 977 | 8 | 3.331 | 0 | 0 | 0 | 0 | 0 | 0
| NHH UMS category B | 980 | 1 | 3.752 | 0 | 0 | 0 | 0 | 0 | 0
| NHH UMS category C | 978 | 1 | 4.741 | 0 | 0 | 0 | 0 | 0 | 0
| NHH UMS category D | 979 | 1 | 2.922 | 0 | 0 | 0 | 0 | 0 | 0
| LV UMS (Pseudo HH Metered) | 970 |  | 38.239 | 2.976 | 2.507 | 0 | 0 | 0 | 0
| LV Generation NHH or Aggregate HH | 581 | 8&0 | -0.787 | 0 | 0 | 0 | 0 | 0 | 0
| LV Sub Generation NHH | 551 | 8 | -0.712 | 0 | 0 | 0 | 0 | 0 | 0
| LV Generation Intermittent | 581 |  | -0.787 | 0 | 0 | 0 | 0 | 0 | 0.17
| LV Generation Intermittent no RP charge | tbc |  | -0.787 | 0 | 0 | 0 | 0 | 0 | 0
| LV Generation Non-Intermittent | 527 |  | -9.634 | -0.397 | -0.104 | 0 | 0 | 0 | 0.17
| LV Generation Non-Intermittent no RP charge | tbc |  | -9.634 | -0.397 | -0.104 | 0 | 0 | 0 | 0
| LV Sub Generation Intermittent | 551 |  | -0.712 | 0 | 0 | 0 | 0 | 0 | 0.142
| LV Sub Generation Intermittent no RP charge | tbc |  | -0.712 | 0 | 0 | 0 | 0 | 0 | 0
| LV Sub Generation Non-Intermittent | 526 |  | -8.851 | -0.34 | -0.092 | 0 | 0 | 0 | 0.142
| LV Sub Generation Non-Intermittent no RP charge | tbc |  | -8.851 | -0.34 | -0.092 | 0 | 0 | 0 | 0
| HV Generation Intermittent | 521 |  | -0.454 | 0 | 0 | 48.9 | 0 | 0 | 0.109
| HV Generation Intermittent no RP charge | tbc |  | -0.454 | 0 | 0 | 48.9 | 0 | 0 | 0
| HV Generation Non-Intermittent | 524 |  | -6.157 | -0.148 | -0.052 | 48.9 | 0 | 0 | 0.109
| HV Generation Non-Intermittent no RP charge | tbc |  | -6.157 | -0.148 | -0.052 | 48.9 | 0 | 0 | 0
| LDNO LV: Domestic Unrestricted | 20300 | 1 | 1.896 | 0 | 0 | 3.65 | 0 | 0 | 0
| LDNO LV: Domestic Two Rate | 20301 | 2 | 2.137 | 1 | 0 | 3.65 | 0 | 0 | 0
| LDNO LV: Domestic Off Peak (related MPAN) | 20302 | 2 | 0.987 | 0 | 0 | 0 | 0 | 0 | 0
| LDNO LV: Small Non Domestic Unrestricted | 20303 | 3 | 1.727 | 0 | 0 | 5.9 | 0 | 0 | 0
| LDNO LV: Small Non Domestic Two Rate | 20304 | 4 | 1.869 | 0.996 | 0 | 5.9 | 0 | 0 | 0
| LDNO LV: Small Non Domestic Off Peak (related MPAN) | 20305 | 4 | 0.992 | 0 | 0 | 0 | 0 | 0 | 0
| LDNO LV: LV Medium Non-Domestic | 20306 | 5-8 | 1.769 | 0.978 | 0 | 26.22 | 0 | 0 | 0
| LDNO LV: LV Network Domestic | 20307 |  | 9.848 | 1.263 | 0.991 | 3.65 | 0 | 0 | 0
| LDNO LV: LV Network Non-Domestic Non-CT | 20308 |  | 10.026 | 1.27 | 0.992 | 5.9 | 0 | 0 | 0
| LDNO LV: LV HH Metered | 20309 |  | 7.314 | 1.129 | 0.959 | 8.32 | 2.15 | 4.91 | 0.107
| LDNO LV: NHH UMS category A | 20310 | 8 | 2.09 | 0 | 0 | 0 | 0 | 0 | 0
| LDNO LV: NHH UMS category B | 20311 | 1 | 2.354 | 0 | 0 | 0 | 0 | 0 | 0
| LDNO LV: NHH UMS category C | 20312 | 1 | 2.974 | 0 | 0 | 0 | 0 | 0 | 0
| LDNO LV: NHH UMS category D | 20313 | 1 | 1.833 | 0 | 0 | 0 | 0 | 0 | 0
| LDNO LV: LV UMS (Pseudo HH Metered) | 20314 |  | 23.988 | 1.867 | 1.573 | 0 | 0 | 0 | 0
| LDNO LV: LV Generation NHH or Aggregate HH | 20315 | 8&0 | -0.787 | 0 | 0 | 0 | 0 | 0 | 0
| LDNO LV: LV Generation Intermittent | 20316 |  | -0.787 | 0 | 0 | 0 | 0 | 0 | 0.17
| LDNO LV: LV Generation Non-Intermittent | 20317 |  | -9.634 | -0.397 | -0.104 | 0 | 0 | 0 | 0.17
| LDNO HV: Domestic Unrestricted | 20318 | 1 | 1.152 | 0 | 0 | 2.22 | 0 | 0 | 0
| LDNO HV: Domestic Two Rate | 20319 | 2 | 1.298 | 0.608 | 0 | 2.22 | 0 | 0 | 0
| LDNO HV: Domestic Off Peak (related MPAN) | 20320 | 2 | 0.6 | 0 | 0 | 0 | 0 | 0 | 0
| LDNO HV: Small Non Domestic Unrestricted | 20321 | 3 | 1.049 | 0 | 0 | 3.59 | 0 | 0 | 0
| LDNO HV: Small Non Domestic Two Rate | 20322 | 4 | 1.136 | 0.605 | 0 | 3.59 | 0 | 0 | 0
| LDNO HV: Small Non Domestic Off Peak (related MPAN) | 20323 | 4 | 0.603 | 0 | 0 | 0 | 0 | 0 | 0
| LDNO HV: LV Medium Non-Domestic | 20324 | 5-8 | 1.075 | 0.594 | 0 | 15.93 | 0 | 0 | 0
| LDNO HV: LV Network Domestic | 20325 |  | 5.984 | 0.767 | 0.602 | 2.22 | 0 | 0 | 0
| LDNO HV: LV Network Non-Domestic Non-CT | 20326 |  | 6.092 | 0.772 | 0.603 | 3.59 | 0 | 0 | 0
| LDNO HV: LV HH Metered | 20327 |  | 4.444 | 0.686 | 0.583 | 5.06 | 1.31 | 2.98 | 0.065
| LDNO HV: LV Sub HH Metered | 20328 |  | 5.854 | 1.029 | 0.935 | 6.39 | 2.3 | 4.73 | 0.076
| LDNO HV: HV HH Metered | 20329 |  | 5.421 | 1.139 | 1.09 | 75.2 | 2.32 | 5.69 | 0.06
| LDNO HV: NHH UMS category A | 20330 | 8 | 1.27 | 0 | 0 | 0 | 0 | 0 | 0
| LDNO HV: NHH UMS category B | 20331 | 1 | 1.43 | 0 | 0 | 0 | 0 | 0 | 0
| LDNO HV: NHH UMS category C | 20332 | 1 | 1.807 | 0 | 0 | 0 | 0 | 0 | 0
| LDNO HV: NHH UMS category D | 20333 | 1 | 1.114 | 0 | 0 | 0 | 0 | 0 | 0
| LDNO HV: LV UMS (Pseudo HH Metered) | 20334 |  | 14.576 | 1.134 | 0.956 | 0 | 0 | 0 | 0
| LDNO HV: LV Generation NHH or Aggregate HH | 20335 | 8&0 | -0.787 | 0 | 0 | 0 | 0 | 0 | 0
| LDNO HV: LV Sub Generation NHH | 20336 | 8 | -0.712 | 0 | 0 | 0 | 0 | 0 | 0
| LDNO HV: LV Generation Intermittent | 20337 |  | -0.787 | 0 | 0 | 0 | 0 | 0 | 0.17
| LDNO HV: LV Generation Non-Intermittent | 20338 |  | -9.634 | -0.397 | -0.104 | 0 | 0 | 0 | 0.17
| LDNO HV: LV Sub Generation Intermittent | 20339 |  | -0.712 | 0 | 0 | 0 | 0 | 0 | 0.142
| LDNO HV: LV Sub Generation Non-Intermittent | 20340 |  | -8.851 | -0.34 | -0.092 | 0 | 0 | 0 | 0.142
| LDNO HV: HV Generation Intermittent | 20341 |  | -0.454 | 0 | 0 | 0 | 0 | 0 | 0.109
| LDNO HV: HV Generation Non-Intermittent | 20342 |  | -6.157 | -0.148 | -0.052 | 0 | 0 | 0 | 0.109
Press to update
Tariffs and "Typical Bills"

## Typical Bill
Note: These tariffs are based on the assumptions set out in the CDCM forecast Data and CDCM Volume Forecast sheets. If the assumptions in these sheets have been changed, the typical bills can be updated by pressing the button on the Tariffs ARP sheet.
WPD South West - 5 Year Typical Bill
Typical Bills by Customer Category
| Y | Y+1 | Y+2 | Y+3 | Y+4
TARIFF | 2018/19 | 2019/20 | 2020/21 | 2021/22 | 2022/23
> Domestic Unrestricted
Domestic Unrestricted | 111.864 | 116.7941 | 119.3281 | 122.1338 | 125.4813
LDNO LV: Domestic Unrestricted | 57.3504 | 59.8422 | 61.1839 | 62.6452 | 64.3659
LDNO HV: Domestic Unrestricted | 33.5414 | 34.9908 | 35.769 | 36.6079 | 37.6324
> Domestic Two Rate
Domestic Two Rate | 152.7095 | 159.9129 | 162.9749 | 166.5698 | 170.9565
LDNO LV: Domestic Two Rate | 66.3484 | 69.2893 | 70.7946 | 72.4265 | 74.4062
LDNO HV: Domestic Two Rate | 43.3411 | 45.2819 | 46.2385 | 47.3016 | 48.5965
> Domestic Off Peak (related MPAN)
Domestic Off Peak (related MPAN) | 41.6585 | 44.0121 | 44.5123 | 45.2477 | 46.2774
LDNO LV: Domestic Off Peak (related MPAN)
LDNO HV: Domestic Off Peak (related MPAN)
> Small Non Domestic Unrestricted
Small Non Domestic Unrestricted | 293.9614 | 307.3 | 313.5501 | 320.7306 | 329.251
LDNO LV: Small Non Domestic Unrestricted | 114.3314 | 119.3562 | 121.8714 | 124.7183 | 128.0527
LDNO HV: Small Non Domestic Unrestricted | 161.5141 | 169.0767 | 172.3181 | 176.3281 | 180.8882
> Small Non Domestic Two Rate
Small Non Domestic Two Rate | 475.8143 | 498.2449 | 507.7339 | 518.8574 | 532.3723
LDNO LV: Small Non Domestic Two Rate | 325.1448 | 340.4524 | 346.8961 | 354.5372 | 363.721
LDNO HV: Small Non Domestic Two Rate | 470.6132 | 492.8862 | 502.1695 | 513.4366 | 526.6786
> Small Non Domestic Off Peak (related MPAN)
Small Non Domestic Off Peak (related MPAN) | 73.8647 | 78.0144 | 78.9481 | 80.2449 | 82.0604
LDNO LV: Small Non Domestic Off Peak (related MPAN)
LDNO HV: Small Non Domestic Off Peak (related MPAN)
> LV Medium Non-Domestic
LV Medium Non-Domestic | 2154.4313 | 2256.4952 | 2298.7011 | 2350.1351 | 2411.3924
LDNO LV: LV Medium Non-Domestic
LDNO HV: LV Medium Non-Domestic
> LV Sub Medium Non-Domestic
LV Sub Medium Non-Domestic | 2690.3996 | 2821.5223 | 2872.5982 | 2934.2526 | 3009.8156
> HV Medium Non-Domestic
HV Medium Non-Domestic | 2657.8816 | 2784.2675 | 2837.1799 | 2897.7943 | 2972.552
> LV Network Domestic
LV Network Domestic | 75.6725 | 78.7427 | 80.6709 | 82.7117 | 85.0864
LDNO LV: LV Network Domestic
LDNO HV: LV Network Domestic
> LV Network Non-Domestic Non-CT
LV Network Non-Domestic Non-CT | 1672.1043 | 1750.8699 | 1784.2458 | 1824.3274 | 1871.9156
LDNO LV: LV Network Non-Domestic Non-CT | 734.9814 | 769.6295 | 784.1872 | 801.6725 | 822.4994
LDNO HV: LV Network Non-Domestic Non-CT | 704.4372 | 737.2408 | 751.8108 | 768.7921 | 789.1647
> LV HH Metered
LV HH Metered | 5225.7567 | 5462.2901 | 5578.4914 | 5700.1625 | 5851.7845
LDNO LV: LV HH Metered | 2207.2651 | 2303.7442 | 2355.8251 | 2410.1174 | 2473.9137
LDNO HV: LV HH Metered | 4139.664 | 4332.013 | 4423.9956 | 4518.5139 | 4640.3582
> LV Sub HH Metered
LV Sub HH Metered | 9706.9842 | 10163.1723 | 10363.8838 | 10586.0982 | 10863.7615
LDNO HV: LV Sub HH Metered | 4985.9044 | 5174.2451 | 5320.4665 | 5447.538 | 5611.6291
> HV HH Metered
HV HH Metered | 47350.3664 | 49702.071 | 50585.8346 | 51598.9854 | 52913.4582
LDNO HV: HV HH Metered | 34194.222 | 35740.8563 | 36526.0797 | 37294.0849 | 38277.3338
> NHH UMS category A
NHH UMS category A | 406.5116 | 423.996 | 432.7382 | 442.9829 | 455.0034
LDNO LV: NHH UMS category A
LDNO HV: NHH UMS category A
> NHH UMS category B
NHH UMS category B | 374.79 | 390.6861 | 399.3058 | 408.8211 | 420.0155
LDNO LV: NHH UMS category B
LDNO HV: NHH UMS category B
> NHH UMS category C
NHH UMS category C | 233.3708 | 242.8759 | 248.5678 | 254.8677 | 261.9965
LDNO LV: NHH UMS category C
LDNO HV: NHH UMS category C
> NHH UMS category D
NHH UMS category D | 0 | 0 | 0 | 0 | 0
LDNO LV: NHH UMS category D
LDNO HV: NHH UMS category D
> LV UMS (Pseudo HH Metered)
LV UMS (Pseudo HH Metered) | 144627.5698 | 150679.622 | 154034.1528 | 157781.3846 | 162130.9633
LDNO LV: LV UMS (Pseudo HH Metered)
LDNO HV: LV UMS (Pseudo HH Metered) | 479.7694 | 499.7741 | 511.0363 | 523.4179 | 537.8075
> LV Generation NHH or Aggregate HH
LV Generation NHH or Aggregate HH | -78.2333 | -80.931 | -83.2915 | -85.8767 | -88.462
LDNO LV: LV Generation NHH or Aggregate HH
LDNO HV: LV Generation NHH or Aggregate HH
> LV Sub Generation NHH
LV Sub Generation NHH | -579.1508 | -599.4073 | -616.9015 | -636.2373 | -655.573
LDNO HV: LV Sub Generation NHH
> LV Generation Intermittent
LV Generation Intermittent | -605.5824 | -626.479 | -644.7899 | -664.8013 | -684.8126
LDNO LV: LV Generation Intermittent
LDNO HV: LV Generation Intermittent | -2463.9608 | -2548.9343 | -2623.3028 | -2704.7264 | -2786.1499
> LV Generation Intermittent no RP charge
LV Generation Intermittent no RP charge
> LV Generation Non-Intermittent
LV Generation Non-Intermittent | -992.2497 | -1021.4334 | -1053.0517 | -1084.5599 | -1118.0076
LDNO LV: LV Generation Non-Intermittent
LDNO HV: LV Generation Non-Intermittent
> LV Generation Non-Intermittent no RP charge
LV Generation Non-Intermittent no RP charge
> LV Sub Generation Intermittent
LV Sub Generation Intermittent | -657.4351 | -680.4843 | -700.3172 | -722.2943 | -744.2714
LDNO HV: LV Sub Generation Intermittent
> LV Sub Generation Intermittent no RP charge
LV Sub Generation Intermittent no RP charge
> LV Sub Generation Non-Intermittent
LV Sub Generation Non-Intermittent | -2093.0234 | -2157.1317 | -2222.6286 | -2289.7671 | -2358.6333
LDNO HV: LV Sub Generation Non-Intermittent
> LV Sub Generation Non-Intermittent no RP charge
LV Sub Generation Non-Intermittent no RP charge
> HV Generation Intermittent
HV Generation Intermittent | -6696.2589 | -6948.5857 | -7148.8284 | -7367.3163 | -7601.972
LDNO HV: HV Generation Intermittent | -58.7823 | -60.9866 | -62.7501 | -64.6605 | -66.7179
> HV Generation Intermittent no RP charge
HV Generation Intermittent no RP charge
> HV Generation Non-Intermittent
HV Generation Non-Intermittent | -16411.7828 | -16953.0044 | -17463.0432 | -18000.6401 | -18549.9695
LDNO HV: HV Generation Non-Intermittent | -4.0446 | -4.1756 | -4.293 | -4.4341 | -4.5634
> HV Generation Non-Intermittent no RP charge
HV Generation Non-Intermittent no RP charge

## Vlookup
This is an ancillary sheet used in calculations
1000. Company, charging year, data version
| Company | Year | Version
Company, charging year, data version | 2 | 3 | 4
1010. Financial and general assumptions
Sources: financial assumptions; calendar; network model.
These financial assumptions determine the annuity rate applied to convert the asset values of the network model into an annual charge.
| Rate of return | Annualisation period (years) | Annuity proportion for customer-contributed assets | Power factor | Days in the charging period
Financial and general assumptions | 6 | 7 |  | 8 | 9
1017. Diversity allowance between top and bottom of network level
Source: operational data analysis and/or network model.
The diversity figure against GSP is the diversity between GSP Group (the whole system) and individual GSPs.
The diversity figure against 132kV is the diversity between GSPs (the top of the 132kV network) and 132kV/EHV bulk supply points (the bottom of the 132kV network).
The diversity figure against EHV is the diversity between 132kV/EHV bulk supply points (the top of the EHV network) and EHV/HV primary substations (the bottom of the EHV network).
The diversity figure against HV is the diversity between EHV/HV primary substations (the top of the HV network) and HV/LV substations (the bottom of the HV network).
Diversity allowance between top and bottom of network level
GSPs | 11
132kV | 12
132kV/EHV
EHV | 13
EHV/HV
HV | 14
HV/LV
LV circuits
1018. Proportion of relevant load going through 132kV/HV direct transformation
132kV/HV
EHV/HV | 15
1019. Network model GSP peak demand (MW)
Network model GSP peak demand (MW)
Network model GSP peak demand (MW) | 16
1020. Gross asset cost by network level (£)
Gross assets £
132kV | 18
132kV/EHV | 19
EHV | 20
EHV/HV | 21
132kV/HV | 22
HV | 23
HV/LV | 24
LV circuits | 25
1022. LV service model asset cost (£)
| LV service model 1 | LV service model 2 | LV service model 3 | LV service model 4 | LV service model 5 | LV service model 6 | LV service model 7 | LV service model 8
LV service model asset cost (£) | 27 | 28 | 29 | 30 | 31 | 32 | 33 | 34
1023. HV service model asset cost (£)
| HV service model 1 | HV service model 2 | HV service model 3 | HV service model 4 | HV service model 5
HV service model asset cost (£) | 36 | 37 | 38 | 39 | 40
1032. Loss adjustment factors to transmission
Source: losses model or loss adjustment factors at time of system peak.
| 132kV | 132kV/EHV | EHV | EHV/HV | HV | HV/LV | LV circuits
Loss adjustment factor | 45 | 46 | 47 | 48 | 49 | 50 | 51
1037. Embedded network (LDNO) discounts
Source: separate price control disaggregation model.
| No discount | LDNO LV: LV user | LDNO HV: LV user | LDNO HV: LV sub user | LDNO HV: HV user
LDNO discount |  | 53 | 54 | 55 | 56
1041. Load profile data for demand users
Source: load data analysis.
| Coincidence factor | Load factor
Domestic Unrestricted | 58 | 78
Domestic Two Rate | 59 | 79
Domestic Off Peak (related MPAN) | 60 | 80
Small Non Domestic Unrestricted | 61 | 81
Small Non Domestic Two Rate | 62 | 82
Small Non Domestic Off Peak (related MPAN) | 63 | 83
LV Medium Non-Domestic | 64 | 84
LV Sub Medium Non-Domestic | 65 | 85
HV Medium Non-Domestic | 66 | 86
LV Network Domestic | 67 | 87
LV Network Non-Domestic Non-CT | 68 | 88
LV HH Metered | 69 | 89
LV Sub HH Metered | 70 | 90
HV HH Metered | 71 | 91
NHH UMS category A | 72 | 92
NHH UMS category B | 73 | 93
NHH UMS category C | 74 | 94
NHH UMS category D | 75 | 95
LV UMS (Pseudo HH Metered) | 76 | 96
1053. Volume forecasts for the charging year
Source: forecast.
Please include MPAN counts for tariffs with no fixed charge (e.g. off-peak tariffs),
but exclude MPANs on tariffs with a fixed charge that are not subject to a fixed charge due to a site grouping arrangement.
Rate 1 units (MWh)
> Domestic Unrestricted | 1
Domestic Unrestricted | 2
LDNO LV: Domestic Unrestricted | 3
LDNO HV: Domestic Unrestricted | 4
> Domestic Two Rate | 5
Domestic Two Rate | 6
LDNO LV: Domestic Two Rate | 7
LDNO HV: Domestic Two Rate | 8
> Domestic Off Peak (related MPAN) | 9
Domestic Off Peak (related MPAN) | 10
LDNO LV: Domestic Off Peak (related MPAN) | 11
LDNO HV: Domestic Off Peak (related MPAN) | 12
> Small Non Domestic Unrestricted | 13
Small Non Domestic Unrestricted | 14
LDNO LV: Small Non Domestic Unrestricted | 15
LDNO HV: Small Non Domestic Unrestricted | 16
> Small Non Domestic Two Rate | 17
Small Non Domestic Two Rate | 18
LDNO LV: Small Non Domestic Two Rate | 19
LDNO HV: Small Non Domestic Two Rate | 20
> Small Non Domestic Off Peak (related MPAN) | 21
Small Non Domestic Off Peak (related MPAN) | 22
LDNO LV: Small Non Domestic Off Peak (related MPAN) | 23
LDNO HV: Small Non Domestic Off Peak (related MPAN) | 24
> LV Medium Non-Domestic | 25
LV Medium Non-Domestic | 26
LDNO LV: LV Medium Non-Domestic | 27
LDNO HV: LV Medium Non-Domestic | 28
> LV Sub Medium Non-Domestic | 29
LV Sub Medium Non-Domestic | 30
> HV Medium Non-Domestic | 31
HV Medium Non-Domestic | 32
> LV Network Domestic | 33
LV Network Domestic | 34
LDNO LV: LV Network Domestic | 35
LDNO HV: LV Network Domestic | 36
> LV Network Non-Domestic Non-CT | 37
LV Network Non-Domestic Non-CT | 38
LDNO LV: LV Network Non-Domestic Non-CT | 39
LDNO HV: LV Network Non-Domestic Non-CT | 40
> LV HH Metered | 41
LV HH Metered | 42
LDNO LV: LV HH Metered | 43
LDNO HV: LV HH Metered | 44
> LV Sub HH Metered | 45
LV Sub HH Metered | 46
LDNO HV: LV Sub HH Metered | 47
> HV HH Metered | 48
HV HH Metered | 49
LDNO HV: HV HH Metered | 50
> NHH UMS category A | 51
NHH UMS category A | 52
LDNO LV: NHH UMS category A | 53
LDNO HV: NHH UMS category A | 54
> NHH UMS category B | 55
NHH UMS category B | 56
LDNO LV: NHH UMS category B | 57
LDNO HV: NHH UMS category B | 58
> NHH UMS category C | 59
NHH UMS category C | 60
LDNO LV: NHH UMS category C | 61
LDNO HV: NHH UMS category C | 62
> NHH UMS category D | 63
NHH UMS category D | 64
LDNO LV: NHH UMS category D | 65
LDNO HV: NHH UMS category D | 66
> LV UMS (Pseudo HH Metered) | 67
LV UMS (Pseudo HH Metered) | 68
LDNO LV: LV UMS (Pseudo HH Metered) | 69
LDNO HV: LV UMS (Pseudo HH Metered) | 70
> LV Generation NHH or Aggregate HH | 71
LV Generation NHH or Aggregate HH | 72
LDNO LV: LV Generation NHH or Aggregate HH | 73
LDNO HV: LV Generation NHH or Aggregate HH | 74
> LV Sub Generation NHH | 75
LV Sub Generation NHH | 76
LDNO HV: LV Sub Generation NHH | 77
> LV Generation Intermittent | 78
LV Generation Intermittent | 79
LDNO LV: LV Generation Intermittent | 80
LDNO HV: LV Generation Intermittent | 81
> LV Generation Intermittent no RP charge | 82
LV Generation Intermittent no RP charge | 83
> LV Generation Non-Intermittent | 84
LV Generation Non-Intermittent | 85
LDNO LV: LV Generation Non-Intermittent | 86
LDNO HV: LV Generation Non-Intermittent | 87
> LV Generation Non-Intermittent no RP charge | 88
LV Generation Non-Intermittent no RP charge | 89
> LV Sub Generation Intermittent | 90
LV Sub Generation Intermittent | 91
LDNO HV: LV Sub Generation Intermittent | 92
> LV Sub Generation Intermittent no RP charge | 93
LV Sub Generation Intermittent no RP charge | 94
> LV Sub Generation Non-Intermittent | 95
LV Sub Generation Non-Intermittent | 96
LDNO HV: LV Sub Generation Non-Intermittent | 97
> LV Sub Generation Non-Intermittent no RP charge | 98
LV Sub Generation Non-Intermittent no RP charge | 99
> HV Generation Intermittent | 100
HV Generation Intermittent | 101
LDNO HV: HV Generation Intermittent | 102
> HV Generation Intermittent no RP charge | 103
HV Generation Intermittent no RP charge | 104
> HV Generation Non-Intermittent | 105
HV Generation Non-Intermittent | 106
LDNO HV: HV Generation Non-Intermittent | 107
> HV Generation Non-Intermittent no RP charge | 108
HV Generation Non-Intermittent no RP charge | 109
1055. Transmission exit charges (£/year)
Source: forecast.
Transmission exit
Transmission exit charges (£/year) | 98
1059. Other expenditure
| Direct cost (£/year) | Indirect cost (£/year) | Indirect cost proportion | Network rates (£/year)
Other expenditure | 100 | 101 | 102 | 103
1060. Customer contributions under current connection charging policy
Source: analysis of expenditure data and/or survey of capital expenditure schemes.
Customer contribution percentages by network level of supply and by asset network level.
These proportions should reflect the current connection charging method, not necessarily the method that was in place when the connection was built.
| Assets 132kV | Assets 132kV/EHV | Assets EHV | Assets EHV/HV | Assets 132kV/HV | Assets HV | Assets HV/LV | Assets LV circuits
LV network | 106 | 107 | 108 | 109 | 110 | 111 | 112 | 113
LV substation | 115 | 116 | 117 | 118 | 119 | 120 | 121
HV network | 123 | 124 | 125 | 126 | 127 | 128
HV substation | 130 | 131 | 132 | 133
1061. Average split of rate 1 units by distribution time band
Source: load data analysis.
This table relates to the first TPR or charging period for each tariff.
Each line relates to a different user type and tariff structure.
For each user type and tariff structure, the figure entered against each of the time bands used for network analysis is
the proportion of the units recorded on the relevant TPR or within the relevant charging period that would fall with each time band.
| Red | Amber | Green
Domestic Unrestricted | 136 | 146 | 156
Domestic Two Rate | 137 | 147 | 157
Domestic Off Peak (related MPAN) | 138 | 148 | 158
Small Non Domestic Unrestricted | 139 | 149 | 159
Small Non Domestic Two Rate | 140 | 150 | 160
Small Non Domestic Off Peak (related MPAN) | 141 | 151 | 161
LV Medium Non-Domestic | 142 | 152 | 162
LV Sub Medium Non-Domestic | 143 | 153 | 163
HV Medium Non-Domestic | 144 | 154 | 164
1062. Average split of rate 2 units by distribution time band
Source: load data analysis.
This table relates to the second TPR or charging period for each tariff.
See notes on table 1061.
| Red | Amber | Green
Domestic Two Rate | 167 | 173 | 179
Small Non Domestic Two Rate | 168 | 174 | 180
LV Medium Non-Domestic | 169 | 175 | 181
LV Sub Medium Non-Domestic | 170 | 176 | 182
HV Medium Non-Domestic | 171 | 177 | 183
1064. Average split of rate 1 units by special distribution time band
| Black | Yellow | Green
NHH UMS category A | 186 | 191 | 196
NHH UMS category B | 187 | 192 | 197
NHH UMS category C | 188 | 193 | 198
NHH UMS category D | 189 | 194 | 199
1066. Typical annual hours by special distribution time band
Source: definition of distribution time bands.
The figures in this table will be automatically adjusted to match the number of days in the charging period.
| Black | Yellow | Green
Annual hours | 201 | 202 | 203
1068. Typical annual hours by distribution time band
Source: definition of distribution time bands.
The figures in this table will be automatically adjusted to match the number of days in the charging period.
| Red | Amber | Green
Annual hours | 205 | 206 | 207
1069. Peaking probabilities by network level
Source: operational data analysis.
| Red | Amber | Green | Black
GSPs | 210 | 220 | 230 | 240
132kV | 211 | 221 | 231 | 241
132kV/EHV | 212 | 222 | 232 | 242
EHV | 213 | 223 | 233 | 243
EHV/HV | 214 | 224 | 234 | 244
132kV/HV | 215 | 225 | 235 | 245
HV | 216 | 226 | 236 | 246
HV/LV | 217 | 227 | 237 | 247
LV circuits | 218 | 228 | 238 | 248
1092. Average kVAr by kVA, by network level
Source: analysis of operational data.
This is the average of MVAr/MVA or SQRT(1-PF^2) across relevant network elements.
| GSPs | 132kV | 132kV/EHV | EHV | EHV/HV | 132kV/HV | HV | HV/LV | LV circuits
Average kVAr by kVA, by network level | 250 | 251 | 252 | 253 | 254 | 255 | 256 | 257 | 258

## Tariffs
Tariffs for 0 in 0 (0)
3701. Tariffs
Data sources:
x1 = 3607. Unit rate 1 p/kWh (in Tariffs)
x2 = 3607. Unit rate 2 p/kWh (in Tariffs)
x3 = 3607. Unit rate 3 p/kWh (in Tariffs)
x4 = 3607. Fixed charge p/MPAN/day (in Tariffs)
x5 = 3607. Capacity charge p/kVA/day (in Tariffs)
x6 = 3607. Exceeded capacity charge p/kVA/day (in Tariffs)
x7 = 3607. Reactive power charge p/kVArh (in Tariffs)
Kind: | Input data | Fixed data | Copy cells | Copy cells | Copy cells | Copy cells | Copy cells | Copy cells | Copy cells | Input data
Formula: |  |  | = x1 | = x2 | = x3 | = x4 | = x5 | = x6 | = x7
| Open LLFCs | PCs | Unit rate 1 p/kWh | Unit rate 2 p/kWh | Unit rate 3 p/kWh | Fixed charge p/MPAN/day | Capacity charge p/kVA/day | Exceeded capacity charge p/kVA/day | Reactive power charge p/kVArh | Closed LLFCs
Domestic Unrestricted | 10, 20 | 1 | 3.022 | 0 | 0 | 5.82 | 0 | 0 | 0
Domestic Two Rate | 30, 40 | 2 | 3.406 | 1.594 | 0 | 5.82 | 0 | 0 | 0
Domestic Off Peak (related MPAN) | 430 | 2 | 1.573 | 0 | 0 | 0 | 0 | 0 | 0
Small Non Domestic Unrestricted | 110 | 3 | 2.753 | 0 | 0 | 9.41 | 0 | 0 | 0
Small Non Domestic Two Rate | 210 | 4 | 2.98 | 1.588 | 0 | 9.41 | 0 | 0 | 0
Small Non Domestic Off Peak (related MPAN) | 251 | 4 | 1.582 | 0 | 0 | 0 | 0 | 0 | 0
LV Medium Non-Domestic | 570 | 5-8 | 2.82 | 1.559 | 0 | 41.8 | 0 | 0 | 0
LV Sub Medium Non-Domestic | 540 | 5-8 | 2.676 | 1.545 | 0 | 28.97 | 0 | 0 | 0
HV Medium Non-Domestic | 510 | 5-8 | 2.162 | 1.484 | 0 | 194.36 | 0 | 0 | 0
LV Network Domestic | 202 |  | 15.699 | 2.013 | 1.579 | 5.82 | 0 | 0 | 0
LV Network Non-Domestic Non-CT | 203 |  | 15.982 | 2.024 | 1.582 | 9.41 | 0 | 0 | 0
LV HH Metered | 570 |  | 11.659 | 1.8 | 1.529 | 13.27 | 3.43 | 7.83 | 0.171
LV Sub HH Metered | 540 |  | 9.365 | 1.646 | 1.496 | 10.22 | 3.68 | 7.57 | 0.121
HV HH Metered | 510 |  | 7.312 | 1.536 | 1.47 | 101.43 | 3.13 | 7.68 | 0.081
NHH UMS category A | 977 | 8 | 3.331 | 0 | 0 | 0 | 0 | 0 | 0
NHH UMS category B | 980 | 1 | 3.752 | 0 | 0 | 0 | 0 | 0 | 0
NHH UMS category C | 978 | 1 | 4.741 | 0 | 0 | 0 | 0 | 0 | 0
NHH UMS category D | 979 | 1 | 2.922 | 0 | 0 | 0 | 0 | 0 | 0
LV UMS (Pseudo HH Metered) | 970 |  | 38.239 | 2.976 | 2.507 | 0 | 0 | 0 | 0
LV Generation NHH or Aggregate HH | 581 | 8&0 | -0.787 | 0 | 0 | 0 | 0 | 0 | 0
LV Sub Generation NHH | 551 | 8 | -0.712 | 0 | 0 | 0 | 0 | 0 | 0
LV Generation Intermittent | 581 |  | -0.787 | 0 | 0 | 0 | 0 | 0 | 0.17
LV Generation Intermittent no RP charge | tbc |  | -0.787 | 0 | 0 | 0 | 0 | 0 | 0
LV Generation Non-Intermittent | 527 |  | -9.634 | -0.397 | -0.104 | 0 | 0 | 0 | 0.17
LV Generation Non-Intermittent no RP charge | tbc |  | -9.634 | -0.397 | -0.104 | 0 | 0 | 0 | 0
LV Sub Generation Intermittent | 551 |  | -0.712 | 0 | 0 | 0 | 0 | 0 | 0.142
LV Sub Generation Intermittent no RP charge | tbc |  | -0.712 | 0 | 0 | 0 | 0 | 0 | 0
LV Sub Generation Non-Intermittent | 526 |  | -8.851 | -0.34 | -0.092 | 0 | 0 | 0 | 0.142
LV Sub Generation Non-Intermittent no RP charge | tbc |  | -8.851 | -0.34 | -0.092 | 0 | 0 | 0 | 0
HV Generation Intermittent | 521 |  | -0.454 | 0 | 0 | 48.9 | 0 | 0 | 0.109
HV Generation Intermittent no RP charge | tbc |  | -0.454 | 0 | 0 | 48.9 | 0 | 0 | 0
HV Generation Non-Intermittent | 524 |  | -6.157 | -0.148 | -0.052 | 48.9 | 0 | 0 | 0.109
HV Generation Non-Intermittent no RP charge | tbc |  | -6.157 | -0.148 | -0.052 | 48.9 | 0 | 0 | 0
LDNO LV: Domestic Unrestricted | 20300 | 1 | 1.896 | 0 | 0 | 3.65 | 0 | 0 | 0
LDNO LV: Domestic Two Rate | 20301 | 2 | 2.137 | 1 | 0 | 3.65 | 0 | 0 | 0
LDNO LV: Domestic Off Peak (related MPAN) | 20302 | 2 | 0.987 | 0 | 0 | 0 | 0 | 0 | 0
LDNO LV: Small Non Domestic Unrestricted | 20303 | 3 | 1.727 | 0 | 0 | 5.9 | 0 | 0 | 0
LDNO LV: Small Non Domestic Two Rate | 20304 | 4 | 1.869 | 0.996 | 0 | 5.9 | 0 | 0 | 0
LDNO LV: Small Non Domestic Off Peak (related MPAN) | 20305 | 4 | 0.992 | 0 | 0 | 0 | 0 | 0 | 0
LDNO LV: LV Medium Non-Domestic | 20306 | 5-8 | 1.769 | 0.978 | 0 | 26.22 | 0 | 0 | 0
LDNO LV: LV Network Domestic | 20307 |  | 9.848 | 1.263 | 0.991 | 3.65 | 0 | 0 | 0
LDNO LV: LV Network Non-Domestic Non-CT | 20308 |  | 10.026 | 1.27 | 0.992 | 5.9 | 0 | 0 | 0
LDNO LV: LV HH Metered | 20309 |  | 7.314 | 1.129 | 0.959 | 8.32 | 2.15 | 4.91 | 0.107
LDNO LV: NHH UMS category A | 20310 | 8 | 2.09 | 0 | 0 | 0 | 0 | 0 | 0
LDNO LV: NHH UMS category B | 20311 | 1 | 2.354 | 0 | 0 | 0 | 0 | 0 | 0
LDNO LV: NHH UMS category C | 20312 | 1 | 2.974 | 0 | 0 | 0 | 0 | 0 | 0
LDNO LV: NHH UMS category D | 20313 | 1 | 1.833 | 0 | 0 | 0 | 0 | 0 | 0
LDNO LV: LV UMS (Pseudo HH Metered) | 20314 |  | 23.988 | 1.867 | 1.573 | 0 | 0 | 0 | 0
LDNO LV: LV Generation NHH or Aggregate HH | 20315 | 8&0 | -0.787 | 0 | 0 | 0 | 0 | 0 | 0
LDNO LV: LV Generation Intermittent | 20316 |  | -0.787 | 0 | 0 | 0 | 0 | 0 | 0.17
LDNO LV: LV Generation Non-Intermittent | 20317 |  | -9.634 | -0.397 | -0.104 | 0 | 0 | 0 | 0.17
LDNO HV: Domestic Unrestricted | 20318 | 1 | 1.152 | 0 | 0 | 2.22 | 0 | 0 | 0
LDNO HV: Domestic Two Rate | 20319 | 2 | 1.298 | 0.608 | 0 | 2.22 | 0 | 0 | 0
LDNO HV: Domestic Off Peak (related MPAN) | 20320 | 2 | 0.6 | 0 | 0 | 0 | 0 | 0 | 0
LDNO HV: Small Non Domestic Unrestricted | 20321 | 3 | 1.049 | 0 | 0 | 3.59 | 0 | 0 | 0
LDNO HV: Small Non Domestic Two Rate | 20322 | 4 | 1.136 | 0.605 | 0 | 3.59 | 0 | 0 | 0
LDNO HV: Small Non Domestic Off Peak (related MPAN) | 20323 | 4 | 0.603 | 0 | 0 | 0 | 0 | 0 | 0
LDNO HV: LV Medium Non-Domestic | 20324 | 5-8 | 1.075 | 0.594 | 0 | 15.93 | 0 | 0 | 0
LDNO HV: LV Network Domestic | 20325 |  | 5.984 | 0.767 | 0.602 | 2.22 | 0 | 0 | 0
LDNO HV: LV Network Non-Domestic Non-CT | 20326 |  | 6.092 | 0.772 | 0.603 | 3.59 | 0 | 0 | 0
LDNO HV: LV HH Metered | 20327 |  | 4.444 | 0.686 | 0.583 | 5.06 | 1.31 | 2.98 | 0.065
LDNO HV: LV Sub HH Metered | 20328 |  | 5.854 | 1.029 | 0.935 | 6.39 | 2.3 | 4.73 | 0.076
LDNO HV: HV HH Metered | 20329 |  | 5.421 | 1.139 | 1.09 | 75.2 | 2.32 | 5.69 | 0.06
LDNO HV: NHH UMS category A | 20330 | 8 | 1.27 | 0 | 0 | 0 | 0 | 0 | 0
LDNO HV: NHH UMS category B | 20331 | 1 | 1.43 | 0 | 0 | 0 | 0 | 0 | 0
LDNO HV: NHH UMS category C | 20332 | 1 | 1.807 | 0 | 0 | 0 | 0 | 0 | 0
LDNO HV: NHH UMS category D | 20333 | 1 | 1.114 | 0 | 0 | 0 | 0 | 0 | 0
LDNO HV: LV UMS (Pseudo HH Metered) | 20334 |  | 14.576 | 1.134 | 0.956 | 0 | 0 | 0 | 0
LDNO HV: LV Generation NHH or Aggregate HH | 20335 | 8&0 | -0.787 | 0 | 0 | 0 | 0 | 0 | 0
LDNO HV: LV Sub Generation NHH | 20336 | 8 | -0.712 | 0 | 0 | 0 | 0 | 0 | 0
LDNO HV: LV Generation Intermittent | 20337 |  | -0.787 | 0 | 0 | 0 | 0 | 0 | 0.17
LDNO HV: LV Generation Non-Intermittent | 20338 |  | -9.634 | -0.397 | -0.104 | 0 | 0 | 0 | 0.17
LDNO HV: LV Sub Generation Intermittent | 20339 |  | -0.712 | 0 | 0 | 0 | 0 | 0 | 0.142
LDNO HV: LV Sub Generation Non-Intermittent | 20340 |  | -8.851 | -0.34 | -0.092 | 0 | 0 | 0 | 0.142
LDNO HV: HV Generation Intermittent | 20341 |  | -0.454 | 0 | 0 | 0 | 0 | 0 | 0.109
LDNO HV: HV Generation Non-Intermittent | 20342 |  | -6.157 | -0.148 | -0.052 | 0 | 0 | 0 | 0.109

## Summary
Summary for 0 in 0 (0)
This sheet is for information only. It can be deleted without affecting any calculations elsewhere in the model.
3801. Revenue summary
Data sources:
x1 = 1053. Rate 1 units (MWh) by tariff (in Volume forecasts for the charging year)
x2 = 1053. Rate 2 units (MWh) by tariff (in Volume forecasts for the charging year)
x3 = 1053. Rate 3 units (MWh) by tariff (in Volume forecasts for the charging year)
x4 = 1053. MPANs by tariff (in Volume forecasts for the charging year)
x5 = 1010. Days in the charging year (in Financial and general assumptions)
x6 = 3607. Fixed charge p/MPAN/day (in Tariffs)
x7 = 3607. Capacity charge p/kVA/day (in Tariffs)
x8 = 1053. Import capacity (kVA) by tariff (in Volume forecasts for the charging year)
x9 = 3607. Exceeded capacity charge p/kVA/day (in Tariffs)
x10 = 1053. Exceeded capacity (kVA) by tariff (in Volume forecasts for the charging year)
x11 = 3607. Unit rate 1 p/kWh (in Tariffs)
x12 = 3607. Unit rate 2 p/kWh (in Tariffs)
x13 = 3607. Unit rate 3 p/kWh (in Tariffs)
x14 = 3607. Reactive power charge p/kVArh (in Tariffs)
x15 = 1053. Reactive power units (MVArh) by tariff (in Volume forecasts for the charging year)
x16 = All units (MWh) (in Revenue summary)
x17 = Net revenues (£) (in Revenue summary)
x18 = MPANs (in Revenue summary)
x19 = Revenues from unit rates (£) (in Revenue summary)
x20 = Net revenues from unit rate 1 (£) (in Revenue summary)
x21 = Net revenues from unit rate 2 (£) (in Revenue summary)
x22 = Net revenues from unit rate 3 (£) (in Revenue summary)
x23 = Revenues from fixed charges (£) (in Revenue summary)
x24 = Revenues from capacity charges (£) (in Revenue summary)
x25 = Revenues from exceeded capacity charges (£) (in Revenue summary)
x26 = Revenues from reactive power charges (£) (in Revenue summary)
Kind: | Calculation | Copy cells | Calculation | Calculation | Calculation | Calculation | Calculation | Calculation | Calculation | Calculation | Calculation | Calculation | Calculation | Calculation | Calculation | Calculation | Calculation | Calculation | Calculation | Calculation | Calculation
Formula: | =x1+x2+x3 | = x4 | =0.01*x5*(x6*x4+x7*x8+x9*x10)+10*(x11*x1+x12*x2+x13*x3+x14*x15) | =10*(x11*x1+x12*x2+x13*x3) | =x6*x5*x4/100 | =x7*x5*x8/100 | =x9*x5*x10/100 | =x14*x15*10 | =IF(x16<>0,0.1*x17/x16,"") | =IF(x18<>0,x17/x18,"") | =IF(x16<>0,0.1*x19/x16,0) | =x11*x1*10 | =x12*x2*10 | =x13*x3*10 | =IF(x19<>0,x20/x19,"") | =IF(x19<>0,x21/x19,"") | =IF(x19<>0,x22/x19,"") | =IF(x17<>0,x23/x17,"") | =IF(x17<>0,x24/x17,"") | =IF(x17<>0,x25/x17,"") | =IF(x17<>0,x26/x17,"")
| All units (MWh) | MPANs | Net revenues (£) | Revenues from unit rates (£) | Revenues from fixed charges (£) | Revenues from capacity charges (£) | Revenues from exceeded capacity charges (£) | Revenues from reactive power charges (£) | Average p/kWh | Average £/MPAN | Average unit rate p/kWh | Net revenues from unit rate 1 (£) | Net revenues from unit rate 2 (£) | Net revenues from unit rate 3 (£) | Rate 1 revenue proportion | Rate 2 revenue proportion | Rate 3 revenue proportion | Fixed charge proportion | Capacity charge proportion | Exceeded capacity charge proportion | Reactive power charge proportion
> Domestic Unrestricted
Domestic Unrestricted | 4308328.1799 | 1249039.053 | 156731014.2008 | 130197677.5977 | 26533336.6031 | 0 | 0 | 0 | 3.6379 | 125.4813 | 3.022 | 130197677.5977 | 0 | 0 | 100% | 0% | 0% | 16.93% | 0% | 0% | 0%
LDNO LV: Domestic Unrestricted | 17317.245 | 6432.4704 | 414031.5518 | 328334.9649 | 85696.5869 | 0 | 0 | 0 | 2.3909 | 64.3659 | 1.896 | 328334.9649 | 0 | 0 | 100% | 0% | 0% | 20.7% | 0% | 0% | 0%
LDNO HV: Domestic Unrestricted | 30359.9862 | 11844.0125 | 445719.0748 | 349747.0414 | 95972.0334 | 0 | 0 | 0 | 1.4681 | 37.6324 | 1.152 | 349747.0414 | 0 | 0 | 100% | 0% | 0% | 21.53% | 0% | 0% | 0%
> Domestic Two Rate
Domestic Two Rate | 1272261.8127 | 209037.5145 | 35736329.4089 | 31295745.4878 | 4440583.9211 | 0 | 0 | 0 | 2.8089 | 170.9565 | 2.4599 | 20706472.8547 | 10589272.6331 | 0 | 66.16% | 33.84% | 0% | 12.43% | 0% | 0% | 0%
LDNO LV: Domestic Two Rate | 1460.65 | 424.5785 | 31591.2707 | 25934.8237 | 5656.4469 | 0 | 0 | 0 | 2.1628 | 74.4062 | 1.7756 | 21291.6692 | 4643.1545 | 0 | 82.1% | 17.9% | 0% | 17.91% | 0% | 0% | 0%
LDNO HV: Domestic Two Rate | 1366.1454 | 368.3969 | 17902.7845 | 14917.6644 | 2985.1201 | 0 | 0 | 0 | 1.3105 | 48.5965 | 1.092 | 12437.2866 | 2480.3779 | 0 | 83.37% | 16.63% | 0% | 16.67% | 0% | 0% | 0%
> Domestic Off Peak (related MPAN)
Domestic Off Peak (related MPAN) | 45959.7084 | 15622 | 722946.2125 | 722946.2125 | 0 | 0 | 0 | 0 | 1.573 | 46.2774 | 1.573 | 722946.2125 | 0 | 0 | 100% | 0% | 0% | 0% | 0% | 0% | 0%
LDNO LV: Domestic Off Peak (related MPAN) | 0 | 0 | 0 | 0 | 0 | 0 | 0 | 0 |  |  | 0 | 0 | 0 | 0
LDNO HV: Domestic Off Peak (related MPAN) | 0 | 0 | 0 | 0 | 0 | 0 | 0 | 0 |  |  | 0 | 0 | 0 | 0
> Small Non Domestic Unrestricted
Small Non Domestic Unrestricted | 1179331.5292 | 110093.2397 | 36248314.4584 | 32466996.9996 | 3781317.4588 | 0 | 0 | 0 | 3.0736 | 329.251 | 2.753 | 32466996.9996 | 0 | 0 | 100% | 0% | 0% | 10.43% | 0% | 0% | 0%
LDNO LV: Small Non Domestic Unrestricted | 788.4368 | 127.8314 | 16369.1521 | 13616.3028 | 2752.8492 | 0 | 0 | 0 | 2.0762 | 128.0527 | 1.727 | 13616.3028 | 0 | 0 | 100% | 0% | 0% | 16.82% | 0% | 0% | 0%
LDNO HV: Small Non Domestic Unrestricted | 7392.7734 | 462.2006 | 83606.6386 | 77550.1928 | 6056.4458 | 0 | 0 | 0 | 1.1309 | 180.8882 | 1.049 | 77550.1928 | 0 | 0 | 100% | 0% | 0% | 7.244% | 0% | 0% | 0%
> Small Non Domestic Two Rate
Small Non Domestic Two Rate | 577668.8851 | 29443.2683 | 15674781.814 | 14663508.6007 | 1011273.2133 | 0 | 0 | 0 | 2.7135 | 532.3723 | 2.5384 | 11753288.4916 | 2910220.1091 | 0 | 80.15% | 19.85% | 0% | 6.452% | 0% | 0% | 0%
LDNO LV: Small Non Domestic Two Rate | 58.5686 | 2.7572 | 1002.8356 | 943.4602 | 59.3754 | 0 | 0 | 0 | 1.7122 | 363.721 | 1.6109 | 770.9719 | 172.4883 | 0 | 81.72% | 18.28% | 0% | 5.921% | 0% | 0% | 0%
LDNO HV: Small Non Domestic Two Rate | 1186.5779 | 23.5548 | 12405.8284 | 12097.1776 | 308.6508 | 0 | 0 | 0 | 1.0455 | 526.6786 | 1.0195 | 10522.1873 | 1574.9903 | 0 | 86.98% | 13.02% | 0% | 2.488% | 0% | 0% | 0%
> Small Non Domestic Off Peak (related MPAN)
Small Non Domestic Off Peak (related MPAN) | 17319.8195 | 3339 | 273999.5441 | 273999.5441 | 0 | 0 | 0 | 0 | 1.582 | 82.0604 | 1.582 | 273999.5441 | 0 | 0 | 100% | 0% | 0% | 0% | 0% | 0% | 0%
LDNO LV: Small Non Domestic Off Peak (related MPAN) | 0 | 0 | 0 | 0 | 0 | 0 | 0 | 0 |  |  | 0 | 0 | 0 | 0
LDNO HV: Small Non Domestic Off Peak (related MPAN) | 0 | 0 | 0 | 0 | 0 | 0 | 0 | 0 |  |  | 0 | 0 | 0 | 0
> LV Medium Non-Domestic
LV Medium Non-Domestic | 0.001 | 1.1375e-05 | 0.02743 | 0.025695 | 0.0017355 | 0 | 0 | 0 | 2.743 | 2411.3924 | 2.5695 | 0.022598 | 0.0030972 | 0 | 87.95% | 12.05% | 0% | 6.327% | 0% | 0% | 0%
LDNO LV: LV Medium Non-Domestic | 0 | 0 | 0 | 0 | 0 | 0 | 0 | 0 |  |  | 0 | 0 | 0 | 0
LDNO HV: LV Medium Non-Domestic | 0 | 0 | 0 | 0 | 0 | 0 | 0 | 0 |  |  | 0 | 0 | 0 | 0
> LV Sub Medium Non-Domestic
LV Sub Medium Non-Domestic | 0.001 | 8.3651e-06 | 0.025178 | 0.024293 | 0.00088454 | 0 | 0 | 0 | 2.5178 | 3009.8156 | 2.4293 | 0.020923 | 0.00337 | 0 | 86.13% | 13.87% | 0% | 3.513% | 0% | 0% | 0%
> HV Medium Non-Domestic
HV Medium Non-Domestic | 0.001 | 8.8911e-06 | 0.026429 | 0.020122 | 0.0063075 | 0 | 0 | 0 | 2.6429 | 2972.552 | 2.0122 | 0.016843 | 0.0032792 | 0 | 83.7% | 16.3% | 0% | 23.87% | 0% | 0% | 0%
> LV Network Domestic
LV Network Domestic | 0.13093 | 0.084932 | 7.2265 | 5.4223 | 1.8042 | 0 | 0 | 0 | 5.5192 | 85.0864 | 4.1413 | 3.4598 | 1.1273 | 0.83517 | 63.81% | 20.79% | 15.4% | 24.97% | 0% | 0% | 0%
LDNO LV: LV Network Domestic | 0 | 0 | 0 | 0 | 0 | 0 | 0 | 0 |  |  | 0 | 0 | 0 | 0
LDNO HV: LV Network Domestic | 0 | 0 | 0 | 0 | 0 | 0 | 0 | 0 |  |  | 0 | 0 | 0 | 0
> LV Network Non-Domestic Non-CT
LV Network Non-Domestic Non-CT | 412964.4604 | 6133.3604 | 11481132.8227 | 11270473.3593 | 210659.4634 | 0 | 0 | 0 | 2.7802 | 1871.9156 | 2.7292 | 4284738.4529 | 4014882.4355 | 2970852.471 | 38.02% | 35.62% | 26.36% | 1.835% | 0% | 0% | 0%
LDNO LV: LV Network Non-Domestic Non-CT | 54.154 | 1.1301 | 929.5059 | 905.1692 | 24.3367 | 0 | 0 | 0 | 1.7164 | 822.4994 | 1.6715 | 332.4362 | 312.5531 | 260.1799 | 36.73% | 34.53% | 28.74% | 2.618% | 0% | 0% | 0%
LDNO HV: LV Network Non-Domestic Non-CT | 2831.2369 | 39.9066 | 31492.8852 | 30969.969 | 522.9162 | 0 | 0 | 0 | 1.1123 | 789.1647 | 1.0939 | 12723.4604 | 11116.5592 | 7129.9494 | 41.08% | 35.89% | 23.02% | 1.66% | 0% | 0% | 0%
> LV HH Metered
LV HH Metered | 1264015.5538 | 6675.4922 | 39063541.6855 | 29758944.6292 | 323330.8001 | 8502236.0911 | 344654.7589 | 134375.4062 | 3.0904 | 5851.7845 | 2.3543 | 10052965.5418 | 11275310.0925 | 8430668.995 | 33.78% | 37.89% | 28.33% | 0.8277% | 21.77% | 0.8823% | 0.344%
LDNO LV: LV HH Metered | 400.6292 | 3.6487 | 9026.5928 | 5851.2714 | 110.804 | 3022.9013 | 0 | 41.616 | 2.2531 | 2473.9137 | 1.4605 | 1950.6582 | 2087.6325 | 1812.9808 | 33.34% | 35.68% | 30.98% | 1.228% | 33.49% | 0% | 0.461%
LDNO HV: LV HH Metered | 39916.8996 | 102.5294 | 475773.3565 | 370211.401 | 1893.6164 | 101616.0983 | 930.1865 | 1122.0544 | 1.1919 | 4640.3582 | 0.92746 | 134809.4804 | 135680.1292 | 99721.7914 | 36.41% | 36.65% | 26.94% | 0.398% | 21.36% | 0.1955% | 0.2358%
> LV Sub HH Metered
LV Sub HH Metered | 760069.6669 | 1936.9854 | 21042947.3631 | 15849004.0863 | 72255.3665 | 4896728.8456 | 146077.231 | 78881.8337 | 2.7686 | 10863.7615 | 2.0852 | 4669798.098 | 6085094.3574 | 5094111.6309 | 29.46% | 38.39% | 32.14% | 0.3434% | 23.27% | 0.6942% | 0.3749%
LDNO HV: LV Sub HH Metered | 97.4687 | 1.1759 | 6598.7108 | 1308.6161 | 27.4261 | 5261.6026 | 0 | 1.066 | 6.7701 | 5611.6291 | 1.3426 | 430.491 | 389.1699 | 488.9551 | 32.9% | 29.74% | 37.36% | 0.4156% | 79.74% | 0% | 0.01615%
> HV HH Metered
HV HH Metered | 2430679.9803 | 1060.2706 | 56102584.1846 | 45420370.617 | 392532.8524 | 9759913.9735 | 397084.5278 | 132682.214 | 2.3081 | 52913.4582 | 1.8686 | 11224229.7625 | 16794936.2747 | 17401204.5798 | 24.71% | 36.98% | 38.31% | 0.6997% | 17.4% | 0.7078% | 0.2365%
LDNO HV: HV HH Metered | 13594.7494 | 7.7142 | 295278.1431 | 186994.8295 | 2117.3874 | 106012.0112 | 0 | 153.9151 | 2.172 | 38277.3338 | 1.3755 | 45295.9896 | 60988.3867 | 80710.4532 | 24.22% | 32.62% | 43.16% | 0.7171% | 35.9% | 0% | 0.05213%
> NHH UMS category A
NHH UMS category A | 10121.8119 | 741 | 337157.5534 | 337157.5534 | 0 | 0 | 0 | 0 | 3.331 | 455.0034 | 3.331 | 337157.5534 | 0 | 0 | 100% | 0% | 0% | 0% | 0% | 0% | 0%
LDNO LV: NHH UMS category A | 136.7981 | 0 | 2859.0807 | 2859.0807 | 0 | 0 | 0 | 0 | 2.09 |  | 2.09 | 2859.0807 | 0 | 0 | 100% | 0% | 0% | 0% | 0% | 0% | 0%
LDNO HV: NHH UMS category A | 23.7368 | 0 | 301.4577 | 301.4577 | 0 | 0 | 0 | 0 | 1.27 |  | 1.27 | 301.4577 | 0 | 0 | 100% | 0% | 0% | 0% | 0% | 0% | 0%
> NHH UMS category B
NHH UMS category B | 7712.9716 | 689 | 289390.6949 | 289390.6949 | 0 | 0 | 0 | 0 | 3.752 | 420.0155 | 3.752 | 289390.6949 | 0 | 0 | 100% | 0% | 0% | 0% | 0% | 0% | 0%
LDNO LV: NHH UMS category B | 75.667 | 0 | 1781.2016 | 1781.2016 | 0 | 0 | 0 | 0 | 2.354 |  | 2.354 | 1781.2016 | 0 | 0 | 100% | 0% | 0% | 0% | 0% | 0% | 0%
LDNO HV: NHH UMS category B | 301.3375 | 0 | 4309.126 | 4309.126 | 0 | 0 | 0 | 0 | 1.43 |  | 1.43 | 4309.126 | 0 | 0 | 100% | 0% | 0% | 0% | 0% | 0% | 0%
> NHH UMS category C
NHH UMS category C | 989.1873 | 179 | 46897.3694 | 46897.3694 | 0 | 0 | 0 | 0 | 4.741 | 261.9965 | 4.741 | 46897.3694 | 0 | 0 | 100% | 0% | 0% | 0% | 0% | 0% | 0%
LDNO LV: NHH UMS category C | 5.1353 | 0 | 152.7253 | 152.7253 | 0 | 0 | 0 | 0 | 2.974 |  | 2.974 | 152.7253 | 0 | 0 | 100% | 0% | 0% | 0% | 0% | 0% | 0%
LDNO HV: NHH UMS category C | 2.9884 | 0 | 54.0003 | 54.0003 | 0 | 0 | 0 | 0 | 1.807 |  | 1.807 | 54.0003 | 0 | 0 | 100% | 0% | 0% | 0% | 0% | 0% | 0%
> NHH UMS category D
NHH UMS category D | 0 | 1 | 0 | 0 | 0 | 0 | 0 | 0 |  | 0 | 0 | 0 | 0 | 0
LDNO LV: NHH UMS category D | 0 | 0 | 0 | 0 | 0 | 0 | 0 | 0 |  |  | 0 | 0 | 0 | 0
LDNO HV: NHH UMS category D | 0 | 0 | 0 | 0 | 0 | 0 | 0 | 0 |  |  | 0 | 0 | 0 | 0
> LV UMS (Pseudo HH Metered)
LV UMS (Pseudo HH Metered) | 113435.8255 | 27.4442 | 4449548.5697 | 4449548.5697 | 0 | 0 | 0 | 0 | 3.9225 | 162130.9633 | 3.9225 | 1570087.9673 | 879230.4804 | 2000230.122 | 35.29% | 19.76% | 44.95% | 0% | 0% | 0% | 0%
LDNO LV: LV UMS (Pseudo HH Metered) | 0 | 0 | 0 | 0 | 0 | 0 | 0 | 0 |  |  | 0 | 0 | 0 | 0
LDNO HV: LV UMS (Pseudo HH Metered) | 42.5417 | 1.1759 | 632.4075 | 632.4075 | 0 | 0 | 0 | 0 | 1.4866 | 537.8075 | 1.4866 | 230.6869 | 64.6782 | 337.0424 | 36.48% | 10.23% | 53.3% | 0% | 0% | 0% | 0%
> LV Generation NHH or Aggregate HH
LV Generation NHH or Aggregate HH | 3214.7578 | 286 | -25300.1441 | -25300.1441 | 0 | 0 | 0 | 0 | -0.787 | -88.462 | -0.787 | -25300.1441 | 0 | 0 | 100% | 0% | 0% | 0% | 0% | 0% | 0%
LDNO LV: LV Generation NHH or Aggregate HH | 132.8959 | 0 | -1045.8909 | -1045.8909 | 0 | 0 | 0 | 0 | -0.787 |  | -0.787 | -1045.8909 | 0 | 0 | 100% | 0% | 0% | 0% | 0% | 0% | 0%
LDNO HV: LV Generation NHH or Aggregate HH | 0 | 0 | 0 | 0 | 0 | 0 | 0 | 0 |  |  | 0 | 0 | 0 | 0
> LV Sub Generation NHH
LV Sub Generation NHH | 92.0749 | 1 | -655.573 | -655.573 | 0 | 0 | 0 | 0 | -0.712 | -655.573 | -0.712 | -655.573 | 0 | 0 | 100% | 0% | 0% | 0% | 0% | 0% | 0%
LDNO HV: LV Sub Generation NHH | 0 | 0 | 0 | 0 | 0 | 0 | 0 | 0 |  |  | 0 | 0 | 0 | 0
> LV Generation Intermittent
LV Generation Intermittent | 78529.095 | 887.0263 | -607446.8173 | -618023.978 | 0 | 0 | 0 | 10577.1607 | -0.77353 | -684.8126 | -0.787 | -618023.978 | 0 | 0 | 100% | 0% | 0% | 0% | 0% | 0% | -1.741%
LDNO LV: LV Generation Intermittent | 0 | 0 | 0 | 0 | 0 | 0 | 0 | 0 |  |  | 0 | 0 | 0 | 0
LDNO HV: LV Generation Intermittent | 1158.4982 | 3.2635 | -9092.5277 | -9117.3804 | 0 | 0 | 0 | 24.8527 | -0.78485 | -2786.1499 | -0.787 | -9117.3804 | 0 | 0 | 100% | 0% | 0% | 0% | 0% | 0% | -0.2733%
> LV Generation Intermittent no RP charge
LV Generation Intermittent no RP charge | 0 | 0 | 0 | 0 | 0 | 0 | 0 | 0 |  |  | 0 | 0 | 0 | 0
> LV Generation Non-Intermittent
LV Generation Non-Intermittent | 2299.2194 | 16.4289 | -18367.6508 | -19441.3091 | 0 | 0 | 0 | 1073.6583 | -0.79886 | -1118.0076 | -0.84556 | -14472.6139 | -3704.0782 | -1264.617 | 74.44% | 19.05% | 6.505% | 0% | 0% | 0% | -5.845%
LDNO LV: LV Generation Non-Intermittent | 0 | 0 | 0 | 0 | 0 | 0 | 0 | 0 |  |  | 0 | 0 | 0 | 0
LDNO HV: LV Generation Non-Intermittent | 0 | 0 | 0 | 0 | 0 | 0 | 0 | 0 |  |  | 0 | 0 | 0 | 0
> LV Generation Non-Intermittent no RP charge
LV Generation Non-Intermittent no RP charge | 0 | 0 | 0 | 0 | 0 | 0 | 0 | 0 |  |  | 0 | 0 | 0 | 0
> LV Sub Generation Intermittent
LV Sub Generation Intermittent | 13040.7426 | 121.6381 | -90531.7638 | -92850.0873 | 0 | 0 | 0 | 2318.3236 | -0.69422 | -744.2714 | -0.712 | -92850.0873 | 0 | 0 | 100% | 0% | 0% | 0% | 0% | 0% | -2.561%
LDNO HV: LV Sub Generation Intermittent | 0 | 0 | 0 | 0 | 0 | 0 | 0 | 0 |  |  | 0 | 0 | 0 | 0
> LV Sub Generation Intermittent no RP charge
LV Sub Generation Intermittent no RP charge | 0 | 0 | 0 | 0 | 0 | 0 | 0 | 0 |  |  | 0 | 0 | 0 | 0
> LV Sub Generation Non-Intermittent
LV Sub Generation Non-Intermittent | 4092.9818 | 12.4789 | -29433.2674 | -30295.0452 | 0 | 0 | 0 | 861.7778 | -0.71912 | -2358.6333 | -0.74017 | -23258.5109 | -4815.863 | -2220.6714 | 76.77% | 15.9% | 7.33% | 0% | 0% | 0% | -2.928%
LDNO HV: LV Sub Generation Non-Intermittent | 0 | 0 | 0 | 0 | 0 | 0 | 0 | 0 |  |  | 0 | 0 | 0 | 0
> LV Sub Generation Non-Intermittent no RP charge
LV Sub Generation Non-Intermittent no RP charge | 0 | 0 | 0 | 0 | 0 | 0 | 0 | 0 |  |  | 0 | 0 | 0 | 0
> HV Generation Intermittent
HV Generation Intermittent | 408798.588 | 237.9972 | -1809247.8692 | -1855945.5897 | 42478.9258 | 0 | 0 | 4218.7946 | -0.44258 | -7601.972 | -0.454 | -1855945.5897 | 0 | 0 | 100% | 0% | 0% | -2.348% | 0% | 0% | -0.2332%
LDNO HV: HV Generation Intermittent | 28.9653 | 1.971 | -131.5025 | -131.5025 | 0 | 0 | 0 | 0 | -0.454 | -66.7179 | -0.454 | -131.5025 | 0 | 0 | 100% | 0% | 0% | 0% | 0% | 0% | 0%
> HV Generation Intermittent no RP charge
HV Generation Intermittent no RP charge | 0 | 0 | 0 | 0 | 0 | 0 | 0 | 0 |  |  | 0 | 0 | 0 | 0
> HV Generation Non-Intermittent
HV Generation Non-Intermittent | 248137.4455 | 70.9433 | -1315995.3906 | -1331330.9246 | 12662.3085 | 0 | 0 | 2673.2254 | -0.53035 | -18549.9695 | -0.53653 | -1119049.7085 | -142913.8423 | -69367.3737 | 84.05% | 10.73% | 5.21% | -0.9622% | 0% | 0% | -0.2031%
LDNO HV: HV Generation Non-Intermittent | 3.9151 | 1.3382 | -6.1067 | -7.1419 | 0 | 0 | 0 | 1.0352 | -0.15598 | -4.5634 | -0.18242 | -4.2893 | -1.3151 | -1.5376 | 60.06% | 18.41% | 21.53% | 0% | 0% | 0% | -16.95%
> HV Generation Non-Intermittent no RP charge
HV Generation Non-Intermittent no RP charge | 0 | 0 | 0 | 0 | 0 | 0 | 0 | 0 |  |  | 0 | 0 | 0 | 0
3802. Revenue summary by tariff component
Data sources:
x1 = 3801. All units (MWh) (in Revenue summary)
x2 = 3801. MPANs (in Revenue summary)
x3 = 3801. Net revenues (£) (in Revenue summary)
x4 = 3801. Revenues from unit rates (£) (in Revenue summary)
x5 = 3801. Revenues from fixed charges (£) (in Revenue summary)
x6 = 3801. Revenues from capacity charges (£) (in Revenue summary)
x7 = 3801. Revenues from exceeded capacity charges (£) (in Revenue summary)
x8 = 3801. Revenues from reactive power charges (£) (in Revenue summary)
Kind: | Cell summation | Cell summation | Cell summation | Cell summation | Cell summation | Cell summation | Cell summation | Cell summation
Formula: | =SUM(x1) | =SUM(x2) | =SUM(x3) | =SUM(x4) | =SUM(x5) | =SUM(x6) | =SUM(x7) | =SUM(x8)
| Total units (MWh) | Total MPANs | Total net revenues (£) | Total net revenues from unit rates (£) | Total revenues from fixed charges (£) | Total revenues from capacity charges (£) | Total revenues from exceeded capacity charges (£) | Total revenues from reactive power charges (£)
Revenue summary by tariff component | 13277802.4319 | 1655500.8818 | 376145157.0134 | 314487995.1305 | 37024616.7216 | 23374791.5235 | 888746.7041 | 369006.9336

## CDCM
Input data for 0 in 0 (0)
This sheet contains all the input data (except LLFCs which might be entered directly into the Tariff sheet).
1000. Company, charging year, data version
| Company | Year | Version
Company, charging year, data version | 0 | 0 | 0
1010. Financial and general assumptions
Sources: financial assumptions; calendar; network model.
These financial assumptions determine the annuity rate applied to convert the asset values of the network model into an annual charge.
| Rate of return | Annualisation period (years) | Annuity proportion for customer-contributed assets | Power factor | Days in the charging period
Financial and general assumptions | 4.21% | 40 |  | 0.95 | 365
1017. Diversity allowance between top and bottom of network level
Source: operational data analysis and/or network model.
The diversity figure against GSP is the diversity between GSP Group (the whole system) and individual GSPs.
The diversity figure against 132kV is the diversity between GSPs (the top of the 132kV network) and 132kV/EHV bulk supply points (the bottom of the 132kV network).
The diversity figure against EHV is the diversity between 132kV/EHV bulk supply points (the top of the EHV network) and EHV/HV primary substations (the bottom of the EHV network).
The diversity figure against HV is the diversity between EHV/HV primary substations (the top of the HV network) and HV/LV substations (the bottom of the HV network).
Diversity allowance between top and bottom of network level
GSPs | 2.2%
132kV | 3.1%
132kV/EHV
EHV | 7.5%
EHV/HV
HV | 37%
HV/LV
LV circuits
1018. Proportion of relevant load going through 132kV/HV direct transformation
132kV/HV
EHV/HV | 0%
1019. Network model GSP peak demand (MW)
Network model GSP peak demand (MW)
Network model GSP peak demand (MW) | 500
1020. Gross asset cost by network level (£)
Gross assets £
132kV | 133443851.7722
132kV/EHV | 18900886.9836
EHV | 47715232.0048
EHV/HV | 47956012.6232
132kV/HV | 0
HV | 170790894.1407
HV/LV | 72781314.7864
LV circuits | 156315046.6753
1022. LV service model asset cost (£)
| LV service model 1 | LV service model 2 | LV service model 3 | LV service model 4 | LV service model 5 | LV service model 6 | LV service model 7 | LV service model 8
LV service model asset cost (£) | 6114.2961 | 687.7972 | 837.3882 | 621.0238 | 1411.7253 | 1087.3293 | 0 | 568.6796
1023. HV service model asset cost (£)
| HV service model 1 | HV service model 2 | HV service model 3 | HV service model 4 | HV service model 5
HV service model asset cost (£) | 10787.5682 | 5201.051 | 0 | 0 | 0
1025. Matrix of applicability of LV service models to tariffs with fixed charges
| 34 | 35 | 36 | 37 | 38 | 39 | 40 | 41
| LV service model 1 | LV service model 2 | LV service model 3 | LV service model 4 | LV service model 5 | LV service model 6 | LV service model 7 | LV service model 8
Domestic Unrestricted | 5% | 0% | 0% | 0% | 0% | 0% | 0% | 0%
Domestic Two Rate | 5% | 0% | 0% | 0% | 0% | 0% | 0% | 0%
Small Non Domestic Unrestricted | 0% | 100% | 0% | 0% | 0% | 0% | 0% | 0%
Small Non Domestic Two Rate | 0% | 100% | 0% | 0% | 0% | 0% | 0% | 0%
LV Medium Non-Domestic | 0% | 0% | 100% | 0% | 0% | 0% | 0% | 0%
LV Sub Medium Non-Domestic | 0% | 0% | 0% | 100% | 0% | 0% | 0% | 0%
LV Network Domestic | 5% | 0% | 0% | 0% | 0% | 0% | 0% | 0%
LV Network Non-Domestic Non-CT | 0% | 100% | 0% | 0% | 0% | 0% | 0% | 0%
LV HH Metered | 0% | 0% | 0% | 0% | 100% | 0% | 0% | 0%
LV Sub HH Metered | 0% | 0% | 0% | 0% | 0% | 100% | 0% | 0%
LV Generation NHH or Aggregate HH | 0% | 0% | 0% | 0% | 0% | 0% | 100% | 0%
LV Sub Generation NHH | 0% | 0% | 0% | 0% | 0% | 0% | 100% | 0%
LV Generation Intermittent | 0% | 0% | 0% | 0% | 0% | 0% | 100% | 0%
LV Generation Intermittent no RP charge | 0% | 0% | 0% | 0% | 0% | 0% | 100% | 0%
LV Generation Non-Intermittent | 0% | 0% | 0% | 0% | 0% | 0% | 0% | 0%
LV Generation Non-Intermittent no RP charge | 0% | 0% | 0% | 0% | 0% | 0% | 0% | 0%
LV Sub Generation Intermittent | 0% | 0% | 0% | 0% | 0% | 0% | 0% | 0%
LV Sub Generation Intermittent no RP charge | 0% | 0% | 0% | 0% | 0% | 0% | 0% | 0%
LV Sub Generation Non-Intermittent | 0% | 0% | 0% | 0% | 0% | 0% | 0% | 0%
LV Sub Generation Non-Intermittent no RP charge | 0% | 0% | 0% | 0% | 0% | 0% | 0% | 0%
1026. Matrix of applicability of LV service models to unmetered tariffs
Source: service models
Proportion of service model involved in connecting load of 1 MWh/year
| LV service model 1 | LV service model 2 | LV service model 3 | LV service model 4 | LV service model 5 | LV service model 6 | LV service model 7 | LV service model 8
All LV unmetered tariffs | 0 | 0 | 0 | 0 | 0 | 0 | 0 | 0.488
1028. Matrix of applicability of HV service models to tariffs with fixed charges
| 22 | 23 | 24 | 25 | 26
| HV service model 1 | HV service model 2 | HV service model 3 | HV service model 4 | HV service model 5
HV Medium Non-Domestic | 100% | 0% | 0% | 0% | 0%
HV HH Metered | 100% | 0% | 0% | 0% | 0%
HV Generation Intermittent | 0% | 100% | 0% | 0% | 0%
HV Generation Intermittent no RP charge | 0% | 100% | 0% | 0% | 0%
HV Generation Non-Intermittent | 0% | 100% | 0% | 0% | 0%
HV Generation Non-Intermittent no RP charge | 0% | 100% | 0% | 0% | 0%
1032. Loss adjustment factors to transmission
Source: losses model or loss adjustment factors at time of system peak.
| 132kV | 132kV/EHV | EHV | EHV/HV | HV | HV/LV | LV circuits
Loss adjustment factor | 1.002 | 1.006 | 1.012 | 1.021 | 1.038 | 1.049 | 1.062
1037. Embedded network (LDNO) discounts
Source: separate price control disaggregation model.
| No discount | LDNO LV: LV user | LDNO HV: LV user | LDNO HV: LV sub user | LDNO HV: HV user
LDNO discount |  | 37.27% | 61.88% | 37.5% | 25.86%
1041. Load profile data for demand users
Source: load data analysis.
| Coincidence factor | Load factor
Domestic Unrestricted | 0.91612 | 0.41795
Domestic Two Rate | 0.34251 | 0.25787
Domestic Off Peak (related MPAN) |  | 0.14408
Small Non Domestic Unrestricted | 0.63581 | 0.39168
Small Non Domestic Two Rate | 0.58841 | 0.42867
Small Non Domestic Off Peak (related MPAN) |  | 0.15294
LV Medium Non-Domestic | 0.85855 | 0.5936
LV Sub Medium Non-Domestic | 0.83823 | 0.60009
HV Medium Non-Domestic | 0.66322 | 0.45491
LV Network Domestic | 0.82599 | 0.38999
LV Network Non-Domestic Non-CT | 0.62628 | 0.39305
LV HH Metered | 0.80329 | 0.58758
LV Sub HH Metered | 0.76582 | 0.61152
HV HH Metered | 0.80058 | 0.72287
NHH UMS category A | 1 | 1
NHH UMS category B | 0.98388 | 0.47495
NHH UMS category C | 0.88051 | 0.24632
NHH UMS category D | 0 | 0.51527
LV UMS (Pseudo HH Metered) | 0.97137 | 0.45549
1053. Volume forecasts for the charging year
| 32 | 33 | 34 | 35 | 36 | 37 | 38
Source: forecast.
Please include MPAN counts for tariffs with no fixed charge (e.g. off-peak tariffs),
but exclude MPANs on tariffs with a fixed charge that are not subject to a fixed charge due to a site grouping arrangement.
| Rate 1 units (MWh) | Rate 2 units (MWh) | Rate 3 units (MWh) | MPANs | Import capacity (kVA) | Exceeded capacity (kVA) | Reactive power units (MVArh)
> Domestic Unrestricted | 0 | 0 | 0 | 0 | 0 |  | 0
Domestic Unrestricted | 4308328.1799 |  |  | 1249039.053
LDNO LV: Domestic Unrestricted | 17317.245 |  |  | 6432.4704
LDNO HV: Domestic Unrestricted | 30359.9862 |  |  | 11844.0125
> Domestic Two Rate
Domestic Two Rate | 607941.0703 | 664320.7424 |  | 209037.5145
LDNO LV: Domestic Two Rate | 996.3345 | 464.3154 |  | 424.5785
LDNO HV: Domestic Two Rate | 958.1885 | 407.9569 |  | 368.3969
> Domestic Off Peak (related MPAN)
Domestic Off Peak (related MPAN) | 45959.7084 |  |  | 15622
LDNO LV: Domestic Off Peak (related MPAN) | 0 |  |  | 0
LDNO HV: Domestic Off Peak (related MPAN) | 0 |  |  | 0
> Small Non Domestic Unrestricted
Small Non Domestic Unrestricted | 1179331.5292 |  |  | 110093.2397
LDNO LV: Small Non Domestic Unrestricted | 788.4368 |  |  | 127.8314
LDNO HV: Small Non Domestic Unrestricted | 7392.7734 |  |  | 462.2006
> Small Non Domestic Two Rate
Small Non Domestic Two Rate | 394405.6541 | 183263.231 |  | 29443.2683
LDNO LV: Small Non Domestic Two Rate | 41.2505 | 17.3181 |  | 2.7572
LDNO HV: Small Non Domestic Two Rate | 926.2489 | 260.329 |  | 23.5548
> Small Non Domestic Off Peak (related MPAN)
Small Non Domestic Off Peak (related MPAN) | 17319.8195 |  |  | 3339
LDNO LV: Small Non Domestic Off Peak (related MPAN) | 0 |  |  | 0
LDNO HV: Small Non Domestic Off Peak (related MPAN) | 0 |  |  | 0
> LV Medium Non-Domestic
LV Medium Non-Domestic | 0.00080133 | 0.00019867 |  | 1.1375e-05
LDNO LV: LV Medium Non-Domestic | 0 | 0 |  | 0
LDNO HV: LV Medium Non-Domestic | 0 | 0 |  | 0
> LV Sub Medium Non-Domestic
LV Sub Medium Non-Domestic | 0.00078188 | 0.00021812 |  | 8.3651e-06
> HV Medium Non-Domestic
HV Medium Non-Domestic | 0.00077903 | 0.00022097 |  | 8.8911e-06
> LV Network Domestic
LV Network Domestic | 0.022038 | 0.056003 | 0.052892 | 0.084932
LDNO LV: LV Network Domestic | 0 | 0 | 0 | 0
LDNO HV: LV Network Domestic | 0 | 0 | 0 | 0
> LV Network Non-Domestic Non-CT
LV Network Non-Domestic Non-CT | 26809.7763 | 198363.7567 | 187790.9274 | 6133.3604
LDNO LV: LV Network Non-Domestic Non-CT | 3.3157 | 24.6105 | 26.2278 | 1.1301
LDNO HV: LV Network Non-Domestic Non-CT | 208.8552 | 1439.9688 | 1182.4128 | 39.9066
> LV HH Metered
LV HH Metered | 86224.9382 | 626406.1163 | 551384.4993 | 6675.4922 | 679119.4609 | 12059.5097 | 78582.1089
LDNO LV: LV HH Metered | 26.6702 | 184.9099 | 189.0491 | 3.6487 | 385.2056 | 0 | 38.8935
LDNO HV: LV HH Metered | 3033.5167 | 19778.4445 | 17104.9385 | 102.5294 | 21251.9289 | 85.5187 | 1726.2376
> LV Sub HH Metered
LV Sub HH Metered | 49864.3684 | 369689.8151 | 340515.4834 | 1936.9854 | 364556.942 | 5286.811 | 65191.5981
LDNO HV: LV Sub HH Metered | 7.3538 | 37.8202 | 52.2947 | 1.1759 | 626.7543 | 0 | 1.4026
> HV HH Metered
HV HH Metered | 153504.2364 | 1093420.3304 | 1183755.4136 | 1060.2706 | 854296.8159 | 14165.4012 | 163805.2025
LDNO HV: HV HH Metered | 835.5652 | 5354.5555 | 7404.6287 | 7.7142 | 12519.1322 | 0 | 256.5251
> NHH UMS category A
NHH UMS category A | 10121.8119 |  |  | 741
LDNO LV: NHH UMS category A | 136.7981 |  |  | 0
LDNO HV: NHH UMS category A | 23.7368 |  |  | 0
> NHH UMS category B
NHH UMS category B | 7712.9716 |  |  | 689
LDNO LV: NHH UMS category B | 75.667 |  |  | 0
LDNO HV: NHH UMS category B | 301.3375 |  |  | 0
> NHH UMS category C
NHH UMS category C | 989.1873 |  |  | 179
LDNO LV: NHH UMS category C | 5.1353 |  |  | 0
LDNO HV: NHH UMS category C | 2.9884 |  |  | 0
> NHH UMS category D
NHH UMS category D | 0 |  |  | 1
LDNO LV: NHH UMS category D | 0 |  |  | 0
LDNO HV: NHH UMS category D | 0 |  |  | 0
> LV UMS (Pseudo HH Metered)
LV UMS (Pseudo HH Metered) | 4105.9859 | 29544.035 | 79785.8046 | 27.4442
LDNO LV: LV UMS (Pseudo HH Metered) | 0 | 0 | 0 | 0
LDNO HV: LV UMS (Pseudo HH Metered) | 1.5826 | 5.7035 | 35.2555 | 1.1759
> LV Generation NHH or Aggregate HH
LV Generation NHH or Aggregate HH | 3214.7578 |  |  | 286
LDNO LV: LV Generation NHH or Aggregate HH | 132.8959 |  |  | 0
LDNO HV: LV Generation NHH or Aggregate HH | 0 |  |  | 0
> LV Sub Generation NHH
LV Sub Generation NHH | 92.0749 |  |  | 1
LDNO HV: LV Sub Generation NHH | 0 |  |  | 0
> LV Generation Intermittent
LV Generation Intermittent | 78529.095 |  |  | 887.0263 |  |  | 6221.8592
LDNO LV: LV Generation Intermittent | 0 |  |  | 0 |  |  | 0
LDNO HV: LV Generation Intermittent | 1158.4982 |  |  | 3.2635 |  |  | 14.6192
> LV Generation Intermittent no RP charge
LV Generation Intermittent no RP charge | 0 |  |  | 0
> LV Generation Non-Intermittent
LV Generation Non-Intermittent | 150.2244 | 933.0172 | 1215.9779 | 16.4289 |  |  | 631.5637
LDNO LV: LV Generation Non-Intermittent | 0 | 0 | 0 | 0 |  |  | 0
LDNO HV: LV Generation Non-Intermittent | 0 | 0 | 0 | 0 |  |  | 0
> LV Generation Non-Intermittent no RP charge
LV Generation Non-Intermittent no RP charge | 0 | 0 | 0 | 0
> LV Sub Generation Intermittent
LV Sub Generation Intermittent | 13040.7426 |  |  | 121.6381 |  |  | 1632.6222
LDNO HV: LV Sub Generation Intermittent | 0 |  |  | 0 |  |  | 0
> LV Sub Generation Intermittent no RP charge
LV Sub Generation Intermittent no RP charge | 0 |  |  | 0
> LV Sub Generation Non-Intermittent
LV Sub Generation Non-Intermittent | 262.7783 | 1416.4303 | 2413.7732 | 12.4789 |  |  | 606.8858
LDNO HV: LV Sub Generation Non-Intermittent | 0 | 0 | 0 | 0 |  |  | 0
> LV Sub Generation Non-Intermittent no RP charge
LV Sub Generation Non-Intermittent no RP charge | 0 | 0 | 0 | 0
> HV Generation Intermittent
HV Generation Intermittent | 408798.588 |  |  | 237.9972 |  |  | 3870.4538
LDNO HV: HV Generation Intermittent | 28.9653 |  |  | 1.971 |  |  | 0
> HV Generation Intermittent no RP charge
HV Generation Intermittent no RP charge | 0 |  |  | 0
> HV Generation Non-Intermittent
HV Generation Non-Intermittent | 18175.243 | 96563.407 | 133398.7956 | 70.9433 |  |  | 2452.5004
LDNO HV: HV Generation Non-Intermittent | 0.069665 | 0.88856 | 2.9569 | 1.3382 |  |  | 0.94972
> HV Generation Non-Intermittent no RP charge
HV Generation Non-Intermittent no RP charge | 0 | 0 | 0 | 0
1055. Transmission exit charges (£/year)
Source: forecast.
Transmission exit
Transmission exit charges (£/year) | 10140946.8832
1059. Other expenditure
| Direct cost (£/year) | Indirect cost (£/year) | Indirect cost proportion | Network rates (£/year)
Other expenditure | 38037763.9003 | 113753824.5494 | 60% | 21802510.5938
1060. Customer contributions under current connection charging policy
Source: analysis of expenditure data and/or survey of capital expenditure schemes.
Customer contribution percentages by network level of supply and by asset network level.
These proportions should reflect the current connection charging method, not necessarily the method that was in place when the connection was built.
| Assets 132kV | Assets 132kV/EHV | Assets EHV | Assets EHV/HV | Assets 132kV/HV | Assets HV | Assets HV/LV | Assets LV circuits
LV network | 0% | 0% | 0% | 81% | 0% | 81% | 95% | 95%
LV substation | 0% | 0% | 0% | 81% | 0% | 81% | 95%
HV network | 0% | 67% | 67% | 100% | 0% | 100%
HV substation | 0% | 67% | 67% | 100%
1061. Average split of rate 1 units by distribution time band
| Red | Amber | Green
Domestic Unrestricted | 8.874% | 46.24% | 44.89%
Domestic Two Rate | 10.75% | 53.93% | 35.32%
Domestic Off Peak (related MPAN) | 0.1347% | 10.87% | 88.99%
Small Non Domestic Unrestricted | 6.262% | 56.6% | 37.14%
Small Non Domestic Two Rate | 8.116% | 63.07% | 28.82%
Small Non Domestic Off Peak (related MPAN) | 0.2111% | 11.8% | 87.99%
LV Medium Non-Domestic | 8.297% | 62.04% | 29.67%
LV Sub Medium Non-Domestic | 8.189% | 61.86% | 29.96%
HV Medium Non-Domestic | 8.215% | 63.96% | 27.83%
1062. Average split of rate 2 units by distribution time band
| Red | Amber | Green
Domestic Two Rate | 0% | 2.098% | 97.9%
Small Non Domestic Two Rate | 0% | 2.644% | 97.36%
LV Medium Non-Domestic | 0% | 0% | 100%
LV Sub Medium Non-Domestic | 0% | 0% | 100%
HV Medium Non-Domestic | 0% | 0% | 100%
1064. Average split of rate 1 units by special distribution time band
| Black | Yellow | Green
NHH UMS category A | 1.734% | 43.55% | 54.71%
NHH UMS category B | 3.285% | 15.18% | 81.54%
NHH UMS category C | 5.927% | 24.81% | 69.26%
NHH UMS category D | 0.2449% | 69.96% | 29.8%
1066. Typical annual hours by special distribution time band
Source: definition of distribution time bands.
The figures in this table will be automatically adjusted to match the number of days in the charging period.
| Black | Yellow | Green
Annual hours | 152 | 3814 | 4794
1068. Typical annual hours by distribution time band
Source: definition of distribution time bands.
The figures in this table will be automatically adjusted to match the number of days in the charging period.
| Red | Amber | Green
Annual hours | 522 | 3444 | 4794
1069. Peaking probabilities by network level
Source: analysis of network operation data.
| Red | Amber | Green | Black
GSPs | 100% | 0% | 0% | 92.16%
132kV | 84.42% | 9.015% | 6.563% | 80.59%
132kV/EHV | 84.42% | 9.015% | 6.563% | 80.59%
EHV | 60.27% | 31.02% | 8.718% | 53.55%
EHV/HV | 60.27% | 31.02% | 8.718% | 53.55%
132kV/HV | 84.42% | 9.015% | 6.563% | 80.59%
HV | 60.27% | 31.02% | 8.718% | 53.55%
HV/LV | 60.27% | 31.02% | 8.718% | 53.55%
LV circuits | 60.27% | 31.02% | 8.718% | 53.55%
1076. Target CDCM net revenue (£/year)
Source: mostly forecasts and price control formulae.
Target CDCM net revenue (£/year)
Target CDCM net revenue (£/year) | 376135298.0073
1092. Average kVAr by kVA, by network level
Source: analysis of operational data.
This is the average of MVAr/MVA or SQRT(1-PF^2) across relevant network elements.
| GSPs | 132kV | 132kV/EHV | EHV | EHV/HV | 132kV/HV | HV | HV/LV | LV circuits
Average kVAr by kVA, by network level | 0.19279 | 0.19279 | 0.19279 | 0.19279 | 0.19279 | 0.19279 | 0.19279 | 0.19279 | 0.19279
Loss adjustment factors and network use matrices for 0 in 0 (0)
This sheet calculates matrices of loss adjustment factors and of network use factors.
These matrices map out the extent to which each type of user uses each level of the network, and are used throughout the workbook.
2001. Loss adjustment factors to transmission
Data sources:
x1 = Network level for each tariff (to get loss factors applicable to capacity) (in Loss adjustment factors to transmission)
x2 = 1032. Loss adjustment factors to transmission
Kind: | Fixed data | [6 empty] | Sum-product calculation
Formula: | [7 empty] | =SUMPRODUCT(x1, x2)
Network level for each tariff (to get loss factors applicable to capacity)
| 132kV | 132kV/EHV | EHV | EHV/HV | HV | HV/LV | LV circuits | Loss adjustment factor
Domestic Unrestricted | 0 | 0 | 0 | 0 | 0 | 0 | 1 | 1.062
Domestic Two Rate | 0 | 0 | 0 | 0 | 0 | 0 | 1 | 1.062
Domestic Off Peak (related MPAN) | 0 | 0 | 0 | 0 | 0 | 0 | 1 | 1.062
Small Non Domestic Unrestricted | 0 | 0 | 0 | 0 | 0 | 0 | 1 | 1.062
Small Non Domestic Two Rate | 0 | 0 | 0 | 0 | 0 | 0 | 1 | 1.062
Small Non Domestic Off Peak (related MPAN) | 0 | 0 | 0 | 0 | 0 | 0 | 1 | 1.062
LV Medium Non-Domestic | 0 | 0 | 0 | 0 | 0 | 0 | 1 | 1.062
LV Sub Medium Non-Domestic | 0 | 0 | 0 | 0 | 0 | 1 | 0 | 1.049
HV Medium Non-Domestic | 0 | 0 | 0 | 0 | 1 | 0 | 0 | 1.038
LV Network Domestic | 0 | 0 | 0 | 0 | 0 | 0 | 1 | 1.062
LV Network Non-Domestic Non-CT | 0 | 0 | 0 | 0 | 0 | 0 | 1 | 1.062
LV HH Metered | 0 | 0 | 0 | 0 | 0 | 0 | 1 | 1.062
LV Sub HH Metered | 0 | 0 | 0 | 0 | 0 | 1 | 0 | 1.049
HV HH Metered | 0 | 0 | 0 | 0 | 1 | 0 | 0 | 1.038
NHH UMS category A | 0 | 0 | 0 | 0 | 0 | 0 | 1 | 1.062
NHH UMS category B | 0 | 0 | 0 | 0 | 0 | 0 | 1 | 1.062
NHH UMS category C | 0 | 0 | 0 | 0 | 0 | 0 | 1 | 1.062
NHH UMS category D | 0 | 0 | 0 | 0 | 0 | 0 | 1 | 1.062
LV UMS (Pseudo HH Metered) | 0 | 0 | 0 | 0 | 0 | 0 | 1 | 1.062
LV Generation NHH or Aggregate HH | 0 | 0 | 0 | 0 | 0 | 0 | 1 | 1.062
LV Sub Generation NHH | 0 | 0 | 0 | 0 | 0 | 1 | 0 | 1.049
LV Generation Intermittent | 0 | 0 | 0 | 0 | 0 | 0 | 1 | 1.062
LV Generation Intermittent no RP charge | 0 | 0 | 0 | 0 | 0 | 0 | 1 | 1.062
LV Generation Non-Intermittent | 0 | 0 | 0 | 0 | 0 | 0 | 1 | 1.062
LV Generation Non-Intermittent no RP charge | 0 | 0 | 0 | 0 | 0 | 0 | 1 | 1.062
LV Sub Generation Intermittent | 0 | 0 | 0 | 0 | 0 | 1 | 0 | 1.049
LV Sub Generation Intermittent no RP charge | 0 | 0 | 0 | 0 | 0 | 1 | 0 | 1.049
LV Sub Generation Non-Intermittent | 0 | 0 | 0 | 0 | 0 | 1 | 0 | 1.049
LV Sub Generation Non-Intermittent no RP charge | 0 | 0 | 0 | 0 | 0 | 1 | 0 | 1.049
HV Generation Intermittent | 0 | 0 | 0 | 0 | 1 | 0 | 0 | 1.038
HV Generation Intermittent no RP charge | 0 | 0 | 0 | 0 | 1 | 0 | 0 | 1.038
HV Generation Non-Intermittent | 0 | 0 | 0 | 0 | 1 | 0 | 0 | 1.038
HV Generation Non-Intermittent no RP charge | 0 | 0 | 0 | 0 | 1 | 0 | 0 | 1.038
2002. Mapping of DRM network levels to core network levels
| 132kV | 132kV/EHV | EHV | EHV/HV | HV | HV/LV | LV circuits
132kV | 1 | 0 | 0 | 0 | 0 | 0 | 0
132kV/EHV | 0 | 1 | 0 | 0 | 0 | 0 | 0
EHV | 0 | 0 | 1 | 0 | 0 | 0 | 0
EHV/HV | 0 | 0 | 0 | 1 | 0 | 0 | 0
132kV/HV | 0 | 0 | 0 | 1 | 0 | 0 | 0
HV | 0 | 0 | 0 | 0 | 1 | 0 | 0
HV/LV | 0 | 0 | 0 | 0 | 0 | 1 | 0
LV circuits | 0 | 0 | 0 | 0 | 0 | 0 | 1
2003. Loss adjustment factor to transmission for each DRM network level
Data sources:
x1 = 2002. Mapping of DRM network levels to core network levels
x2 = 1032. Loss adjustment factors to transmission
Sum-product calculation =SUMPRODUCT(x1, x2)
Loss adjustment factor to transmission for each DRM network level
132kV | 1.002
132kV/EHV | 1.006
EHV | 1.012
EHV/HV | 1.021
132kV/HV | 1.021
HV | 1.038
HV/LV | 1.049
LV circuits | 1.062
2004. Loss adjustment factor to transmission for each network level
Data sources:
x1 = 2003. Loss adjustment factor to transmission for each DRM network level
x2 = 1 for GSP level
Combine tables = x1 or x2
| GSPs | 132kV | 132kV/EHV | EHV | EHV/HV | 132kV/HV | HV | HV/LV | LV circuits
Loss adjustment factor to transmission for each network level | 1 | 1.002 | 1.006 | 1.012 | 1.021 | 1.021 | 1.038 | 1.049 | 1.062
2005. Network use factors
These network use factors indicate to what extent each network level is used by each tariff. This table reflects the policy that
generators receive credits only in respect of network levels above the voltage of connection. Generators do not receive credits at the
voltage of connection. The factors in this table are before any adjustment for a 132kV/HV network level or for generation-dominated areas.
| GSPs | 132kV | 132kV/EHV | EHV | EHV/HV | HV | HV/LV | LV circuits
Domestic Unrestricted | 1 | 1 | 1 | 1 | 1 | 1 | 1 | 1
Domestic Two Rate | 1 | 1 | 1 | 1 | 1 | 1 | 1 | 1
Domestic Off Peak (related MPAN) | 1 | 1 | 1 | 1 | 1 | 1 | 1 | 1
Small Non Domestic Unrestricted | 1 | 1 | 1 | 1 | 1 | 1 | 1 | 1
Small Non Domestic Two Rate | 1 | 1 | 1 | 1 | 1 | 1 | 1 | 1
Small Non Domestic Off Peak (related MPAN) | 1 | 1 | 1 | 1 | 1 | 1 | 1 | 1
LV Medium Non-Domestic | 1 | 1 | 1 | 1 | 1 | 1 | 1 | 1
LV Sub Medium Non-Domestic | 1 | 1 | 1 | 1 | 1 | 1 | 1 | 0
HV Medium Non-Domestic | 1 | 1 | 1 | 1 | 1 | 1 | 0 | 0
LV Network Domestic | 1 | 1 | 1 | 1 | 1 | 1 | 1 | 1
LV Network Non-Domestic Non-CT | 1 | 1 | 1 | 1 | 1 | 1 | 1 | 1
LV HH Metered | 1 | 1 | 1 | 1 | 1 | 1 | 1 | 1
LV Sub HH Metered | 1 | 1 | 1 | 1 | 1 | 1 | 1 | 0
HV HH Metered | 1 | 1 | 1 | 1 | 1 | 1 | 0 | 0
NHH UMS category A | 1 | 1 | 1 | 1 | 1 | 1 | 1 | 1
NHH UMS category B | 1 | 1 | 1 | 1 | 1 | 1 | 1 | 1
NHH UMS category C | 1 | 1 | 1 | 1 | 1 | 1 | 1 | 1
NHH UMS category D | 1 | 1 | 1 | 1 | 1 | 1 | 1 | 1
LV UMS (Pseudo HH Metered) | 1 | 1 | 1 | 1 | 1 | 1 | 1 | 1
LV Generation NHH or Aggregate HH | 1 | 1 | 1 | 1 | 1 | 1 | 1 | 0
LV Sub Generation NHH | 1 | 1 | 1 | 1 | 1 | 1 | 0 | 0
LV Generation Intermittent | 1 | 1 | 1 | 1 | 1 | 1 | 1 | 0
LV Generation Intermittent no RP charge | 1 | 1 | 1 | 1 | 1 | 1 | 1 | 0
LV Generation Non-Intermittent | 1 | 1 | 1 | 1 | 1 | 1 | 1 | 0
LV Generation Non-Intermittent no RP charge | 1 | 1 | 1 | 1 | 1 | 1 | 1 | 0
LV Sub Generation Intermittent | 1 | 1 | 1 | 1 | 1 | 1 | 0 | 0
LV Sub Generation Intermittent no RP charge | 1 | 1 | 1 | 1 | 1 | 1 | 0 | 0
LV Sub Generation Non-Intermittent | 1 | 1 | 1 | 1 | 1 | 1 | 0 | 0
LV Sub Generation Non-Intermittent no RP charge | 1 | 1 | 1 | 1 | 1 | 1 | 0 | 0
HV Generation Intermittent | 1 | 1 | 1 | 1 | 1 | 0 | 0 | 0
HV Generation Intermittent no RP charge | 1 | 1 | 1 | 1 | 1 | 0 | 0 | 0
HV Generation Non-Intermittent | 1 | 1 | 1 | 1 | 1 | 0 | 0 | 0
HV Generation Non-Intermittent no RP charge | 1 | 1 | 1 | 1 | 1 | 0 | 0 | 0
2006. Proportion going through 132kV/EHV
Data sources:
x1 = 1018. Proportion of relevant load going through 132kV/HV direct transformation
Calculation =1-x1
132kV/EHV
132kV/EHV | 100%
2007. Proportion going through EHV
Data sources:
x1 = 1018. Proportion of relevant load going through 132kV/HV direct transformation
Calculation =1-x1
EHV
EHV | 100%
2008. Proportion going through EHV/HV
Data sources:
x1 = 1018. Proportion of relevant load going through 132kV/HV direct transformation
Calculation =1-x1
EHV/HV
EHV/HV | 100%
2009. Rerouteing matrix for all network levels
Data sources:
x1 = 1018. Proportion of relevant load going through 132kV/HV direct transformation
x2 = 2006. Proportion going through 132kV/EHV
x3 = 2007. Proportion going through EHV
x4 = 2008. Proportion going through EHV/HV
x5 = Rerouteing matrix: default elements
x6 = Map GSP to GSP
Combine tables = x1 or x2 or x3 or x4 or x5 or x6
| GSPs | 132kV | 132kV/EHV | EHV | EHV/HV | HV | HV/LV | LV circuits
GSPs | 1
132kV |  | 100% | 0% | 0% | 0% | 0% | 0% | 0%
132kV/EHV |  | 0% | 100% | 0% | 0% | 0% | 0% | 0%
EHV |  | 0% | 0% | 100% | 0% | 0% | 0% | 0%
EHV/HV |  | 0% | 0% | 0% | 100% | 0% | 0% | 0%
132kV/HV |  | 0% | 0% | 0% | 0% | 0% | 0% | 0%
HV |  | 0% | 0% | 0% | 0% | 100% | 0% | 0%
HV/LV |  | 0% | 0% | 0% | 0% | 0% | 100% | 0%
LV circuits |  | 0% | 0% | 0% | 0% | 0% | 0% | 100%
2010. Network use factors: interim step in calculations before adjustments
Data sources:
x1 = 2005. Network use factors
x2 = 2009. Rerouteing matrix for all network levels
Sum-product calculation =SUMPRODUCT(x1, x2)
| GSPs | 132kV | 132kV/EHV | EHV | EHV/HV | 132kV/HV | HV | HV/LV | LV circuits
Domestic Unrestricted | 1 | 1 | 1 | 1 | 1 | 0 | 1 | 1 | 1
Domestic Two Rate | 1 | 1 | 1 | 1 | 1 | 0 | 1 | 1 | 1
Domestic Off Peak (related MPAN) | 1 | 1 | 1 | 1 | 1 | 0 | 1 | 1 | 1
Small Non Domestic Unrestricted | 1 | 1 | 1 | 1 | 1 | 0 | 1 | 1 | 1
Small Non Domestic Two Rate | 1 | 1 | 1 | 1 | 1 | 0 | 1 | 1 | 1
Small Non Domestic Off Peak (related MPAN) | 1 | 1 | 1 | 1 | 1 | 0 | 1 | 1 | 1
LV Medium Non-Domestic | 1 | 1 | 1 | 1 | 1 | 0 | 1 | 1 | 1
LV Sub Medium Non-Domestic | 1 | 1 | 1 | 1 | 1 | 0 | 1 | 1 | 0
HV Medium Non-Domestic | 1 | 1 | 1 | 1 | 1 | 0 | 1 | 0 | 0
LV Network Domestic | 1 | 1 | 1 | 1 | 1 | 0 | 1 | 1 | 1
LV Network Non-Domestic Non-CT | 1 | 1 | 1 | 1 | 1 | 0 | 1 | 1 | 1
LV HH Metered | 1 | 1 | 1 | 1 | 1 | 0 | 1 | 1 | 1
LV Sub HH Metered | 1 | 1 | 1 | 1 | 1 | 0 | 1 | 1 | 0
HV HH Metered | 1 | 1 | 1 | 1 | 1 | 0 | 1 | 0 | 0
NHH UMS category A | 1 | 1 | 1 | 1 | 1 | 0 | 1 | 1 | 1
NHH UMS category B | 1 | 1 | 1 | 1 | 1 | 0 | 1 | 1 | 1
NHH UMS category C | 1 | 1 | 1 | 1 | 1 | 0 | 1 | 1 | 1
NHH UMS category D | 1 | 1 | 1 | 1 | 1 | 0 | 1 | 1 | 1
LV UMS (Pseudo HH Metered) | 1 | 1 | 1 | 1 | 1 | 0 | 1 | 1 | 1
LV Generation NHH or Aggregate HH | 1 | 1 | 1 | 1 | 1 | 0 | 1 | 1 | 0
LV Sub Generation NHH | 1 | 1 | 1 | 1 | 1 | 0 | 1 | 0 | 0
LV Generation Intermittent | 1 | 1 | 1 | 1 | 1 | 0 | 1 | 1 | 0
LV Generation Intermittent no RP charge | 1 | 1 | 1 | 1 | 1 | 0 | 1 | 1 | 0
LV Generation Non-Intermittent | 1 | 1 | 1 | 1 | 1 | 0 | 1 | 1 | 0
LV Generation Non-Intermittent no RP charge | 1 | 1 | 1 | 1 | 1 | 0 | 1 | 1 | 0
LV Sub Generation Intermittent | 1 | 1 | 1 | 1 | 1 | 0 | 1 | 0 | 0
LV Sub Generation Intermittent no RP charge | 1 | 1 | 1 | 1 | 1 | 0 | 1 | 0 | 0
LV Sub Generation Non-Intermittent | 1 | 1 | 1 | 1 | 1 | 0 | 1 | 0 | 0
LV Sub Generation Non-Intermittent no RP charge | 1 | 1 | 1 | 1 | 1 | 0 | 1 | 0 | 0
HV Generation Intermittent | 1 | 1 | 1 | 1 | 1 | 0 | 0 | 0 | 0
HV Generation Intermittent no RP charge | 1 | 1 | 1 | 1 | 1 | 0 | 0 | 0 | 0
HV Generation Non-Intermittent | 1 | 1 | 1 | 1 | 1 | 0 | 0 | 0 | 0
HV Generation Non-Intermittent no RP charge | 1 | 1 | 1 | 1 | 1 | 0 | 0 | 0 | 0
2011. Network use factors for all tariffs
Data sources:
x1 = Network use factors including 132kV/HV for generation dominated tariffs
x2 = Network use factors including 132kV/HV for HV Sub tariffs
x3 = 2010. Network use factors: interim step in calculations before adjustments
Combine tables = x1 or x2 or x3
| GSPs | 132kV | 132kV/EHV | EHV | EHV/HV | 132kV/HV | HV | HV/LV | LV circuits
Domestic Unrestricted | 1 | 1 | 1 | 1 | 1 | 0 | 1 | 1 | 1
Domestic Two Rate | 1 | 1 | 1 | 1 | 1 | 0 | 1 | 1 | 1
Domestic Off Peak (related MPAN) | 1 | 1 | 1 | 1 | 1 | 0 | 1 | 1 | 1
Small Non Domestic Unrestricted | 1 | 1 | 1 | 1 | 1 | 0 | 1 | 1 | 1
Small Non Domestic Two Rate | 1 | 1 | 1 | 1 | 1 | 0 | 1 | 1 | 1
Small Non Domestic Off Peak (related MPAN) | 1 | 1 | 1 | 1 | 1 | 0 | 1 | 1 | 1
LV Medium Non-Domestic | 1 | 1 | 1 | 1 | 1 | 0 | 1 | 1 | 1
LV Sub Medium Non-Domestic | 1 | 1 | 1 | 1 | 1 | 0 | 1 | 1 | 0
HV Medium Non-Domestic | 1 | 1 | 1 | 1 | 1 | 0 | 1 | 0 | 0
LV Network Domestic | 1 | 1 | 1 | 1 | 1 | 0 | 1 | 1 | 1
LV Network Non-Domestic Non-CT | 1 | 1 | 1 | 1 | 1 | 0 | 1 | 1 | 1
LV HH Metered | 1 | 1 | 1 | 1 | 1 | 0 | 1 | 1 | 1
LV Sub HH Metered | 1 | 1 | 1 | 1 | 1 | 0 | 1 | 1 | 0
HV HH Metered | 1 | 1 | 1 | 1 | 1 | 0 | 1 | 0 | 0
NHH UMS category A | 1 | 1 | 1 | 1 | 1 | 0 | 1 | 1 | 1
NHH UMS category B | 1 | 1 | 1 | 1 | 1 | 0 | 1 | 1 | 1
NHH UMS category C | 1 | 1 | 1 | 1 | 1 | 0 | 1 | 1 | 1
NHH UMS category D | 1 | 1 | 1 | 1 | 1 | 0 | 1 | 1 | 1
LV UMS (Pseudo HH Metered) | 1 | 1 | 1 | 1 | 1 | 0 | 1 | 1 | 1
LV Generation NHH or Aggregate HH | 1 | 1 | 1 | 1 | 1 | 0 | 1 | 1 | 0
LV Sub Generation NHH | 1 | 1 | 1 | 1 | 1 | 0 | 1 | 0 | 0
LV Generation Intermittent | 1 | 1 | 1 | 1 | 1 | 0 | 1 | 1 | 0
LV Generation Intermittent no RP charge | 1 | 1 | 1 | 1 | 1 | 0 | 1 | 1 | 0
LV Generation Non-Intermittent | 1 | 1 | 1 | 1 | 1 | 0 | 1 | 1 | 0
LV Generation Non-Intermittent no RP charge | 1 | 1 | 1 | 1 | 1 | 0 | 1 | 1 | 0
LV Sub Generation Intermittent | 1 | 1 | 1 | 1 | 1 | 0 | 1 | 0 | 0
LV Sub Generation Intermittent no RP charge | 1 | 1 | 1 | 1 | 1 | 0 | 1 | 0 | 0
LV Sub Generation Non-Intermittent | 1 | 1 | 1 | 1 | 1 | 0 | 1 | 0 | 0
LV Sub Generation Non-Intermittent no RP charge | 1 | 1 | 1 | 1 | 1 | 0 | 1 | 0 | 0
HV Generation Intermittent | 1 | 1 | 1 | 1 | 1 | 0 | 0 | 0 | 0
HV Generation Intermittent no RP charge | 1 | 1 | 1 | 1 | 1 | 0 | 0 | 0 | 0
HV Generation Non-Intermittent | 1 | 1 | 1 | 1 | 1 | 0 | 0 | 0 | 0
HV Generation Non-Intermittent no RP charge | 1 | 1 | 1 | 1 | 1 | 0 | 0 | 0 | 0
2012. Loss adjustment factors between end user meter reading and each network level, scaled by network use
Data sources:
x1 = 2004. Loss adjustment factor to transmission for each network level
x2 = 2011. Network use factors for all tariffs
x3 = 2001. Loss adjustment factor to transmission (in Loss adjustment factors to transmission)
Calculation =IF(x1="",x2,x2*x3/x1)
| GSPs | 132kV | 132kV/EHV | EHV | EHV/HV | 132kV/HV | HV | HV/LV | LV circuits
Domestic Unrestricted | 1.062 | 1.0599 | 1.0557 | 1.0494 | 1.0402 | 0 | 1.0231 | 1.0124 | 1
Domestic Two Rate | 1.062 | 1.0599 | 1.0557 | 1.0494 | 1.0402 | 0 | 1.0231 | 1.0124 | 1
Domestic Off Peak (related MPAN) | 1.062 | 1.0599 | 1.0557 | 1.0494 | 1.0402 | 0 | 1.0231 | 1.0124 | 1
Small Non Domestic Unrestricted | 1.062 | 1.0599 | 1.0557 | 1.0494 | 1.0402 | 0 | 1.0231 | 1.0124 | 1
Small Non Domestic Two Rate | 1.062 | 1.0599 | 1.0557 | 1.0494 | 1.0402 | 0 | 1.0231 | 1.0124 | 1
Small Non Domestic Off Peak (related MPAN) | 1.062 | 1.0599 | 1.0557 | 1.0494 | 1.0402 | 0 | 1.0231 | 1.0124 | 1
LV Medium Non-Domestic | 1.062 | 1.0599 | 1.0557 | 1.0494 | 1.0402 | 0 | 1.0231 | 1.0124 | 1
LV Sub Medium Non-Domestic | 1.049 | 1.0469 | 1.0427 | 1.0366 | 1.0274 | 0 | 1.0106 | 1 | 0
HV Medium Non-Domestic | 1.038 | 1.0359 | 1.0318 | 1.0257 | 1.0167 | 0 | 1 | 0 | 0
LV Network Domestic | 1.062 | 1.0599 | 1.0557 | 1.0494 | 1.0402 | 0 | 1.0231 | 1.0124 | 1
LV Network Non-Domestic Non-CT | 1.062 | 1.0599 | 1.0557 | 1.0494 | 1.0402 | 0 | 1.0231 | 1.0124 | 1
LV HH Metered | 1.062 | 1.0599 | 1.0557 | 1.0494 | 1.0402 | 0 | 1.0231 | 1.0124 | 1
LV Sub HH Metered | 1.049 | 1.0469 | 1.0427 | 1.0366 | 1.0274 | 0 | 1.0106 | 1 | 0
HV HH Metered | 1.038 | 1.0359 | 1.0318 | 1.0257 | 1.0167 | 0 | 1 | 0 | 0
NHH UMS category A | 1.062 | 1.0599 | 1.0557 | 1.0494 | 1.0402 | 0 | 1.0231 | 1.0124 | 1
NHH UMS category B | 1.062 | 1.0599 | 1.0557 | 1.0494 | 1.0402 | 0 | 1.0231 | 1.0124 | 1
NHH UMS category C | 1.062 | 1.0599 | 1.0557 | 1.0494 | 1.0402 | 0 | 1.0231 | 1.0124 | 1
NHH UMS category D | 1.062 | 1.0599 | 1.0557 | 1.0494 | 1.0402 | 0 | 1.0231 | 1.0124 | 1
LV UMS (Pseudo HH Metered) | 1.062 | 1.0599 | 1.0557 | 1.0494 | 1.0402 | 0 | 1.0231 | 1.0124 | 1
LV Generation NHH or Aggregate HH | 1.062 | 1.0599 | 1.0557 | 1.0494 | 1.0402 | 0 | 1.0231 | 1.0124 | 0
LV Sub Generation NHH | 1.049 | 1.0469 | 1.0427 | 1.0366 | 1.0274 | 0 | 1.0106 | 0 | 0
LV Generation Intermittent | 1.062 | 1.0599 | 1.0557 | 1.0494 | 1.0402 | 0 | 1.0231 | 1.0124 | 0
LV Generation Intermittent no RP charge | 1.062 | 1.0599 | 1.0557 | 1.0494 | 1.0402 | 0 | 1.0231 | 1.0124 | 0
LV Generation Non-Intermittent | 1.062 | 1.0599 | 1.0557 | 1.0494 | 1.0402 | 0 | 1.0231 | 1.0124 | 0
LV Generation Non-Intermittent no RP charge | 1.062 | 1.0599 | 1.0557 | 1.0494 | 1.0402 | 0 | 1.0231 | 1.0124 | 0
LV Sub Generation Intermittent | 1.049 | 1.0469 | 1.0427 | 1.0366 | 1.0274 | 0 | 1.0106 | 0 | 0
LV Sub Generation Intermittent no RP charge | 1.049 | 1.0469 | 1.0427 | 1.0366 | 1.0274 | 0 | 1.0106 | 0 | 0
LV Sub Generation Non-Intermittent | 1.049 | 1.0469 | 1.0427 | 1.0366 | 1.0274 | 0 | 1.0106 | 0 | 0
LV Sub Generation Non-Intermittent no RP charge | 1.049 | 1.0469 | 1.0427 | 1.0366 | 1.0274 | 0 | 1.0106 | 0 | 0
HV Generation Intermittent | 1.038 | 1.0359 | 1.0318 | 1.0257 | 1.0167 | 0 | 0 | 0 | 0
HV Generation Intermittent no RP charge | 1.038 | 1.0359 | 1.0318 | 1.0257 | 1.0167 | 0 | 0 | 0 | 0
HV Generation Non-Intermittent | 1.038 | 1.0359 | 1.0318 | 1.0257 | 1.0167 | 0 | 0 | 0 | 0
HV Generation Non-Intermittent no RP charge | 1.038 | 1.0359 | 1.0318 | 1.0257 | 1.0167 | 0 | 0 | 0 | 0
Network model for 0 in 0 (0)
This sheet collects data from a network model and calculates aggregated annuitised unit costs from these data.
2101. Annuity rate
Data sources:
x1 = 1010. Rate of return (in Financial and general assumptions)
x2 = 1010. Annualisation period (years) (in Financial and general assumptions)
x3 = 1010. Days in the charging year (in Financial and general assumptions)
Calculation =PMT(x1,x2,-1)*IF(OR(x3>366,x3<365),x3/365.25,1)
Annuity rate
Annuity rate | 5.211%
2102. Loss adjustment factor to transmission for each core level
Data sources:
x1 = 1032. Loss adjustment factors to transmission
x2 = 1 for GSP level
Combine tables = x1 or x2
| GSPs | 132kV | 132kV/EHV | EHV | EHV/HV | HV | HV/LV | LV circuits
Loss adjustment factor to transmission for each core level | 1 | 1.002 | 1.006 | 1.012 | 1.021 | 1.038 | 1.049 | 1.062
2103. Loss adjustment factors
Data sources:
x1 = 2102. Loss adjustment factor to transmission for each core level
x2 = Loss adjustment factor to transmission for network level exit (in Loss adjustment factors)
Kind: | Copy cells | Special copy
Formula: | =x1 | = x2
| Loss adjustment factor to transmission for network level exit | Loss adjustment factor to transmission for network level entry
GSPs | 1
132kV | 1.002 | 1
132kV/EHV | 1.006 | 1.002
EHV | 1.012 | 1.006
EHV/HV | 1.021 | 1.012
HV | 1.038 | 1.021
HV/LV | 1.049 | 1.038
LV circuits | 1.062 | 1.049
2104. Diversity calculations
Data sources:
x1 = 1017. Diversity allowance between top and bottom of network level
x2 = Coincidence to system peak at level exit (in Diversity calculations)
Kind: | Special calculation | Special calculation | Special calculation
Formula: | =previous/(1+x1) | =previous/(1+x1) | =1/x2-1
| Coincidence to GSP peak at level exit | Coincidence to system peak at level exit | Diversity allowance between level exit and GSP Group
GSPs |  | 97.85% | 2.2%
132kV | 96.99% | 94.91% | 5.368%
132kV/EHV | 96.99% | 94.91% | 5.368%
EHV | 90.23% | 88.28% | 13.27%
EHV/HV | 90.23% | 88.28% | 13.27%
HV | 65.86% | 64.44% | 55.18%
HV/LV | 65.86% | 64.44% | 55.18%
LV circuits | 65.86% | 64.44%
2105. Network model total maximum demand at substation (MW)
Data sources:
x1 = 1019. Network model GSP peak demand (MW)
x2 = 2104. Coincidence to GSP peak at level exit (in Diversity calculations)
Calculation =x1/x2
Network model total maximum demand at substation (MW)
132kV | 515.5
132kV/EHV | 515.5
EHV | 554.1625
EHV/HV | 554.1625
HV | 759.2026
HV/LV | 759.2026
LV circuits | 759.2026
2106. Network model contribution to system maximum load measured at network level exit (MW)
Data sources:
x1 = 2105. Network model total maximum demand at substation (MW)
x2 = 2104. Coincidence to system peak at level exit (in Diversity calculations)
x3 = 2103. Loss adjustment factor to transmission for network level exit (in Loss adjustment factors)
Calculation =x1*x2/x3
Network model contribution to system maximum load measured at network level exit (MW)
132kV | 488.2603
132kV/EHV | 486.3189
EHV | 483.4356
EHV/HV | 479.1741
HV | 471.3264
HV/LV | 466.384
LV circuits | 460.6749
2107. Rerouteing matrix for DRM network levels
Data sources:
x1 = 1018. Proportion of relevant load going through 132kV/HV direct transformation
x2 = 2006. Proportion going through 132kV/EHV
x3 = 2007. Proportion going through EHV
x4 = 2008. Proportion going through EHV/HV
x5 = Rerouteing matrix: default elements
Combine tables = x1 or x2 or x3 or x4 or x5
| 132kV | 132kV/EHV | EHV | EHV/HV | 132kV/HV | HV | HV/LV | LV circuits
132kV | 100% | 0% | 0% | 0% | 0% | 0% | 0% | 0%
132kV/EHV | 0% | 100% | 0% | 0% | 0% | 0% | 0% | 0%
EHV | 0% | 0% | 100% | 0% | 0% | 0% | 0% | 0%
EHV/HV | 0% | 0% | 0% | 100% | 0% | 0% | 0% | 0%
HV | 0% | 0% | 0% | 0% | 0% | 100% | 0% | 0%
HV/LV | 0% | 0% | 0% | 0% | 0% | 0% | 100% | 0%
LV circuits | 0% | 0% | 0% | 0% | 0% | 0% | 0% | 100%
2108. GSP simultaneous maximum load assumed through each network level (MW)
Data sources:
x1 = 2106. Network model contribution to system maximum load measured at network level exit (MW)
x2 = 2107. Rerouteing matrix for DRM network levels
Sum-product calculation =SUMPRODUCT(x1, x2)
GSP simultaneous maximum load assumed through each network level (MW)
132kV | 488.2603
132kV/EHV | 486.3189
EHV | 483.4356
EHV/HV | 479.1741
132kV/HV | 0
HV | 471.3264
HV/LV | 466.384
LV circuits | 460.6749
2109. Network model annuity by simultaneous maximum load for each network level (£/kW/year)
Data sources:
x1 = 2108. GSP simultaneous maximum load assumed through each network level (MW)
x2 = 1020. Gross asset cost by network level (£)
x3 = 2101. Annuity rate
Calculation =IF(x1,0.001*x2*x3/x1,0)
Model £/kW SML
Assets 132kV | 14.2428
Assets 132kV/EHV | 2.0254
Assets EHV | 5.1436
Assets EHV/HV | 5.2155
Assets 132kV/HV | 0
Assets HV | 18.8838
Assets HV/LV | 8.1325
Assets LV circuits | 17.6829
Service models for 0 in 0 (0)
This sheet collects and processes data from the service models.
2201. Asset £/customer from LV service models
Data sources:
x1 = 1025. Matrix of applicability of LV service models to tariffs with fixed charges
x2 = 1022. LV service model asset cost (£)
Sum-product calculation =SUMPRODUCT(x1, x2)
Assets LV customer
Domestic Unrestricted | 305.7148
Domestic Two Rate | 305.7148
Small Non Domestic Unrestricted | 687.7972
Small Non Domestic Two Rate | 687.7972
LV Medium Non-Domestic | 837.3882
LV Sub Medium Non-Domestic | 621.0238
LV Network Domestic | 305.7148
LV Network Non-Domestic Non-CT | 687.7972
LV HH Metered | 1411.7253
LV Sub HH Metered | 1087.3293
LV Generation NHH or Aggregate HH | 0
LV Sub Generation NHH | 0
LV Generation Intermittent | 0
LV Generation Intermittent no RP charge | 0
LV Generation Non-Intermittent | 0
LV Generation Non-Intermittent no RP charge | 0
LV Sub Generation Intermittent | 0
LV Sub Generation Intermittent no RP charge | 0
LV Sub Generation Non-Intermittent | 0
LV Sub Generation Non-Intermittent no RP charge | 0
2202. LV unmetered service model assets £/(MWh/year)
Data sources:
x1 = 1026. Matrix of applicability of LV service models to unmetered tariffs
x2 = 1022. LV service model asset cost (£)
Sum-product calculation =SUMPRODUCT(x1, x2)
Assets LV customer
LV unmetered service model assets £/(MWh/year) | 277.5156
2203. LV unmetered service model asset charge (p/kWh)
Data sources:
x1 = 1010. Annuity proportion for customer-contributed assets (in Financial and general assumptions)
x2 = 2202. LV unmetered service model assets £/(MWh/year)
x3 = 2101. Annuity rate
Calculation =0.1*x1*x2*x3
Assets LV customer
LV unmetered service model asset charge (p/kWh) | 0
2204. Asset £/customer from HV service models
Data sources:
x1 = 1028. Matrix of applicability of HV service models to tariffs with fixed charges
x2 = 1023. HV service model asset cost (£)
Sum-product calculation =SUMPRODUCT(x1, x2)
Assets HV customer
HV Medium Non-Domestic | 10787.5682
HV HH Metered | 10787.5682
HV Generation Intermittent | 5201.051
HV Generation Intermittent no RP charge | 5201.051
HV Generation Non-Intermittent | 5201.051
HV Generation Non-Intermittent no RP charge | 5201.051
2205. Service model assets by tariff (£)
Data sources:
x1 = 2201. Asset £/customer from LV service models
x2 = 2204. Asset £/customer from HV service models
Combine tables = x1 or x2
| Assets LV customer | Assets HV customer
Domestic Unrestricted | 305.7148
Domestic Two Rate | 305.7148
Domestic Off Peak (related MPAN)
Small Non Domestic Unrestricted | 687.7972
Small Non Domestic Two Rate | 687.7972
Small Non Domestic Off Peak (related MPAN)
LV Medium Non-Domestic | 837.3882
LV Sub Medium Non-Domestic | 621.0238
HV Medium Non-Domestic |  | 10787.5682
LV Network Domestic | 305.7148
LV Network Non-Domestic Non-CT | 687.7972
LV HH Metered | 1411.7253
LV Sub HH Metered | 1087.3293
HV HH Metered |  | 10787.5682
NHH UMS category A
NHH UMS category B
NHH UMS category C
NHH UMS category D
LV UMS (Pseudo HH Metered)
LV Generation NHH or Aggregate HH | 0
LV Sub Generation NHH | 0
LV Generation Intermittent | 0
LV Generation Intermittent no RP charge | 0
LV Generation Non-Intermittent | 0
LV Generation Non-Intermittent no RP charge | 0
LV Sub Generation Intermittent | 0
LV Sub Generation Intermittent no RP charge | 0
LV Sub Generation Non-Intermittent | 0
LV Sub Generation Non-Intermittent no RP charge | 0
HV Generation Intermittent |  | 5201.051
HV Generation Intermittent no RP charge |  | 5201.051
HV Generation Non-Intermittent |  | 5201.051
HV Generation Non-Intermittent no RP charge |  | 5201.051
2206. Replacement annuities for service models
Data sources:
x1 = 1010. Days in the charging year (in Financial and general assumptions)
x2 = 2205. Service model assets by tariff (£)
x3 = 2101. Annuity rate
x4 = 1010. Annuity proportion for customer-contributed assets (in Financial and general assumptions)
x5 = Service model p/MPAN/day charge (in Replacement annuities for service models)
Kind: | Calculation |  | Cell summation
Formula: | =100/x1*x2*x3*x4 |  | =SUM(x5)
Service model p/MPAN/day charge
| Assets LV customer | Assets HV customer | Service model p/MPAN/day
Domestic Unrestricted | 0 | 0 | 0
Domestic Two Rate | 0 | 0 | 0
Domestic Off Peak (related MPAN) | 0 | 0 | 0
Small Non Domestic Unrestricted | 0 | 0 | 0
Small Non Domestic Two Rate | 0 | 0 | 0
Small Non Domestic Off Peak (related MPAN) | 0 | 0 | 0
LV Medium Non-Domestic | 0 | 0 | 0
LV Sub Medium Non-Domestic | 0 | 0 | 0
HV Medium Non-Domestic | 0 | 0 | 0
LV Network Domestic | 0 | 0 | 0
LV Network Non-Domestic Non-CT | 0 | 0 | 0
LV HH Metered | 0 | 0 | 0
LV Sub HH Metered | 0 | 0 | 0
HV HH Metered | 0 | 0 | 0
NHH UMS category A | 0 | 0 | 0
NHH UMS category B | 0 | 0 | 0
NHH UMS category C | 0 | 0 | 0
NHH UMS category D | 0 | 0 | 0
LV UMS (Pseudo HH Metered) | 0 | 0 | 0
LV Generation NHH or Aggregate HH | 0 | 0 | 0
LV Sub Generation NHH | 0 | 0 | 0
LV Generation Intermittent | 0 | 0 | 0
LV Generation Intermittent no RP charge | 0 | 0 | 0
LV Generation Non-Intermittent | 0 | 0 | 0
LV Generation Non-Intermittent no RP charge | 0 | 0 | 0
LV Sub Generation Intermittent | 0 | 0 | 0
LV Sub Generation Intermittent no RP charge | 0 | 0 | 0
LV Sub Generation Non-Intermittent | 0 | 0 | 0
LV Sub Generation Non-Intermittent no RP charge | 0 | 0 | 0
HV Generation Intermittent | 0 | 0 | 0
HV Generation Intermittent no RP charge | 0 | 0 | 0
HV Generation Non-Intermittent | 0 | 0 | 0
HV Generation Non-Intermittent no RP charge | 0 | 0 | 0
Load characteristics for 0 in 0 (0)
This sheet compiles information about the assumed characteristics of network users.
A load factor represents the average load of a user or user group, relative to the maximum load level of that user or
user group. Load factors are numbers between 0 and 1.
A coincidence factor represents the expectation value of the load of a user or user group at the time of system maximum load,
relative to the maximum load level of that user or user group. Coincidence factors are numbers between 0 and 1.
A load coefficient is the expectation value of the load of a user or user group at the time of system maximum load, relative to the average load level of that user or user group.
For demand users, the load coefficient is a demand coefficient and can be calculated as the ratio of the coincidence factor to the load factor.
2301. Demand coefficient (load at time of system maximum load divided by average load)
Data sources:
x1 = 1041. Coincidence factor to system maximum load for each type of demand user (in Load profile data for demand users)
x2 = 1041. Load factor for each type of demand user (in Load profile data for demand users)
Calculation =x1/x2
Demand coefficient
Domestic Unrestricted | 2.1919
Domestic Two Rate | 1.3282
Domestic Off Peak (related MPAN) | 0
Small Non Domestic Unrestricted | 1.6233
Small Non Domestic Two Rate | 1.3726
Small Non Domestic Off Peak (related MPAN) | 0
LV Medium Non-Domestic | 1.4463
LV Sub Medium Non-Domestic | 1.3968
HV Medium Non-Domestic | 1.4579
LV Network Domestic | 2.118
LV Network Non-Domestic Non-CT | 1.5934
LV HH Metered | 1.3671
LV Sub HH Metered | 1.2523
HV HH Metered | 1.1075
NHH UMS category A | 1
NHH UMS category B | 2.0715
NHH UMS category C | 3.5747
NHH UMS category D | 0
LV UMS (Pseudo HH Metered) | 2.1326
2302. Load coefficient
Data sources:
x1 = 2301. Demand coefficient (load at time of system maximum load divided by average load)
x2 = Negative of generation coefficient; set to -1
Combine tables = x1 or x2
Load coefficient
Domestic Unrestricted | 2.1919
Domestic Two Rate | 1.3282
Domestic Off Peak (related MPAN) | 0
Small Non Domestic Unrestricted | 1.6233
Small Non Domestic Two Rate | 1.3726
Small Non Domestic Off Peak (related MPAN) | 0
LV Medium Non-Domestic | 1.4463
LV Sub Medium Non-Domestic | 1.3968
HV Medium Non-Domestic | 1.4579
LV Network Domestic | 2.118
LV Network Non-Domestic Non-CT | 1.5934
LV HH Metered | 1.3671
LV Sub HH Metered | 1.2523
HV HH Metered | 1.1075
NHH UMS category A | 1
NHH UMS category B | 2.0715
NHH UMS category C | 3.5747
NHH UMS category D | 0
LV UMS (Pseudo HH Metered) | 2.1326
LV Generation NHH or Aggregate HH | -1
LV Sub Generation NHH | -1
LV Generation Intermittent | -1
LV Generation Intermittent no RP charge | -1
LV Generation Non-Intermittent | -1
LV Generation Non-Intermittent no RP charge | -1
LV Sub Generation Intermittent | -1
LV Sub Generation Intermittent no RP charge | -1
LV Sub Generation Non-Intermittent | -1
LV Sub Generation Non-Intermittent no RP charge | -1
HV Generation Intermittent | -1
HV Generation Intermittent no RP charge | -1
HV Generation Non-Intermittent | -1
HV Generation Non-Intermittent no RP charge | -1
2303. Discount map
| No discount | LDNO LV: LV user | LDNO HV: LV user | LDNO HV: LV sub user | LDNO HV: HV user
> Domestic Unrestricted
Domestic Unrestricted | 1 | 0 | 0 | 0 | 0
LDNO LV: Domestic Unrestricted | 0 | 1 | 0 | 0 | 0
LDNO HV: Domestic Unrestricted | 0 | 0 | 1 | 0 | 0
> Domestic Two Rate
Domestic Two Rate | 1 | 0 | 0 | 0 | 0
LDNO LV: Domestic Two Rate | 0 | 1 | 0 | 0 | 0
LDNO HV: Domestic Two Rate | 0 | 0 | 1 | 0 | 0
> Domestic Off Peak (related MPAN)
Domestic Off Peak (related MPAN) | 1 | 0 | 0 | 0 | 0
LDNO LV: Domestic Off Peak (related MPAN) | 0 | 1 | 0 | 0 | 0
LDNO HV: Domestic Off Peak (related MPAN) | 0 | 0 | 1 | 0 | 0
> Small Non Domestic Unrestricted
Small Non Domestic Unrestricted | 1 | 0 | 0 | 0 | 0
LDNO LV: Small Non Domestic Unrestricted | 0 | 1 | 0 | 0 | 0
LDNO HV: Small Non Domestic Unrestricted | 0 | 0 | 1 | 0 | 0
> Small Non Domestic Two Rate
Small Non Domestic Two Rate | 1 | 0 | 0 | 0 | 0
LDNO LV: Small Non Domestic Two Rate | 0 | 1 | 0 | 0 | 0
LDNO HV: Small Non Domestic Two Rate | 0 | 0 | 1 | 0 | 0
> Small Non Domestic Off Peak (related MPAN)
Small Non Domestic Off Peak (related MPAN) | 1 | 0 | 0 | 0 | 0
LDNO LV: Small Non Domestic Off Peak (related MPAN) | 0 | 1 | 0 | 0 | 0
LDNO HV: Small Non Domestic Off Peak (related MPAN) | 0 | 0 | 1 | 0 | 0
> LV Medium Non-Domestic
LV Medium Non-Domestic | 1 | 0 | 0 | 0 | 0
LDNO LV: LV Medium Non-Domestic | 0 | 1 | 0 | 0 | 0
LDNO HV: LV Medium Non-Domestic | 0 | 0 | 1 | 0 | 0
> LV Sub Medium Non-Domestic
LV Sub Medium Non-Domestic | 1 | 0 | 0 | 0 | 0
> HV Medium Non-Domestic
HV Medium Non-Domestic | 1 | 0 | 0 | 0 | 0
> LV Network Domestic
LV Network Domestic | 1 | 0 | 0 | 0 | 0
LDNO LV: LV Network Domestic | 0 | 1 | 0 | 0 | 0
LDNO HV: LV Network Domestic | 0 | 0 | 1 | 0 | 0
> LV Network Non-Domestic Non-CT
LV Network Non-Domestic Non-CT | 1 | 0 | 0 | 0 | 0
LDNO LV: LV Network Non-Domestic Non-CT | 0 | 1 | 0 | 0 | 0
LDNO HV: LV Network Non-Domestic Non-CT | 0 | 0 | 1 | 0 | 0
> LV HH Metered
LV HH Metered | 1 | 0 | 0 | 0 | 0
LDNO LV: LV HH Metered | 0 | 1 | 0 | 0 | 0
LDNO HV: LV HH Metered | 0 | 0 | 1 | 0 | 0
> LV Sub HH Metered
LV Sub HH Metered | 1 | 0 | 0 | 0 | 0
LDNO HV: LV Sub HH Metered | 0 | 0 | 0 | 1 | 0
> HV HH Metered
HV HH Metered | 1 | 0 | 0 | 0 | 0
LDNO HV: HV HH Metered | 0 | 0 | 0 | 0 | 1
> NHH UMS category A
NHH UMS category A | 1 | 0 | 0 | 0 | 0
LDNO LV: NHH UMS category A | 0 | 1 | 0 | 0 | 0
LDNO HV: NHH UMS category A | 0 | 0 | 1 | 0 | 0
> NHH UMS category B
NHH UMS category B | 1 | 0 | 0 | 0 | 0
LDNO LV: NHH UMS category B | 0 | 1 | 0 | 0 | 0
LDNO HV: NHH UMS category B | 0 | 0 | 1 | 0 | 0
> NHH UMS category C
NHH UMS category C | 1 | 0 | 0 | 0 | 0
LDNO LV: NHH UMS category C | 0 | 1 | 0 | 0 | 0
LDNO HV: NHH UMS category C | 0 | 0 | 1 | 0 | 0
> NHH UMS category D
NHH UMS category D | 1 | 0 | 0 | 0 | 0
LDNO LV: NHH UMS category D | 0 | 1 | 0 | 0 | 0
LDNO HV: NHH UMS category D | 0 | 0 | 1 | 0 | 0
> LV UMS (Pseudo HH Metered)
LV UMS (Pseudo HH Metered) | 1 | 0 | 0 | 0 | 0
LDNO LV: LV UMS (Pseudo HH Metered) | 0 | 1 | 0 | 0 | 0
LDNO HV: LV UMS (Pseudo HH Metered) | 0 | 0 | 1 | 0 | 0
> LV Generation NHH or Aggregate HH
LV Generation NHH or Aggregate HH | 1 | 0 | 0 | 0 | 0
LDNO LV: LV Generation NHH or Aggregate HH | 1 | 0 | 0 | 0 | 0
LDNO HV: LV Generation NHH or Aggregate HH | 1 | 0 | 0 | 0 | 0
> LV Sub Generation NHH
LV Sub Generation NHH | 1 | 0 | 0 | 0 | 0
LDNO HV: LV Sub Generation NHH | 1 | 0 | 0 | 0 | 0
> LV Generation Intermittent
LV Generation Intermittent | 1 | 0 | 0 | 0 | 0
LDNO LV: LV Generation Intermittent | 1 | 0 | 0 | 0 | 0
LDNO HV: LV Generation Intermittent | 1 | 0 | 0 | 0 | 0
> LV Generation Intermittent no RP charge
LV Generation Intermittent no RP charge | 1 | 0 | 0 | 0 | 0
> LV Generation Non-Intermittent
LV Generation Non-Intermittent | 1 | 0 | 0 | 0 | 0
LDNO LV: LV Generation Non-Intermittent | 1 | 0 | 0 | 0 | 0
LDNO HV: LV Generation Non-Intermittent | 1 | 0 | 0 | 0 | 0
> LV Generation Non-Intermittent no RP charge
LV Generation Non-Intermittent no RP charge | 1 | 0 | 0 | 0 | 0
> LV Sub Generation Intermittent
LV Sub Generation Intermittent | 1 | 0 | 0 | 0 | 0
LDNO HV: LV Sub Generation Intermittent | 1 | 0 | 0 | 0 | 0
> LV Sub Generation Intermittent no RP charge
LV Sub Generation Intermittent no RP charge | 1 | 0 | 0 | 0 | 0
> LV Sub Generation Non-Intermittent
LV Sub Generation Non-Intermittent | 1 | 0 | 0 | 0 | 0
LDNO HV: LV Sub Generation Non-Intermittent | 1 | 0 | 0 | 0 | 0
> LV Sub Generation Non-Intermittent no RP charge
LV Sub Generation Non-Intermittent no RP charge | 1 | 0 | 0 | 0 | 0
> HV Generation Intermittent
HV Generation Intermittent | 1 | 0 | 0 | 0 | 0
LDNO HV: HV Generation Intermittent | 1 | 0 | 0 | 0 | 0
> HV Generation Intermittent no RP charge
HV Generation Intermittent no RP charge | 1 | 0 | 0 | 0 | 0
> HV Generation Non-Intermittent
HV Generation Non-Intermittent | 1 | 0 | 0 | 0 | 0
LDNO HV: HV Generation Non-Intermittent | 1 | 0 | 0 | 0 | 0
> HV Generation Non-Intermittent no RP charge
HV Generation Non-Intermittent no RP charge | 1 | 0 | 0 | 0 | 0
2304. LDNO discounts and volumes adjusted for discount
Data sources:
x1 = 2303. Discount map
x2 = 1037. Embedded network (LDNO) discounts
x3 = 100 per cent discount for generators on LDNO networks
x4 = Discount for each tariff (except for fixed charges) (in LDNO discounts and volumes adjusted for discount)
x5 = 1053. Rate 1 units (MWh) by tariff (in Volume forecasts for the charging year)
x6 = 1053. Rate 2 units (MWh) by tariff (in Volume forecasts for the charging year)
x7 = 1053. Rate 3 units (MWh) by tariff (in Volume forecasts for the charging year)
x8 = 1053. MPANs by tariff (in Volume forecasts for the charging year)
x9 = Discount for each tariff for fixed charges only (in LDNO discounts and volumes adjusted for discount)
x10 = 1053. Import capacity (kVA) by tariff (in Volume forecasts for the charging year)
x11 = 1053. Exceeded capacity (kVA) by tariff (in Volume forecasts for the charging year)
x12 = 1053. Reactive power units (MVArh) by tariff (in Volume forecasts for the charging year)
Kind: | Sum-product calculation | Combine tables | Calculation | Calculation | Calculation | Calculation | Calculation | Calculation | Calculation
Formula: | =SUMPRODUCT(x1, x2) | = x3 or x4 | =x5*(1-x4) | =x6*(1-x4) | =x7*(1-x4) | =x8*(1-x9) | =x10*(1-x4) | =x11*(1-x4) | =x12*(1-x4)
| Discount for each tariff (except for fixed charges) | Discount for each tariff for fixed charges only | Rate 1 units (MWh) | Rate 2 units (MWh) | Rate 3 units (MWh) | MPANs | Import capacity (kVA) | Exceeded capacity (kVA) | Reactive power units (MVArh)
> Domestic Unrestricted
Domestic Unrestricted | 0% | 0% | 4308328.1799 | 0 | 0 | 1249039.053 | 0 | 0 | 0
LDNO LV: Domestic Unrestricted | 37.27% | 37.27% | 10863.4541 | 0 | 0 | 4035.2173 | 0 | 0 | 0
LDNO HV: Domestic Unrestricted | 61.88% | 61.88% | 11572.951 | 0 | 0 | 4514.83 | 0 | 0 | 0
> Domestic Two Rate
Domestic Two Rate | 0% | 0% | 607941.0703 | 664320.7424 | 0 | 209037.5145 | 0 | 0 | 0
LDNO LV: Domestic Two Rate | 37.27% | 37.27% | 625.0206 | 291.2744 | 0 | 266.3466 | 0 | 0 | 0
LDNO HV: Domestic Two Rate | 61.88% | 61.88% | 365.2527 | 155.5095 | 0 | 140.4296 | 0 | 0 | 0
> Domestic Off Peak (related MPAN)
Domestic Off Peak (related MPAN) | 0% | 0% | 45959.7084 | 0 | 0 | 15622 | 0 | 0 | 0
LDNO LV: Domestic Off Peak (related MPAN) | 37.27% | 37.27% | 0 | 0 | 0 | 0 | 0 | 0 | 0
LDNO HV: Domestic Off Peak (related MPAN) | 61.88% | 61.88% | 0 | 0 | 0 | 0 | 0 | 0 | 0
> Small Non Domestic Unrestricted
Small Non Domestic Unrestricted | 0% | 0% | 1179331.5292 | 0 | 0 | 110093.2397 | 0 | 0 | 0
LDNO LV: Small Non Domestic Unrestricted | 37.27% | 37.27% | 494.6021 | 0 | 0 | 80.1912 | 0 | 0 | 0
LDNO HV: Small Non Domestic Unrestricted | 61.88% | 61.88% | 2818.0581 | 0 | 0 | 176.1867 | 0 | 0 | 0
> Small Non Domestic Two Rate
Small Non Domestic Two Rate | 0% | 0% | 394405.6541 | 183263.231 | 0 | 29443.2683 | 0 | 0 | 0
LDNO LV: Small Non Domestic Two Rate | 37.27% | 37.27% | 25.8773 | 10.864 | 0 | 1.7296 | 0 | 0 | 0
LDNO HV: Small Non Domestic Two Rate | 61.88% | 61.88% | 353.0777 | 99.235 | 0 | 8.9789 | 0 | 0 | 0
> Small Non Domestic Off Peak (related MPAN)
Small Non Domestic Off Peak (related MPAN) | 0% | 0% | 17319.8195 | 0 | 0 | 3339 | 0 | 0 | 0
LDNO LV: Small Non Domestic Off Peak (related MPAN) | 37.27% | 37.27% | 0 | 0 | 0 | 0 | 0 | 0 | 0
LDNO HV: Small Non Domestic Off Peak (related MPAN) | 61.88% | 61.88% | 0 | 0 | 0 | 0 | 0 | 0 | 0
> LV Medium Non-Domestic
LV Medium Non-Domestic | 0% | 0% | 0.00080133 | 0.00019867 | 0 | 1.1375e-05 | 0 | 0 | 0
LDNO LV: LV Medium Non-Domestic | 37.27% | 37.27% | 0 | 0 | 0 | 0 | 0 | 0 | 0
LDNO HV: LV Medium Non-Domestic | 61.88% | 61.88% | 0 | 0 | 0 | 0 | 0 | 0 | 0
> LV Sub Medium Non-Domestic
LV Sub Medium Non-Domestic | 0% | 0% | 0.00078188 | 0.00021812 | 0 | 8.3651e-06 | 0 | 0 | 0
> HV Medium Non-Domestic
HV Medium Non-Domestic | 0% | 0% | 0.00077903 | 0.00022097 | 0 | 8.8911e-06 | 0 | 0 | 0
> LV Network Domestic
LV Network Domestic | 0% | 0% | 0.022038 | 0.056003 | 0.052892 | 0.084932 | 0 | 0 | 0
LDNO LV: LV Network Domestic | 37.27% | 37.27% | 0 | 0 | 0 | 0 | 0 | 0 | 0
LDNO HV: LV Network Domestic | 61.88% | 61.88% | 0 | 0 | 0 | 0 | 0 | 0 | 0
> LV Network Non-Domestic Non-CT
LV Network Non-Domestic Non-CT | 0% | 0% | 26809.7763 | 198363.7567 | 187790.9274 | 6133.3604 | 0 | 0 | 0
LDNO LV: LV Network Non-Domestic Non-CT | 37.27% | 37.27% | 2.08 | 15.4386 | 16.4532 | 0.70893 | 0 | 0 | 0
LDNO HV: LV Network Non-Domestic Non-CT | 61.88% | 61.88% | 79.6137 | 548.903 | 450.725 | 15.212 | 0 | 0 | 0
> LV HH Metered
LV HH Metered | 0% | 0% | 86224.9382 | 626406.1163 | 551384.4993 | 6675.4922 | 679119.4609 | 12059.5097 | 78582.1089
LDNO LV: LV HH Metered | 37.27% | 37.27% | 16.7307 | 115.9977 | 118.5943 | 2.2889 | 241.6472 | 0 | 24.3987
LDNO HV: LV HH Metered | 61.88% | 61.88% | 1156.349 | 7539.3634 | 6520.2472 | 39.0833 | 8101.0423 | 32.5989 | 658.0261
> LV Sub HH Metered
LV Sub HH Metered | 0% | 0% | 49864.3684 | 369689.8151 | 340515.4834 | 1936.9854 | 364556.942 | 5286.811 | 65191.5981
LDNO HV: LV Sub HH Metered | 37.5% | 37.5% | 4.5965 | 23.6394 | 32.6866 | 0.73499 | 391.7502 | 0 | 0.87669
> HV HH Metered
HV HH Metered | 0% | 0% | 153504.2364 | 1093420.3304 | 1183755.4136 | 1060.2706 | 854296.8159 | 14165.4012 | 163805.2025
LDNO HV: HV HH Metered | 25.86% | 25.86% | 619.4606 | 3969.6913 | 5489.5482 | 5.719 | 9281.2728 | 0 | 190.1793
> NHH UMS category A
NHH UMS category A | 0% | 0% | 10121.8119 | 0 | 0 | 741 | 0 | 0 | 0
LDNO LV: NHH UMS category A | 37.27% | 37.27% | 85.8162 | 0 | 0 | 0 | 0 | 0 | 0
LDNO HV: NHH UMS category A | 61.88% | 61.88% | 9.0483 | 0 | 0 | 0 | 0 | 0 | 0
> NHH UMS category B
NHH UMS category B | 0% | 0% | 7712.9716 | 0 | 0 | 689 | 0 | 0 | 0
LDNO LV: NHH UMS category B | 37.27% | 37.27% | 47.4674 | 0 | 0 | 0 | 0 | 0 | 0
LDNO HV: NHH UMS category B | 61.88% | 61.88% | 114.8671 | 0 | 0 | 0 | 0 | 0 | 0
> NHH UMS category C
NHH UMS category C | 0% | 0% | 989.1873 | 0 | 0 | 179 | 0 | 0 | 0
LDNO LV: NHH UMS category C | 37.27% | 37.27% | 3.2215 | 0 | 0 | 0 | 0 | 0 | 0
LDNO HV: NHH UMS category C | 61.88% | 61.88% | 1.1391 | 0 | 0 | 0 | 0 | 0 | 0
> NHH UMS category D
NHH UMS category D | 0% | 0% | 0 | 0 | 0 | 1 | 0 | 0 | 0
LDNO LV: NHH UMS category D | 37.27% | 37.27% | 0 | 0 | 0 | 0 | 0 | 0 | 0
LDNO HV: NHH UMS category D | 61.88% | 61.88% | 0 | 0 | 0 | 0 | 0 | 0 | 0
> LV UMS (Pseudo HH Metered)
LV UMS (Pseudo HH Metered) | 0% | 0% | 4105.9859 | 29544.035 | 79785.8046 | 27.4442 | 0 | 0 | 0
LDNO LV: LV UMS (Pseudo HH Metered) | 37.27% | 37.27% | 0 | 0 | 0 | 0 | 0 | 0 | 0
LDNO HV: LV UMS (Pseudo HH Metered) | 61.88% | 61.88% | 0.60329 | 2.1741 | 13.4391 | 0.44824 | 0 | 0 | 0
> LV Generation NHH or Aggregate HH
LV Generation NHH or Aggregate HH | 0% | 0% | 3214.7578 | 0 | 0 | 286 | 0 | 0 | 0
LDNO LV: LV Generation NHH or Aggregate HH | 0% | 100% | 132.8959 | 0 | 0 | 0 | 0 | 0 | 0
LDNO HV: LV Generation NHH or Aggregate HH | 0% | 100% | 0 | 0 | 0 | 0 | 0 | 0 | 0
> LV Sub Generation NHH
LV Sub Generation NHH | 0% | 0% | 92.0749 | 0 | 0 | 1 | 0 | 0 | 0
LDNO HV: LV Sub Generation NHH | 0% | 100% | 0 | 0 | 0 | 0 | 0 | 0 | 0
> LV Generation Intermittent
LV Generation Intermittent | 0% | 0% | 78529.095 | 0 | 0 | 887.0263 | 0 | 0 | 6221.8592
LDNO LV: LV Generation Intermittent | 0% | 100% | 0 | 0 | 0 | 0 | 0 | 0 | 0
LDNO HV: LV Generation Intermittent | 0% | 100% | 1158.4982 | 0 | 0 | 0 | 0 | 0 | 14.6192
> LV Generation Intermittent no RP charge
LV Generation Intermittent no RP charge | 0% | 0% | 0 | 0 | 0 | 0 | 0 | 0 | 0
> LV Generation Non-Intermittent
LV Generation Non-Intermittent | 0% | 0% | 150.2244 | 933.0172 | 1215.9779 | 16.4289 | 0 | 0 | 631.5637
LDNO LV: LV Generation Non-Intermittent | 0% | 100% | 0 | 0 | 0 | 0 | 0 | 0 | 0
LDNO HV: LV Generation Non-Intermittent | 0% | 100% | 0 | 0 | 0 | 0 | 0 | 0 | 0
> LV Generation Non-Intermittent no RP charge
LV Generation Non-Intermittent no RP charge | 0% | 0% | 0 | 0 | 0 | 0 | 0 | 0 | 0
> LV Sub Generation Intermittent
LV Sub Generation Intermittent | 0% | 0% | 13040.7426 | 0 | 0 | 121.6381 | 0 | 0 | 1632.6222
LDNO HV: LV Sub Generation Intermittent | 0% | 100% | 0 | 0 | 0 | 0 | 0 | 0 | 0
> LV Sub Generation Intermittent no RP charge
LV Sub Generation Intermittent no RP charge | 0% | 0% | 0 | 0 | 0 | 0 | 0 | 0 | 0
> LV Sub Generation Non-Intermittent
LV Sub Generation Non-Intermittent | 0% | 0% | 262.7783 | 1416.4303 | 2413.7732 | 12.4789 | 0 | 0 | 606.8858
LDNO HV: LV Sub Generation Non-Intermittent | 0% | 100% | 0 | 0 | 0 | 0 | 0 | 0 | 0
> LV Sub Generation Non-Intermittent no RP charge
LV Sub Generation Non-Intermittent no RP charge | 0% | 0% | 0 | 0 | 0 | 0 | 0 | 0 | 0
> HV Generation Intermittent
HV Generation Intermittent | 0% | 0% | 408798.588 | 0 | 0 | 237.9972 | 0 | 0 | 3870.4538
LDNO HV: HV Generation Intermittent | 0% | 100% | 28.9653 | 0 | 0 | 0 | 0 | 0 | 0
> HV Generation Intermittent no RP charge
HV Generation Intermittent no RP charge | 0% | 0% | 0 | 0 | 0 | 0 | 0 | 0 | 0
> HV Generation Non-Intermittent
HV Generation Non-Intermittent | 0% | 0% | 18175.243 | 96563.407 | 133398.7956 | 70.9433 | 0 | 0 | 2452.5004
LDNO HV: HV Generation Non-Intermittent | 0% | 100% | 0.069665 | 0.88856 | 2.9569 | 0 | 0 | 0 | 0.94972
> HV Generation Non-Intermittent no RP charge
HV Generation Non-Intermittent no RP charge | 0% | 0% | 0 | 0 | 0 | 0 | 0 | 0 | 0
2305. Equivalent volume for each end user
Data sources:
x1 = 2304. Rate 1 units (MWh) (in LDNO discounts and volumes adjusted for discount)
x2 = 2304. Rate 2 units (MWh) (in LDNO discounts and volumes adjusted for discount)
x3 = 2304. Rate 3 units (MWh) (in LDNO discounts and volumes adjusted for discount)
x4 = 2304. MPANs (in LDNO discounts and volumes adjusted for discount)
x5 = 2304. Import capacity (kVA) (in LDNO discounts and volumes adjusted for discount)
x6 = 2304. Exceeded capacity (kVA) (in LDNO discounts and volumes adjusted for discount)
x7 = 2304. Reactive power units (MVArh) (in LDNO discounts and volumes adjusted for discount)
Kind: | Cell summation | Cell summation | Cell summation | Cell summation | Cell summation | Cell summation | Cell summation
Formula: | =SUM(x1) | =SUM(x2) | =SUM(x3) | =SUM(x4) | =SUM(x5) | =SUM(x6) | =SUM(x7)
| Rate 1 units (MWh) | Rate 2 units (MWh) | Rate 3 units (MWh) | MPANs | Import capacity (kVA) | Exceeded capacity (kVA) | Reactive power units (MVArh)
Domestic Unrestricted | 4330764.5851 | 0 | 0 | 1257589.1003 | 0 | 0 | 0
Domestic Two Rate | 608931.3436 | 664767.5262 | 0 | 209444.2907 | 0 | 0 | 0
Domestic Off Peak (related MPAN) | 45959.7084 | 0 | 0 | 15622 | 0 | 0 | 0
Small Non Domestic Unrestricted | 1182644.1894 | 0 | 0 | 110349.6176 | 0 | 0 | 0
Small Non Domestic Two Rate | 394784.609 | 183373.3301 | 0 | 29453.9768 | 0 | 0 | 0
Small Non Domestic Off Peak (related MPAN) | 17319.8195 | 0 | 0 | 3339 | 0 | 0 | 0
LV Medium Non-Domestic | 0.00080133 | 0.00019867 | 0 | 1.1375e-05 | 0 | 0 | 0
LV Sub Medium Non-Domestic | 0.00078188 | 0.00021812 | 0 | 8.3651e-06 | 0 | 0 | 0
HV Medium Non-Domestic | 0.00077903 | 0.00022097 | 0 | 8.8911e-06 | 0 | 0 | 0
LV Network Domestic | 0.022038 | 0.056003 | 0.052892 | 0.084932 | 0 | 0 | 0
LV Network Non-Domestic Non-CT | 26891.4701 | 198928.0984 | 188258.1056 | 6149.2814 | 0 | 0 | 0
LV HH Metered | 87398.0179 | 634061.4773 | 558023.3408 | 6716.8644 | 687462.1504 | 12092.1087 | 79264.5336
LV Sub HH Metered | 49868.9648 | 369713.4545 | 340548.1699 | 1937.7204 | 364948.6922 | 5286.811 | 65192.4748
HV HH Metered | 154123.6969 | 1097390.0217 | 1189244.9618 | 1065.9896 | 863578.0887 | 14165.4012 | 163995.3817
NHH UMS category A | 10216.6763 | 0 | 0 | 741 | 0 | 0 | 0
NHH UMS category B | 7875.3062 | 0 | 0 | 689 | 0 | 0 | 0
NHH UMS category C | 993.5479 | 0 | 0 | 179 | 0 | 0 | 0
NHH UMS category D | 0 | 0 | 0 | 1 | 0 | 0 | 0
LV UMS (Pseudo HH Metered) | 4106.5892 | 29546.2091 | 79799.2437 | 27.8924 | 0 | 0 | 0
LV Generation NHH or Aggregate HH | 3347.6537 | 0 | 0 | 286 | 0 | 0 | 0
LV Sub Generation NHH | 92.0749 | 0 | 0 | 1 | 0 | 0 | 0
LV Generation Intermittent | 79687.5932 | 0 | 0 | 887.0263 | 0 | 0 | 6236.4785
LV Generation Intermittent no RP charge | 0 | 0 | 0 | 0 | 0 | 0 | 0
LV Generation Non-Intermittent | 150.2244 | 933.0172 | 1215.9779 | 16.4289 | 0 | 0 | 631.5637
LV Generation Non-Intermittent no RP charge | 0 | 0 | 0 | 0 | 0 | 0 | 0
LV Sub Generation Intermittent | 13040.7426 | 0 | 0 | 121.6381 | 0 | 0 | 1632.6222
LV Sub Generation Intermittent no RP charge | 0 | 0 | 0 | 0 | 0 | 0 | 0
LV Sub Generation Non-Intermittent | 262.7783 | 1416.4303 | 2413.7732 | 12.4789 | 0 | 0 | 606.8858
LV Sub Generation Non-Intermittent no RP charge | 0 | 0 | 0 | 0 | 0 | 0 | 0
HV Generation Intermittent | 408827.5533 | 0 | 0 | 237.9972 | 0 | 0 | 3870.4538
HV Generation Intermittent no RP charge | 0 | 0 | 0 | 0 | 0 | 0 | 0
HV Generation Non-Intermittent | 18175.3126 | 96564.2955 | 133401.7526 | 70.9433 | 0 | 0 | 2453.4501
HV Generation Non-Intermittent no RP charge | 0 | 0 | 0 | 0 | 0 | 0 | 0
Load characteristics for multiple unit rates for 0 in 0 (0)
2401. Adjust annual hours by distribution time band to match days in year
Data sources:
x1 = 1068. Typical annual hours by distribution time band
x2 = 1010. Days in the charging year (in Financial and general assumptions)
x3 = Total hours in the year according to time band hours input data (in Adjust annual hours by distribution time band to match days in year)
Kind: | =SUM(x1): Cell summation; =SUM(x2): Calculation
Formula: | =SUM(x1): =SUM(x1); =SUM(x2): =x1*24*x2/x3
Annual hours by distribution time band (reconciled to days in year)
| Hours aggregate | Red | Amber | Green
Adjust annual hours by distribution time band to match days in year | =SUM(x1): 8760; =SUM(x2): 522; =SUM(x3): 3444; =SUM(x4): 4794
2402. Normalisation of split of rate 1 units by time band
Data sources:
x1 = 1061. Average split of rate 1 units by distribution time band
x2 = Total split (in Normalisation of split of rate 1 units by time band)
x3 = 2401. Annual hours by distribution time band (reconciled to days in year) (in Adjust annual hours by distribution time band to match days in year)
x4 = 1010. Days in the charging year (in Financial and general assumptions)
Kind: | =SUM(x1): Cell summation; =SUM(x2): Calculation
Formula: | =SUM(x1): =SUM(x1); =SUM(x2): =IF(x2,x1/x2,x3/x4/24)
Normalised split of rate 1 units by distribution time band
| Total split | Red | Amber | Green
Domestic Unrestricted | =SUM(x1): 100%; =SUM(x2): 8.874%; =SUM(x3): 46.24%; =SUM(x4): 44.89%
Domestic Two Rate | =SUM(x1): 100%; =SUM(x2): 10.75%; =SUM(x3): 53.93%; =SUM(x4): 35.32%
Domestic Off Peak (related MPAN) | =SUM(x1): 100%; =SUM(x2): 0.1347%; =SUM(x3): 10.87%; =SUM(x4): 88.99%
Small Non Domestic Unrestricted | =SUM(x1): 100%; =SUM(x2): 6.262%; =SUM(x3): 56.6%; =SUM(x4): 37.14%
Small Non Domestic Two Rate | =SUM(x1): 100%; =SUM(x2): 8.116%; =SUM(x3): 63.07%; =SUM(x4): 28.82%
Small Non Domestic Off Peak (related MPAN) | =SUM(x1): 100%; =SUM(x2): 0.2111%; =SUM(x3): 11.8%; =SUM(x4): 87.99%
LV Medium Non-Domestic | =SUM(x1): 100%; =SUM(x2): 8.297%; =SUM(x3): 62.04%; =SUM(x4): 29.67%
LV Sub Medium Non-Domestic | =SUM(x1): 100%; =SUM(x2): 8.189%; =SUM(x3): 61.86%; =SUM(x4): 29.96%
HV Medium Non-Domestic | =SUM(x1): 100%; =SUM(x2): 8.215%; =SUM(x3): 63.96%; =SUM(x4): 27.83%
2403. Split of rate 1 units between distribution time bands
Data sources:
x1 = 2402. Normalised split of rate 1 units by distribution time band (in Normalisation of split of rate 1 units by time band)
x2 = Split of rate 1 units between distribution time bands (default)
Combine tables = x1 or x2
| Red | Amber | Green
Domestic Unrestricted | =SUM(x1): 8.874%; =SUM(x2): 46.24%; =SUM(x3): 44.89%
Domestic Two Rate | =SUM(x1): 10.75%; =SUM(x2): 53.93%; =SUM(x3): 35.32%
Domestic Off Peak (related MPAN) | =SUM(x1): 0.1347%; =SUM(x2): 10.87%; =SUM(x3): 88.99%
Small Non Domestic Unrestricted | =SUM(x1): 6.262%; =SUM(x2): 56.6%; =SUM(x3): 37.14%
Small Non Domestic Two Rate | =SUM(x1): 8.116%; =SUM(x2): 63.07%; =SUM(x3): 28.82%
Small Non Domestic Off Peak (related MPAN) | =SUM(x1): 0.2111%; =SUM(x2): 11.8%; =SUM(x3): 87.99%
LV Medium Non-Domestic | =SUM(x1): 8.297%; =SUM(x2): 62.04%; =SUM(x3): 29.67%
LV Sub Medium Non-Domestic | =SUM(x1): 8.189%; =SUM(x2): 61.86%; =SUM(x3): 29.96%
HV Medium Non-Domestic | =SUM(x1): 8.215%; =SUM(x2): 63.96%; =SUM(x3): 27.83%
LV Network Domestic | =SUM(x1): 100%; =SUM(x2): 0%; =SUM(x3): 0%
LV Network Non-Domestic Non-CT | =SUM(x1): 100%; =SUM(x2): 0%; =SUM(x3): 0%
LV HH Metered | =SUM(x1): 100%; =SUM(x2): 0%; =SUM(x3): 0%
LV Sub HH Metered | =SUM(x1): 100%; =SUM(x2): 0%; =SUM(x3): 0%
HV HH Metered | =SUM(x1): 100%; =SUM(x2): 0%; =SUM(x3): 0%
LV Generation Non-Intermittent | =SUM(x1): 100%; =SUM(x2): 0%; =SUM(x3): 0%
LV Generation Non-Intermittent no RP charge | =SUM(x1): 100%; =SUM(x2): 0%; =SUM(x3): 0%
LV Sub Generation Non-Intermittent | =SUM(x1): 100%; =SUM(x2): 0%; =SUM(x3): 0%
LV Sub Generation Non-Intermittent no RP charge | =SUM(x1): 100%; =SUM(x2): 0%; =SUM(x3): 0%
HV Generation Non-Intermittent | =SUM(x1): 100%; =SUM(x2): 0%; =SUM(x3): 0%
HV Generation Non-Intermittent no RP charge | =SUM(x1): 100%; =SUM(x2): 0%; =SUM(x3): 0%
2404. Normalisation of split of rate 2 units by time band
Data sources:
x1 = 1062. Average split of rate 2 units by distribution time band
x2 = Total split (in Normalisation of split of rate 2 units by time band)
x3 = 2401. Annual hours by distribution time band (reconciled to days in year) (in Adjust annual hours by distribution time band to match days in year)
x4 = 1010. Days in the charging year (in Financial and general assumptions)
Kind: | =SUM(x1): Cell summation; =SUM(x2): Calculation
Formula: | =SUM(x1): =SUM(x1); =SUM(x2): =IF(x2,x1/x2,x3/x4/24)
Normalised split of rate 2 units by distribution time band
| Total split | Red | Amber | Green
Domestic Two Rate | =SUM(x1): 100%; =SUM(x2): 0%; =SUM(x3): 2.098%; =SUM(x4): 97.9%
Small Non Domestic Two Rate | =SUM(x1): 100%; =SUM(x2): 0%; =SUM(x3): 2.644%; =SUM(x4): 97.36%
LV Medium Non-Domestic | =SUM(x1): 100%; =SUM(x2): 0%; =SUM(x3): 0%; =SUM(x4): 100%
LV Sub Medium Non-Domestic | =SUM(x1): 100%; =SUM(x2): 0%; =SUM(x3): 0%; =SUM(x4): 100%
HV Medium Non-Domestic | =SUM(x1): 100%; =SUM(x2): 0%; =SUM(x3): 0%; =SUM(x4): 100%
2405. Split of rate 2 units between distribution time bands
Data sources:
x1 = 2404. Normalised split of rate 2 units by distribution time band (in Normalisation of split of rate 2 units by time band)
x2 = Split of rate 2 units between distribution time bands (default)
Combine tables = x1 or x2
| Red | Amber | Green
Domestic Two Rate | =SUM(x1): 0%; =SUM(x2): 2.098%; =SUM(x3): 97.9%
Small Non Domestic Two Rate | =SUM(x1): 0%; =SUM(x2): 2.644%; =SUM(x3): 97.36%
LV Medium Non-Domestic | =SUM(x1): 0%; =SUM(x2): 0%; =SUM(x3): 100%
LV Sub Medium Non-Domestic | =SUM(x1): 0%; =SUM(x2): 0%; =SUM(x3): 100%
HV Medium Non-Domestic | =SUM(x1): 0%; =SUM(x2): 0%; =SUM(x3): 100%
LV Network Domestic | =SUM(x1): 0%; =SUM(x2): 100%; =SUM(x3): 0%
LV Network Non-Domestic Non-CT | =SUM(x1): 0%; =SUM(x2): 100%; =SUM(x3): 0%
LV HH Metered | =SUM(x1): 0%; =SUM(x2): 100%; =SUM(x3): 0%
LV Sub HH Metered | =SUM(x1): 0%; =SUM(x2): 100%; =SUM(x3): 0%
HV HH Metered | =SUM(x1): 0%; =SUM(x2): 100%; =SUM(x3): 0%
LV Generation Non-Intermittent | =SUM(x1): 0%; =SUM(x2): 100%; =SUM(x3): 0%
LV Generation Non-Intermittent no RP charge | =SUM(x1): 0%; =SUM(x2): 100%; =SUM(x3): 0%
LV Sub Generation Non-Intermittent | =SUM(x1): 0%; =SUM(x2): 100%; =SUM(x3): 0%
LV Sub Generation Non-Intermittent no RP charge | =SUM(x1): 0%; =SUM(x2): 100%; =SUM(x3): 0%
HV Generation Non-Intermittent | =SUM(x1): 0%; =SUM(x2): 100%; =SUM(x3): 0%
HV Generation Non-Intermittent no RP charge | =SUM(x1): 0%; =SUM(x2): 100%; =SUM(x3): 0%
2406. Split of rate 3 units between distribution time bands (default)
| Red | Amber | Green
LV Network Domestic | =SUM(x1): 0%; =SUM(x2): 0%; =SUM(x3): 100%
LV Network Non-Domestic Non-CT | =SUM(x1): 0%; =SUM(x2): 0%; =SUM(x3): 100%
LV HH Metered | =SUM(x1): 0%; =SUM(x2): 0%; =SUM(x3): 100%
LV Sub HH Metered | =SUM(x1): 0%; =SUM(x2): 0%; =SUM(x3): 100%
HV HH Metered | =SUM(x1): 0%; =SUM(x2): 0%; =SUM(x3): 100%
LV Generation Non-Intermittent | =SUM(x1): 0%; =SUM(x2): 0%; =SUM(x3): 100%
LV Generation Non-Intermittent no RP charge | =SUM(x1): 0%; =SUM(x2): 0%; =SUM(x3): 100%
LV Sub Generation Non-Intermittent | =SUM(x1): 0%; =SUM(x2): 0%; =SUM(x3): 100%
LV Sub Generation Non-Intermittent no RP charge | =SUM(x1): 0%; =SUM(x2): 0%; =SUM(x3): 100%
HV Generation Non-Intermittent | =SUM(x1): 0%; =SUM(x2): 0%; =SUM(x3): 100%
HV Generation Non-Intermittent no RP charge | =SUM(x1): 0%; =SUM(x2): 0%; =SUM(x3): 100%
2407. All units (MWh)
Data sources:
x1 = 2305. Rate 1 units (MWh) (in Equivalent volume for each end user)
x2 = 2305. Rate 2 units (MWh) (in Equivalent volume for each end user)
x3 = 2305. Rate 3 units (MWh) (in Equivalent volume for each end user)
Calculation =x1+x2+x3
All units (MWh)
Domestic Unrestricted | =SUM(x1): 4330764.5851
Domestic Two Rate | =SUM(x1): 1273698.8698
Domestic Off Peak (related MPAN) | =SUM(x1): 45959.7084
Small Non Domestic Unrestricted | =SUM(x1): 1182644.1894
Small Non Domestic Two Rate | =SUM(x1): 578157.9391
Small Non Domestic Off Peak (related MPAN) | =SUM(x1): 17319.8195
LV Medium Non-Domestic | =SUM(x1): 0.001
LV Sub Medium Non-Domestic | =SUM(x1): 0.001
HV Medium Non-Domestic | =SUM(x1): 0.001
LV Network Domestic | =SUM(x1): 0.13093
LV Network Non-Domestic Non-CT | =SUM(x1): 414077.6741
LV HH Metered | =SUM(x1): 1279482.836
LV Sub HH Metered | =SUM(x1): 760130.5893
HV HH Metered | =SUM(x1): 2440758.6803
NHH UMS category A | =SUM(x1): 10216.6763
NHH UMS category B | =SUM(x1): 7875.3062
NHH UMS category C | =SUM(x1): 993.5479
NHH UMS category D | =SUM(x1): 0
LV UMS (Pseudo HH Metered) | =SUM(x1): 113452.042
LV Generation NHH or Aggregate HH | =SUM(x1): 3347.6537
LV Sub Generation NHH | =SUM(x1): 92.0749
LV Generation Intermittent | =SUM(x1): 79687.5932
LV Generation Intermittent no RP charge | =SUM(x1): 0
LV Generation Non-Intermittent | =SUM(x1): 2299.2194
LV Generation Non-Intermittent no RP charge | =SUM(x1): 0
LV Sub Generation Intermittent | =SUM(x1): 13040.7426
LV Sub Generation Intermittent no RP charge | =SUM(x1): 0
LV Sub Generation Non-Intermittent | =SUM(x1): 4092.9818
LV Sub Generation Non-Intermittent no RP charge | =SUM(x1): 0
HV Generation Intermittent | =SUM(x1): 408827.5533
HV Generation Intermittent no RP charge | =SUM(x1): 0
HV Generation Non-Intermittent | =SUM(x1): 248141.3607
HV Generation Non-Intermittent no RP charge | =SUM(x1): 0
2408. Calculation of implied load coefficients for one-rate users
Data sources:
x1 = 2407. All units (MWh)
x2 = 2305. Rate 1 units (MWh) (in Equivalent volume for each end user)
x3 = 2403. Split of rate 1 units between distribution time bands
x4 = 2401. Annual hours by distribution time band (reconciled to days in year) (in Adjust annual hours by distribution time band to match days in year)
x5 = Use of distribution time bands by units in demand forecast for one-rate tariffs (in Calculation of implied load coefficients for one-rate users)
x6 = 1010. Days in the charging year (in Financial and general assumptions)
Kind: | =SUM(x1): Calculation; =SUM(x4): Calculation
Formula: | =SUM(x1): =IF(x1>0,(x2*x3)/x1,0); =SUM(x4): =IF(x4>0,x5*x6*24/x4,0)
Use of distribution time bands by units in demand forecast for one-rate tariffs
| Red | Amber | Green | Peak band load coefficient for one-rate tariffs
Domestic Unrestricted | =SUM(x1): 8.874%; =SUM(x2): 46.24%; =SUM(x3): 44.89%; =SUM(x4): 1.4892
Small Non Domestic Unrestricted | =SUM(x1): 6.262%; =SUM(x2): 56.6%; =SUM(x3): 37.14%; =SUM(x4): 1.0509
2409. Calculation of implied load coefficients for two-rate users
Data sources:
x1 = 2407. All units (MWh)
x2 = 2305. Rate 1 units (MWh) (in Equivalent volume for each end user)
x3 = 2403. Split of rate 1 units between distribution time bands
x4 = 2305. Rate 2 units (MWh) (in Equivalent volume for each end user)
x5 = 2405. Split of rate 2 units between distribution time bands
x6 = 2401. Annual hours by distribution time band (reconciled to days in year) (in Adjust annual hours by distribution time band to match days in year)
x7 = Use of distribution time bands by units in demand forecast for two-rate tariffs (in Calculation of implied load coefficients for two-rate users)
x8 = 1010. Days in the charging year (in Financial and general assumptions)
Kind: | =SUM(x1): Calculation; =SUM(x4): Calculation
Formula: | =SUM(x1): =IF(x1>0,(x2*x3+x4*x5)/x1,0); =SUM(x4): =IF(x6>0,x7*x8*24/x6,0)
Use of distribution time bands by units in demand forecast for two-rate tariffs
| Red | Amber | Green | Peak band load coefficient for two-rate tariffs
Domestic Two Rate | =SUM(x1): 5.14%; =SUM(x2): 26.88%; =SUM(x3): 67.98%; =SUM(x4): 0.8626
Small Non Domestic Two Rate | =SUM(x1): 5.542%; =SUM(x2): 43.9%; =SUM(x3): 50.56%; =SUM(x4): 0.92997
LV Medium Non-Domestic | =SUM(x1): 6.649%; =SUM(x2): 49.71%; =SUM(x3): 43.64%; =SUM(x4): 1.1158
LV Sub Medium Non-Domestic | =SUM(x1): 6.403%; =SUM(x2): 48.36%; =SUM(x3): 45.23%; =SUM(x4): 1.0745
HV Medium Non-Domestic | =SUM(x1): 6.4%; =SUM(x2): 49.82%; =SUM(x3): 43.78%; =SUM(x4): 1.074
2410. Calculation of implied load coefficients for three-rate users
Data sources:
x1 = 2407. All units (MWh)
x2 = 2305. Rate 1 units (MWh) (in Equivalent volume for each end user)
x3 = 2403. Split of rate 1 units between distribution time bands
x4 = 2305. Rate 2 units (MWh) (in Equivalent volume for each end user)
x5 = 2405. Split of rate 2 units between distribution time bands
x6 = 2305. Rate 3 units (MWh) (in Equivalent volume for each end user)
x7 = 2406. Split of rate 3 units between distribution time bands (default)
x8 = 2401. Annual hours by distribution time band (reconciled to days in year) (in Adjust annual hours by distribution time band to match days in year)
x9 = Use of distribution time bands by units in demand forecast for three-rate tariffs (in Calculation of implied load coefficients for three-rate users)
x10 = 1010. Days in the charging year (in Financial and general assumptions)
Kind: | =SUM(x1): Calculation; =SUM(x4): Calculation
Formula: | =SUM(x1): =IF(x1>0,(x2*x3+x4*x5+x6*x7)/x1,0); =SUM(x4): =IF(x8>0,x9*x10*24/x8,0)
Use of distribution time bands by units in demand forecast for three-rate tariffs
| Red | Amber | Green | Peak band load coefficient for three-rate tariffs
LV Network Domestic | =SUM(x1): 16.83%; =SUM(x2): 42.77%; =SUM(x3): 40.4%; =SUM(x4): 2.8246
LV Network Non-Domestic Non-CT | =SUM(x1): 6.494%; =SUM(x2): 48.04%; =SUM(x3): 45.46%; =SUM(x4): 1.0898
LV HH Metered | =SUM(x1): 6.831%; =SUM(x2): 49.56%; =SUM(x3): 43.61%; =SUM(x4): 1.1463
LV Sub HH Metered | =SUM(x1): 6.561%; =SUM(x2): 48.64%; =SUM(x3): 44.8%; =SUM(x4): 1.101
HV HH Metered | =SUM(x1): 6.315%; =SUM(x2): 44.96%; =SUM(x3): 48.72%; =SUM(x4): 1.0597
2411. Calculation of adjusted time band load coefficients
Data sources:
x1 = 2408. Peak band load coefficient for one-rate tariffs (in Calculation of implied load coefficients for one-rate users)
x2 = 2409. Peak band load coefficient for two-rate tariffs (in Calculation of implied load coefficients for two-rate users)
x3 = 2410. Peak band load coefficient for three-rate tariffs (in Calculation of implied load coefficients for three-rate users)
x4 = Peak band load coefficient (in Calculation of adjusted time band load coefficients)
x5 = 2302. Load coefficient
Kind: | =SUM(x1): Combine tables; =SUM(x2): Calculation
Formula: | =SUM(x1): = x1 or x2 or x3; =SUM(x2): =IF(x4<>0,x5/x4,IF(x5<0,-1,1))
| Peak band load coefficient | Load coefficient correction factor (kW at peak in band / band average kW)
Domestic Unrestricted | =SUM(x1): 1.4892; =SUM(x2): 1.4719
Domestic Two Rate | =SUM(x1): 0.8626; =SUM(x2): 1.5398
Domestic Off Peak (related MPAN) | bar: =SUM(x1) to =SUM(x2)
Small Non Domestic Unrestricted | =SUM(x1): 1.0509; =SUM(x2): 1.5447
Small Non Domestic Two Rate | =SUM(x1): 0.92997; =SUM(x2): 1.476
Small Non Domestic Off Peak (related MPAN) | bar: =SUM(x1) to =SUM(x2)
LV Medium Non-Domestic | =SUM(x1): 1.1158; =SUM(x2): 1.2963
LV Sub Medium Non-Domestic | =SUM(x1): 1.0745; =SUM(x2): 1.3
HV Medium Non-Domestic | =SUM(x1): 1.074; =SUM(x2): 1.3575
LV Network Domestic | =SUM(x1): 2.8246; =SUM(x2): 0.74982
LV Network Non-Domestic Non-CT | =SUM(x1): 1.0898; =SUM(x2): 1.462
LV HH Metered | =SUM(x1): 1.1463; =SUM(x2): 1.1926
LV Sub HH Metered | =SUM(x1): 1.101; =SUM(x2): 1.1375
HV HH Metered | =SUM(x1): 1.0597; =SUM(x2): 1.0451
LV Generation Non-Intermittent | bar: =SUM(x1) to =SUM(x2)
LV Generation Non-Intermittent no RP charge | bar: =SUM(x1) to =SUM(x2)
LV Sub Generation Non-Intermittent | bar: =SUM(x1) to =SUM(x2)
LV Sub Generation Non-Intermittent no RP charge | bar: =SUM(x1) to =SUM(x2)
HV Generation Non-Intermittent | bar: =SUM(x1) to =SUM(x2)
HV Generation Non-Intermittent no RP charge | bar: =SUM(x1) to =SUM(x2)
2412. Normalisation of peaking probabilities
Data sources:
x1 = 1069. Red, amber and green peaking probabilities (in Peaking probabilities by network level)
x2 = Total probability (should be 100%) (in Normalisation of peaking probabilities)
x3 = 1068. Typical annual hours by distribution time band
x4 = 2401. Total hours in the year according to time band hours input data (in Adjust annual hours by distribution time band to match days in year)
Kind: | =SUM(x1): Cell summation; =SUM(x2): Calculation
Formula: | =SUM(x1): =SUM(x1); =SUM(x2): =IF(x2,x1/x2,x3/x4)
Normalised peaking probabilities
| Total probability (should be 100%) | Red | Amber | Green
GSPs | =SUM(x1): 100%; =SUM(x2): 100%; =SUM(x3): 0%; =SUM(x4): 0%
132kV | =SUM(x1): 100%; =SUM(x2): 84.42%; =SUM(x3): 9.015%; =SUM(x4): 6.563%
132kV/EHV | =SUM(x1): 100%; =SUM(x2): 84.42%; =SUM(x3): 9.015%; =SUM(x4): 6.563%
EHV | =SUM(x1): 100%; =SUM(x2): 60.27%; =SUM(x3): 31.02%; =SUM(x4): 8.718%
EHV/HV | =SUM(x1): 100%; =SUM(x2): 60.27%; =SUM(x3): 31.02%; =SUM(x4): 8.718%
132kV/HV | =SUM(x1): 100%; =SUM(x2): 84.42%; =SUM(x3): 9.015%; =SUM(x4): 6.563%
HV | =SUM(x1): 100%; =SUM(x2): 60.27%; =SUM(x3): 31.02%; =SUM(x4): 8.718%
HV/LV | =SUM(x1): 100%; =SUM(x2): 60.27%; =SUM(x3): 31.02%; =SUM(x4): 8.718%
LV circuits | =SUM(x1): 100%; =SUM(x2): 60.27%; =SUM(x3): 31.02%; =SUM(x4): 8.718%
2413. Peaking probabilities by network level (reshaped)
Data sources:
x1 = 2412. Normalised peaking probabilities (in Normalisation of peaking probabilities)
Reshape table = x1
| GSPs | Red | Amber | Green | 132kV | Red | Amber | Green | 132kV/EHV | Red | Amber | Green | EHV | Red | Amber | Green | EHV/HV | Red | Amber | Green | 132kV/HV | Red | Amber | Green | HV | Red | Amber | Green | HV/LV | Red | Amber | Green | LV circuits | Red | Amber | Green
Probability of peak within timeband |  | 100% | 0% | 0% |  | 84.42% | 9.015% | 6.563% |  | 84.42% | 9.015% | 6.563% |  | 60.27% | 31.02% | 8.718% |  | 60.27% | 31.02% | 8.718% |  | 84.42% | 9.015% | 6.563% |  | 60.27% | 31.02% | 8.718% |  | 60.27% | 31.02% | 8.718% |  | 60.27% | 31.02% | 8.718%
2414. Pseudo load coefficient by time band and network level
Data sources:
x1 = 2401. Annual hours by distribution time band (reconciled to days in year) (in Adjust annual hours by distribution time band to match days in year)
x2 = 2411. Load coefficient correction factor (kW at peak in band / band average kW) (in Calculation of adjusted time band load coefficients)
x3 = 2413. Peaking probabilities by network level (reshaped)
x4 = 1010. Days in the charging year (in Financial and general assumptions)
Calculation =IF(x1>0,x2*x3*24*x4/x1,0)
| GSPs | Red | Amber | Green | 132kV | Red | Amber | Green | 132kV/EHV | Red | Amber | Green | EHV | Red | Amber | Green | EHV/HV | Red | Amber | Green | 132kV/HV | Red | Amber | Green | HV | Red | Amber | Green | HV/LV | Red | Amber | Green | LV circuits | Red | Amber | Green
Domestic Unrestricted |  | 24.7007 | 0 | 0 |  | 20.8528 | 0.3375 | 0.17652 |  | 20.8528 | 0.3375 | 0.17652 |  | 14.8863 | 1.1612 | 0.23448 |  | 14.8863 | 1.1612 | 0.23448 |  | 20.8528 | 0.3375 | 0.17652 |  | 14.8863 | 1.1612 | 0.23448 |  | 14.8863 | 1.1612 | 0.23448 |  | 14.8863 | 1.1612 | 0.23448
Domestic Two Rate |  | 25.8401 | 0 | 0 |  | 21.8147 | 0.35307 | 0.18467 |  | 21.8147 | 0.35307 | 0.18467 |  | 15.573 | 1.2147 | 0.2453 |  | 15.573 | 1.2147 | 0.2453 |  | 21.8147 | 0.35307 | 0.18467 |  | 15.573 | 1.2147 | 0.2453 |  | 15.573 | 1.2147 | 0.2453 |  | 15.573 | 1.2147 | 0.2453
Domestic Off Peak (related MPAN) |  | 16.7816 | 0 | 0 |  | 14.1674 | 0.2293 | 0.11993 |  | 14.1674 | 0.2293 | 0.11993 |  | 10.1137 | 0.78889 | 0.15931 |  | 10.1137 | 0.78889 | 0.15931 |  | 14.1674 | 0.2293 | 0.11993 |  | 10.1137 | 0.78889 | 0.15931 |  | 10.1137 | 0.78889 | 0.15931 |  | 10.1137 | 0.78889 | 0.15931
Small Non Domestic Unrestricted |  | 25.9226 | 0 | 0 |  | 21.8844 | 0.35419 | 0.18526 |  | 21.8844 | 0.35419 | 0.18526 |  | 15.6227 | 1.2186 | 0.24608 |  | 15.6227 | 1.2186 | 0.24608 |  | 21.8844 | 0.35419 | 0.18526 |  | 15.6227 | 1.2186 | 0.24608 |  | 15.6227 | 1.2186 | 0.24608 |  | 15.6227 | 1.2186 | 0.24608
Small Non Domestic Two Rate |  | 24.7693 | 0 | 0 |  | 20.9107 | 0.33844 | 0.17701 |  | 20.9107 | 0.33844 | 0.17701 |  | 14.9276 | 1.1644 | 0.23514 |  | 14.9276 | 1.1644 | 0.23514 |  | 20.9107 | 0.33844 | 0.17701 |  | 14.9276 | 1.1644 | 0.23514 |  | 14.9276 | 1.1644 | 0.23514 |  | 14.9276 | 1.1644 | 0.23514
Small Non Domestic Off Peak (related MPAN) |  | 16.7816 | 0 | 0 |  | 14.1674 | 0.2293 | 0.11993 |  | 14.1674 | 0.2293 | 0.11993 |  | 10.1137 | 0.78889 | 0.15931 |  | 10.1137 | 0.78889 | 0.15931 |  | 14.1674 | 0.2293 | 0.11993 |  | 10.1137 | 0.78889 | 0.15931 |  | 10.1137 | 0.78889 | 0.15931 |  | 10.1137 | 0.78889 | 0.15931
LV Medium Non-Domestic |  | 21.7539 | 0 | 0 |  | 18.365 | 0.29723 | 0.15546 |  | 18.365 | 0.29723 | 0.15546 |  | 13.1103 | 1.0226 | 0.20651 |  | 13.1103 | 1.0226 | 0.20651 |  | 18.365 | 0.29723 | 0.15546 |  | 13.1103 | 1.0226 | 0.20651 |  | 13.1103 | 1.0226 | 0.20651 |  | 13.1103 | 1.0226 | 0.20651
LV Sub Medium Non-Domestic |  | 21.8165 | 0 | 0 |  | 18.4179 | 0.29809 | 0.15591 |  | 18.4179 | 0.29809 | 0.15591 |  | 13.1481 | 1.0256 | 0.2071 |  | 13.1481 | 1.0256 | 0.2071 |  | 18.4179 | 0.29809 | 0.15591 |  | 13.1481 | 1.0256 | 0.2071 |  | 13.1481 | 1.0256 | 0.2071 |  | 13.1481 | 1.0256 | 0.2071
HV Medium Non-Domestic |  | 22.7809 | 0 | 0 |  | 19.2321 | 0.31127 | 0.1628 |  | 19.2321 | 0.31127 | 0.1628 |  | 13.7293 | 1.0709 | 0.21626 |  | 13.7293 | 1.0709 | 0.21626 |  | 19.2321 | 0.31127 | 0.1628 |  | 13.7293 | 1.0709 | 0.21626 |  | 13.7293 | 1.0709 | 0.21626 |  | 13.7293 | 1.0709 | 0.21626
LV Network Domestic |  | 12.5832 | 0 | 0 |  | 10.6229 | 0.17193 | 0.089926 |  | 10.6229 | 0.17193 | 0.089926 |  | 7.5834 | 0.59152 | 0.11945 |  | 7.5834 | 0.59152 | 0.11945 |  | 10.6229 | 0.17193 | 0.089926 |  | 7.5834 | 0.59152 | 0.11945 |  | 7.5834 | 0.59152 | 0.11945 |  | 7.5834 | 0.59152 | 0.11945
LV Network Non-Domestic Non-CT |  | 24.5351 | 0 | 0 |  | 20.713 | 0.33524 | 0.17534 |  | 20.713 | 0.33524 | 0.17534 |  | 14.7865 | 1.1534 | 0.23291 |  | 14.7865 | 1.1534 | 0.23291 |  | 20.713 | 0.33524 | 0.17534 |  | 14.7865 | 1.1534 | 0.23291 |  | 14.7865 | 1.1534 | 0.23291 |  | 14.7865 | 1.1534 | 0.23291
LV HH Metered |  | 20.0141 | 0 | 0 |  | 16.8963 | 0.27346 | 0.14303 |  | 16.8963 | 0.27346 | 0.14303 |  | 12.0618 | 0.94084 | 0.18999 |  | 12.0618 | 0.94084 | 0.18999 |  | 16.8963 | 0.27346 | 0.14303 |  | 12.0618 | 0.94084 | 0.18999 |  | 12.0618 | 0.94084 | 0.18999 |  | 12.0618 | 0.94084 | 0.18999
LV Sub HH Metered |  | 19.0887 | 0 | 0 |  | 16.115 | 0.26082 | 0.13642 |  | 16.115 | 0.26082 | 0.13642 |  | 11.5041 | 0.89734 | 0.18121 |  | 11.5041 | 0.89734 | 0.18121 |  | 16.115 | 0.26082 | 0.13642 |  | 11.5041 | 0.89734 | 0.18121 |  | 11.5041 | 0.89734 | 0.18121 |  | 11.5041 | 0.89734 | 0.18121
HV HH Metered |  | 17.5387 | 0 | 0 |  | 14.8065 | 0.23964 | 0.12534 |  | 14.8065 | 0.23964 | 0.12534 |  | 10.57 | 0.82448 | 0.16649 |  | 10.57 | 0.82448 | 0.16649 |  | 14.8065 | 0.23964 | 0.12534 |  | 10.57 | 0.82448 | 0.16649 |  | 10.57 | 0.82448 | 0.16649 |  | 10.57 | 0.82448 | 0.16649
LV Generation Non-Intermittent |  | -16.7816 | 0 | 0 |  | -14.1674 | -0.2293 | -0.11993 |  | -14.1674 | -0.2293 | -0.11993 |  | -10.1137 | -0.78889 | -0.15931 |  | -10.1137 | -0.78889 | -0.15931 |  | -14.1674 | -0.2293 | -0.11993 |  | -10.1137 | -0.78889 | -0.15931 |  | -10.1137 | -0.78889 | -0.15931 |  | -10.1137 | -0.78889 | -0.15931
LV Generation Non-Intermittent no RP charge |  | -16.7816 | 0 | 0 |  | -14.1674 | -0.2293 | -0.11993 |  | -14.1674 | -0.2293 | -0.11993 |  | -10.1137 | -0.78889 | -0.15931 |  | -10.1137 | -0.78889 | -0.15931 |  | -14.1674 | -0.2293 | -0.11993 |  | -10.1137 | -0.78889 | -0.15931 |  | -10.1137 | -0.78889 | -0.15931 |  | -10.1137 | -0.78889 | -0.15931
LV Sub Generation Non-Intermittent |  | -16.7816 | 0 | 0 |  | -14.1674 | -0.2293 | -0.11993 |  | -14.1674 | -0.2293 | -0.11993 |  | -10.1137 | -0.78889 | -0.15931 |  | -10.1137 | -0.78889 | -0.15931 |  | -14.1674 | -0.2293 | -0.11993 |  | -10.1137 | -0.78889 | -0.15931 |  | -10.1137 | -0.78889 | -0.15931 |  | -10.1137 | -0.78889 | -0.15931
LV Sub Generation Non-Intermittent no RP charge |  | -16.7816 | 0 | 0 |  | -14.1674 | -0.2293 | -0.11993 |  | -14.1674 | -0.2293 | -0.11993 |  | -10.1137 | -0.78889 | -0.15931 |  | -10.1137 | -0.78889 | -0.15931 |  | -14.1674 | -0.2293 | -0.11993 |  | -10.1137 | -0.78889 | -0.15931 |  | -10.1137 | -0.78889 | -0.15931 |  | -10.1137 | -0.78889 | -0.15931
HV Generation Non-Intermittent |  | -16.7816 | 0 | 0 |  | -14.1674 | -0.2293 | -0.11993 |  | -14.1674 | -0.2293 | -0.11993 |  | -10.1137 | -0.78889 | -0.15931 |  | -10.1137 | -0.78889 | -0.15931 |  | -14.1674 | -0.2293 | -0.11993 |  | -10.1137 | -0.78889 | -0.15931 |  | -10.1137 | -0.78889 | -0.15931 |  | -10.1137 | -0.78889 | -0.15931
HV Generation Non-Intermittent no RP charge |  | -16.7816 | 0 | 0 |  | -14.1674 | -0.2293 | -0.11993 |  | -14.1674 | -0.2293 | -0.11993 |  | -10.1137 | -0.78889 | -0.15931 |  | -10.1137 | -0.78889 | -0.15931 |  | -14.1674 | -0.2293 | -0.11993 |  | -10.1137 | -0.78889 | -0.15931 |  | -10.1137 | -0.78889 | -0.15931 |  | -10.1137 | -0.78889 | -0.15931
2415. Single rate non half hourly pseudo timeband load coefficients
Data sources:
x1 = 2414. Pseudo load coefficient by time band and network level
Copy cells = x1
| GSPs | Red | Amber | Green | 132kV | Red | Amber | Green | 132kV/EHV | Red | Amber | Green | EHV | Red | Amber | Green | EHV/HV | Red | Amber | Green | 132kV/HV | Red | Amber | Green | HV | Red | Amber | Green | HV/LV | Red | Amber | Green | LV circuits | Red | Amber | Green
Domestic Unrestricted |  | 24.7007 | 0 | 0 |  | 20.8528 | 0.3375 | 0.17652 |  | 20.8528 | 0.3375 | 0.17652 |  | 14.8863 | 1.1612 | 0.23448 |  | 14.8863 | 1.1612 | 0.23448 |  | 20.8528 | 0.3375 | 0.17652 |  | 14.8863 | 1.1612 | 0.23448 |  | 14.8863 | 1.1612 | 0.23448 |  | 14.8863 | 1.1612 | 0.23448
Small Non Domestic Unrestricted |  | 25.9226 | 0 | 0 |  | 21.8844 | 0.35419 | 0.18526 |  | 21.8844 | 0.35419 | 0.18526 |  | 15.6227 | 1.2186 | 0.24608 |  | 15.6227 | 1.2186 | 0.24608 |  | 21.8844 | 0.35419 | 0.18526 |  | 15.6227 | 1.2186 | 0.24608 |  | 15.6227 | 1.2186 | 0.24608 |  | 15.6227 | 1.2186 | 0.24608
2416. Single rate non half hourly units (MWh)
Data sources:
x1 = 2407. All units (MWh)
Copy cells = x1
Single rate non half hourly units (MWh)
Domestic Unrestricted | =SUM(x1): 4330764.5851
Small Non Domestic Unrestricted | =SUM(x1): 1182644.1894
2417. Single rate non half hourly timeband use
Data sources:
x1 = 2403. Split of rate 1 units between distribution time bands
Copy cells = x1
| Red | Amber | Green
Domestic Unrestricted | =SUM(x1): 8.874%; =SUM(x2): 46.24%; =SUM(x3): 44.89%
Small Non Domestic Unrestricted | =SUM(x1): 6.262%; =SUM(x2): 56.6%; =SUM(x3): 37.14%
2418. Single rate non half hourly tariff pseudo load coefficient
Data sources:
x1 = 2415. Single rate non half hourly pseudo timeband load coefficients
x2 = 2417. Single rate non half hourly timeband use
Sum-product calculation =SUMPRODUCT(x1, x2)
| GSPs | 132kV | 132kV/EHV | EHV | EHV/HV | 132kV/HV | HV | HV/LV | LV circuits
Domestic Unrestricted | 2.1919 | 2.0858 | 2.0858 | 1.9632 | 1.9632 | 2.0858 | 1.9632 | 1.9632 | 1.9632
Small Non Domestic Unrestricted | 1.6233 | 1.6397 | 1.6397 | 1.7594 | 1.7594 | 1.6397 | 1.7594 | 1.7594 | 1.7594
2419. Multi rate non half hourly units (MWh)
Data sources:
x1 = 2407. All units (MWh)
Copy cells = x1
Multi rate non half hourly units (MWh)
Domestic Two Rate | =SUM(x1): 1273698.8698
Small Non Domestic Two Rate | =SUM(x1): 578157.9391
2420. Multi rate non half hourly pseudo timeband load coefficients
Data sources:
x1 = 2414. Pseudo load coefficient by time band and network level
Copy cells = x1
| GSPs | Red | Amber | Green | 132kV | Red | Amber | Green | 132kV/EHV | Red | Amber | Green | EHV | Red | Amber | Green | EHV/HV | Red | Amber | Green | 132kV/HV | Red | Amber | Green | HV | Red | Amber | Green | HV/LV | Red | Amber | Green | LV circuits | Red | Amber | Green
Domestic Two Rate |  | 25.8401 | 0 | 0 |  | 21.8147 | 0.35307 | 0.18467 |  | 21.8147 | 0.35307 | 0.18467 |  | 15.573 | 1.2147 | 0.2453 |  | 15.573 | 1.2147 | 0.2453 |  | 21.8147 | 0.35307 | 0.18467 |  | 15.573 | 1.2147 | 0.2453 |  | 15.573 | 1.2147 | 0.2453 |  | 15.573 | 1.2147 | 0.2453
Small Non Domestic Two Rate |  | 24.7693 | 0 | 0 |  | 20.9107 | 0.33844 | 0.17701 |  | 20.9107 | 0.33844 | 0.17701 |  | 14.9276 | 1.1644 | 0.23514 |  | 14.9276 | 1.1644 | 0.23514 |  | 20.9107 | 0.33844 | 0.17701 |  | 14.9276 | 1.1644 | 0.23514 |  | 14.9276 | 1.1644 | 0.23514 |  | 14.9276 | 1.1644 | 0.23514
2421. Multi rate non half hourly timeband use
Data sources:
x1 = 2409. Use of distribution time bands by units in demand forecast for two-rate tariffs (in Calculation of implied load coefficients for two-rate users)
Copy cells = x1
| Red | Amber | Green
Domestic Two Rate | =SUM(x1): 5.14%; =SUM(x2): 26.88%; =SUM(x3): 67.98%
Small Non Domestic Two Rate | =SUM(x1): 5.542%; =SUM(x2): 43.9%; =SUM(x3): 50.56%
2422. Multi rate non half hourly tariff pseudo load coefficient
Data sources:
x1 = 2420. Multi rate non half hourly pseudo timeband load coefficients
x2 = 2421. Multi rate non half hourly timeband use
Sum-product calculation =SUMPRODUCT(x1, x2)
| GSPs | 132kV | 132kV/EHV | EHV | EHV/HV | 132kV/HV | HV | HV/LV | LV circuits
Domestic Two Rate | 1.3282 | 1.3417 | 1.3417 | 1.2937 | 1.2937 | 1.3417 | 1.2937 | 1.2937 | 1.2937
Small Non Domestic Two Rate | 1.3726 | 1.3969 | 1.3969 | 1.4573 | 1.4573 | 1.3969 | 1.4573 | 1.4573 | 1.4573
2423. Off-peak non half hourly units (MWh)
Data sources:
x1 = 2407. All units (MWh)
Copy cells = x1
Off-peak non half hourly units (MWh)
Domestic Off Peak (related MPAN) | =SUM(x1): 45959.7084
Small Non Domestic Off Peak (related MPAN) | =SUM(x1): 17319.8195
2424. Off-peak non half hourly pseudo timeband load coefficients
Data sources:
x1 = 2414. Pseudo load coefficient by time band and network level
Copy cells = x1
| GSPs | Red | Amber | Green | 132kV | Red | Amber | Green | 132kV/EHV | Red | Amber | Green | EHV | Red | Amber | Green | EHV/HV | Red | Amber | Green | 132kV/HV | Red | Amber | Green | HV | Red | Amber | Green | HV/LV | Red | Amber | Green | LV circuits | Red | Amber | Green
Domestic Off Peak (related MPAN) |  | 16.7816 | 0 | 0 |  | 14.1674 | 0.2293 | 0.11993 |  | 14.1674 | 0.2293 | 0.11993 |  | 10.1137 | 0.78889 | 0.15931 |  | 10.1137 | 0.78889 | 0.15931 |  | 14.1674 | 0.2293 | 0.11993 |  | 10.1137 | 0.78889 | 0.15931 |  | 10.1137 | 0.78889 | 0.15931 |  | 10.1137 | 0.78889 | 0.15931
Small Non Domestic Off Peak (related MPAN) |  | 16.7816 | 0 | 0 |  | 14.1674 | 0.2293 | 0.11993 |  | 14.1674 | 0.2293 | 0.11993 |  | 10.1137 | 0.78889 | 0.15931 |  | 10.1137 | 0.78889 | 0.15931 |  | 14.1674 | 0.2293 | 0.11993 |  | 10.1137 | 0.78889 | 0.15931 |  | 10.1137 | 0.78889 | 0.15931 |  | 10.1137 | 0.78889 | 0.15931
2425. Off-peak non half hourly timeband use
Data sources:
x1 = 2403. Split of rate 1 units between distribution time bands
Copy cells = x1
| Red | Amber | Green
Domestic Off Peak (related MPAN) | =SUM(x1): 0.1347%; =SUM(x2): 10.87%; =SUM(x3): 88.99%
Small Non Domestic Off Peak (related MPAN) | =SUM(x1): 0.2111%; =SUM(x2): 11.8%; =SUM(x3): 87.99%
2426. Off-peak non half hourly tariff pseudo load coefficient
Data sources:
x1 = 2424. Off-peak non half hourly pseudo timeband load coefficients
x2 = 2425. Off-peak non half hourly timeband use
Sum-product calculation =SUMPRODUCT(x1, x2)
| GSPs | 132kV | 132kV/EHV | EHV | EHV/HV | 132kV/HV | HV | HV/LV | LV circuits
Domestic Off Peak (related MPAN) | 0.022601 | 0.15074 | 0.15074 | 0.24115 | 0.24115 | 0.15074 | 0.24115 | 0.24115 | 0.24115
Small Non Domestic Off Peak (related MPAN) | 0.035424 | 0.16249 | 0.16249 | 0.25463 | 0.25463 | 0.16249 | 0.25463 | 0.25463 | 0.25463
2427. Aggregated half hourly units (MWh)
Data sources:
x1 = 2407. All units (MWh)
Copy cells = x1
Aggregated half hourly units (MWh)
LV Network Domestic | =SUM(x1): 0.13093
LV Network Non-Domestic Non-CT | =SUM(x1): 414077.6741
2428. Aggregated half hourly pseudo timeband load coefficients
Data sources:
x1 = 2414. Pseudo load coefficient by time band and network level
Copy cells = x1
| GSPs | Red | Amber | Green | 132kV | Red | Amber | Green | 132kV/EHV | Red | Amber | Green | EHV | Red | Amber | Green | EHV/HV | Red | Amber | Green | 132kV/HV | Red | Amber | Green | HV | Red | Amber | Green | HV/LV | Red | Amber | Green | LV circuits | Red | Amber | Green
LV Network Domestic |  | 12.5832 | 0 | 0 |  | 10.6229 | 0.17193 | 0.089926 |  | 10.6229 | 0.17193 | 0.089926 |  | 7.5834 | 0.59152 | 0.11945 |  | 7.5834 | 0.59152 | 0.11945 |  | 10.6229 | 0.17193 | 0.089926 |  | 7.5834 | 0.59152 | 0.11945 |  | 7.5834 | 0.59152 | 0.11945 |  | 7.5834 | 0.59152 | 0.11945
LV Network Non-Domestic Non-CT |  | 24.5351 | 0 | 0 |  | 20.713 | 0.33524 | 0.17534 |  | 20.713 | 0.33524 | 0.17534 |  | 14.7865 | 1.1534 | 0.23291 |  | 14.7865 | 1.1534 | 0.23291 |  | 20.713 | 0.33524 | 0.17534 |  | 14.7865 | 1.1534 | 0.23291 |  | 14.7865 | 1.1534 | 0.23291 |  | 14.7865 | 1.1534 | 0.23291
2429. Aggregated half hourly timeband use
Data sources:
x1 = 2410. Use of distribution time bands by units in demand forecast for three-rate tariffs (in Calculation of implied load coefficients for three-rate users)
Copy cells = x1
| Red | Amber | Green
LV Network Domestic | =SUM(x1): 16.83%; =SUM(x2): 42.77%; =SUM(x3): 40.4%
LV Network Non-Domestic Non-CT | =SUM(x1): 6.494%; =SUM(x2): 48.04%; =SUM(x3): 45.46%
2430. Aggregated half hourly tariff pseudo load coefficient
Data sources:
x1 = 2428. Aggregated half hourly pseudo timeband load coefficients
x2 = 2429. Aggregated half hourly timeband use
Sum-product calculation =SUMPRODUCT(x1, x2)
| GSPs | 132kV | 132kV/EHV | EHV | EHV/HV | 132kV/HV | HV | HV/LV | LV circuits
LV Network Domestic | 2.118 | 1.8979 | 1.8979 | 1.5777 | 1.5777 | 1.8979 | 1.5777 | 1.5777 | 1.5777
LV Network Non-Domestic Non-CT | 1.5934 | 1.5859 | 1.5859 | 1.6203 | 1.6203 | 1.5859 | 1.6203 | 1.6203 | 1.6203
2431. Average non half hourly tariff pseudo load coefficient
Data sources:
x1 = 2416. Single rate non half hourly units (MWh)
x2 = 2418. Single rate non half hourly tariff pseudo load coefficient
x3 = 2419. Multi rate non half hourly units (MWh)
x4 = 2422. Multi rate non half hourly tariff pseudo load coefficient
x5 = 2423. Off-peak non half hourly units (MWh)
x6 = 2426. Off-peak non half hourly tariff pseudo load coefficient
Calculation =(x1*x2+x3*x4+x5*x6)/(x1+x3+x5)
| GSPs | 132kV | 132kV/EHV | EHV | EHV/HV | 132kV/HV | HV | HV/LV | LV circuits
Domestic equalisation group | 1.9796 | 1.9023 | 1.9023 | 1.7983 | 1.7983 | 1.9023 | 1.7983 | 1.7983 | 1.7983
Non-domestic equalisation group | 1.5263 | 1.5463 | 1.5463 | 1.6465 | 1.6465 | 1.5463 | 1.6465 | 1.6465 | 1.6465
2432. Average non half hourly timeband use
Data sources:
x1 = 2416. Single rate non half hourly units (MWh)
x2 = 2417. Single rate non half hourly timeband use
x3 = 2419. Multi rate non half hourly units (MWh)
x4 = 2421. Multi rate non half hourly timeband use
x5 = 2423. Off-peak non half hourly units (MWh)
x6 = 2425. Off-peak non half hourly timeband use
Calculation =(x1*x2+x3*x4+x5*x6)/(x1+x3+x5)
| Red | Amber | Green
LV Network Domestic | =SUM(x1): 7.961%; =SUM(x2): 41.59%; =SUM(x3): 50.45%
LV Network Non-Domestic Non-CT | =SUM(x1): 5.969%; =SUM(x2): 52.03%; =SUM(x3): 42%
2433. Aggregated half hourly tariff pseudo load coefficient using average non half hourly unit mix
Data sources:
x1 = 2428. Aggregated half hourly pseudo timeband load coefficients
x2 = 2432. Average non half hourly timeband use
Sum-product calculation =SUMPRODUCT(x1, x2)
| GSPs | 132kV | 132kV/EHV | EHV | EHV/HV | 132kV/HV | HV | HV/LV | LV circuits
LV Network Domestic | 1.0018 | 0.96259 | 0.96259 | 0.91 | 0.91 | 0.96259 | 0.91 | 0.91 | 0.91
LV Network Non-Domestic Non-CT | 1.4645 | 1.4844 | 1.4844 | 1.5805 | 1.5805 | 1.4844 | 1.5805 | 1.5805 | 1.5805
2434. Relative correction factor for aggregated half hourly tariff
Data sources:
x1 = 2431. Average non half hourly tariff pseudo load coefficient
x2 = 2433. Aggregated half hourly tariff pseudo load coefficient using average non half hourly unit mix
Calculation =x1/x2
| GSPs | 132kV | 132kV/EHV | EHV | EHV/HV | 132kV/HV | HV | HV/LV | LV circuits
Domestic equalisation group | 1.9761 | 1.9763 | 1.9763 | 1.9761 | 1.9761 | 1.9763 | 1.9761 | 1.9761 | 1.9761
Non-domestic equalisation group | 1.0422 | 1.0417 | 1.0417 | 1.0417 | 1.0417 | 1.0417 | 1.0417 | 1.0417 | 1.0417
2435. Correction factor for non half hourly tariffs
Data sources:
x1 = 2416. Single rate non half hourly units (MWh)
x2 = 2418. Single rate non half hourly tariff pseudo load coefficient
x3 = 2419. Multi rate non half hourly units (MWh)
x4 = 2422. Multi rate non half hourly tariff pseudo load coefficient
x5 = 2423. Off-peak non half hourly units (MWh)
x6 = 2426. Off-peak non half hourly tariff pseudo load coefficient
x7 = 2427. Aggregated half hourly units (MWh)
x8 = 2430. Aggregated half hourly tariff pseudo load coefficient
x9 = 2434. Relative correction factor for aggregated half hourly tariff
Calculation =(x1*x2+x3*x4+x5*x6+x7*x8)/(x1*x2+x3*x4+x5*x6+x7*x8*x9)
| GSPs | 132kV | 132kV/EHV | EHV | EHV/HV | 132kV/HV | HV | HV/LV | LV circuits
Domestic equalisation group | [7 empty] | 1 | 1 | bar: =SUM(x1) to =SUM(x7)
Non-domestic equalisation group | 0.99181 | 0.99202 | 0.99202 | 0.99228 | 0.99228 | 0.99202 | 0.99228 | 0.99228 | 0.99228
2436. Single rate non half hourly corrected pseudo timeband load coefficient
Data sources:
x1 = 2415. Single rate non half hourly pseudo timeband load coefficients
x2 = 2435. Correction factor for non half hourly tariffs
Calculation =x1*x2
| GSPs | Red | Amber | Green | 132kV | Red | Amber | Green | 132kV/EHV | Red | Amber | Green | EHV | Red | Amber | Green | EHV/HV | Red | Amber | Green | 132kV/HV | Red | Amber | Green | HV | Red | Amber | Green | HV/LV | Red | Amber | Green | LV circuits | Red | Amber | Green
Domestic Unrestricted |  | 24.7007 | 0 | 0 |  | 20.8528 | 0.3375 | 0.17652 |  | 20.8528 | 0.3375 | 0.17652 |  | 14.8863 | 1.1612 | 0.23448 |  | 14.8863 | 1.1612 | 0.23448 |  | 20.8528 | 0.3375 | 0.17652 |  | 14.8863 | 1.1612 | 0.23448 |  | 14.8863 | 1.1612 | 0.23448 |  | 14.8863 | 1.1612 | 0.23448
Small Non Domestic Unrestricted |  | 25.7103 | 0 | 0 |  | 21.7098 | 0.35137 | 0.18378 |  | 21.7098 | 0.35137 | 0.18378 |  | 15.5021 | 1.2092 | 0.24418 |  | 15.5021 | 1.2092 | 0.24418 |  | 21.7098 | 0.35137 | 0.18378 |  | 15.5021 | 1.2092 | 0.24418 |  | 15.5021 | 1.2092 | 0.24418 |  | 15.5021 | 1.2092 | 0.24418
2437. Multi rate non half hourly corrected pseudo timeband load coefficient
Data sources:
x1 = 2420. Multi rate non half hourly pseudo timeband load coefficients
x2 = 2435. Correction factor for non half hourly tariffs
Calculation =x1*x2
| GSPs | Red | Amber | Green | 132kV | Red | Amber | Green | 132kV/EHV | Red | Amber | Green | EHV | Red | Amber | Green | EHV/HV | Red | Amber | Green | 132kV/HV | Red | Amber | Green | HV | Red | Amber | Green | HV/LV | Red | Amber | Green | LV circuits | Red | Amber | Green
Domestic Two Rate |  | 25.8401 | 0 | 0 |  | 21.8147 | 0.35307 | 0.18467 |  | 21.8147 | 0.35307 | 0.18467 |  | 15.573 | 1.2147 | 0.2453 |  | 15.573 | 1.2147 | 0.2453 |  | 21.8147 | 0.35307 | 0.18467 |  | 15.573 | 1.2147 | 0.2453 |  | 15.573 | 1.2147 | 0.2453 |  | 15.573 | 1.2147 | 0.2453
Small Non Domestic Two Rate |  | 24.5664 | 0 | 0 |  | 20.7439 | 0.33573 | 0.1756 |  | 20.7439 | 0.33573 | 0.1756 |  | 14.8123 | 1.1554 | 0.23332 |  | 14.8123 | 1.1554 | 0.23332 |  | 20.7439 | 0.33573 | 0.1756 |  | 14.8123 | 1.1554 | 0.23332 |  | 14.8123 | 1.1554 | 0.23332 |  | 14.8123 | 1.1554 | 0.23332
2438. Off-peak non half hourly corrected pseudo timeband load coefficient
Data sources:
x1 = 2424. Off-peak non half hourly pseudo timeband load coefficients
x2 = 2435. Correction factor for non half hourly tariffs
Calculation =x1*x2
| GSPs | Red | Amber | Green | 132kV | Red | Amber | Green | 132kV/EHV | Red | Amber | Green | EHV | Red | Amber | Green | EHV/HV | Red | Amber | Green | 132kV/HV | Red | Amber | Green | HV | Red | Amber | Green | HV/LV | Red | Amber | Green | LV circuits | Red | Amber | Green
Domestic Off Peak (related MPAN) |  | 16.7816 | 0 | 0 |  | 14.1674 | 0.2293 | 0.11993 |  | 14.1674 | 0.2293 | 0.11993 |  | 10.1137 | 0.78889 | 0.15931 |  | 10.1137 | 0.78889 | 0.15931 |  | 14.1674 | 0.2293 | 0.11993 |  | 10.1137 | 0.78889 | 0.15931 |  | 10.1137 | 0.78889 | 0.15931 |  | 10.1137 | 0.78889 | 0.15931
Small Non Domestic Off Peak (related MPAN) |  | 16.6441 | 0 | 0 |  | 14.0543 | 0.22747 | 0.11897 |  | 14.0543 | 0.22747 | 0.11897 |  | 10.0356 | 0.7828 | 0.15808 |  | 10.0356 | 0.7828 | 0.15808 |  | 14.0543 | 0.22747 | 0.11897 |  | 10.0356 | 0.7828 | 0.15808 |  | 10.0356 | 0.7828 | 0.15808 |  | 10.0356 | 0.7828 | 0.15808
2439. Aggregated half hourly corrected pseudo timeband load coefficient
Data sources:
x1 = 2428. Aggregated half hourly pseudo timeband load coefficients
x2 = 2435. Correction factor for non half hourly tariffs
x3 = 2434. Relative correction factor for aggregated half hourly tariff
Calculation =x1*x2*x3
| GSPs | Red | Amber | Green | 132kV | Red | Amber | Green | 132kV/EHV | Red | Amber | Green | EHV | Red | Amber | Green | EHV/HV | Red | Amber | Green | 132kV/HV | Red | Amber | Green | HV | Red | Amber | Green | HV/LV | Red | Amber | Green | LV circuits | Red | Amber | Green
LV Network Domestic |  | 24.8654 | 0 | 0 |  | 20.9936 | 0.33978 | 0.17772 |  | 20.9936 | 0.33978 | 0.17772 |  | 14.9857 | 1.1689 | 0.23605 |  | 14.9857 | 1.1689 | 0.23605 |  | 20.9936 | 0.33978 | 0.17772 |  | 14.9857 | 1.1689 | 0.23605 |  | 14.9857 | 1.1689 | 0.23605 |  | 14.9857 | 1.1689 | 0.23605
LV Network Non-Domestic Non-CT |  | 25.3618 | 0 | 0 |  | 21.4051 | 0.34644 | 0.1812 |  | 21.4051 | 0.34644 | 0.1812 |  | 15.2847 | 1.1922 | 0.24076 |  | 15.2847 | 1.1922 | 0.24076 |  | 21.4051 | 0.34644 | 0.1812 |  | 15.2847 | 1.1922 | 0.24076 |  | 15.2847 | 1.1922 | 0.24076 |  | 15.2847 | 1.1922 | 0.24076
2440. Pseudo load coefficient by time band and network level (equalised)
Data sources:
x1 = 2436. Single rate non half hourly corrected pseudo timeband load coefficient
x2 = 2437. Multi rate non half hourly corrected pseudo timeband load coefficient
x3 = 2438. Off-peak non half hourly corrected pseudo timeband load coefficient
x4 = 2439. Aggregated half hourly corrected pseudo timeband load coefficient
x5 = 2414. Pseudo load coefficient by time band and network level
Combine tables = x1 or x2 or x3 or x4 or x5
| GSPs | Red | Amber | Green | 132kV | Red | Amber | Green | 132kV/EHV | Red | Amber | Green | EHV | Red | Amber | Green | EHV/HV | Red | Amber | Green | 132kV/HV | Red | Amber | Green | HV | Red | Amber | Green | HV/LV | Red | Amber | Green | LV circuits | Red | Amber | Green
Domestic Unrestricted |  | 24.7007 | 0 | 0 |  | 20.8528 | 0.3375 | 0.17652 |  | 20.8528 | 0.3375 | 0.17652 |  | 14.8863 | 1.1612 | 0.23448 |  | 14.8863 | 1.1612 | 0.23448 |  | 20.8528 | 0.3375 | 0.17652 |  | 14.8863 | 1.1612 | 0.23448 |  | 14.8863 | 1.1612 | 0.23448 |  | 14.8863 | 1.1612 | 0.23448
Domestic Two Rate |  | 25.8401 | 0 | 0 |  | 21.8147 | 0.35307 | 0.18467 |  | 21.8147 | 0.35307 | 0.18467 |  | 15.573 | 1.2147 | 0.2453 |  | 15.573 | 1.2147 | 0.2453 |  | 21.8147 | 0.35307 | 0.18467 |  | 15.573 | 1.2147 | 0.2453 |  | 15.573 | 1.2147 | 0.2453 |  | 15.573 | 1.2147 | 0.2453
Domestic Off Peak (related MPAN) |  | 16.7816 | 0 | 0 |  | 14.1674 | 0.2293 | 0.11993 |  | 14.1674 | 0.2293 | 0.11993 |  | 10.1137 | 0.78889 | 0.15931 |  | 10.1137 | 0.78889 | 0.15931 |  | 14.1674 | 0.2293 | 0.11993 |  | 10.1137 | 0.78889 | 0.15931 |  | 10.1137 | 0.78889 | 0.15931 |  | 10.1137 | 0.78889 | 0.15931
Small Non Domestic Unrestricted |  | 25.7103 | 0 | 0 |  | 21.7098 | 0.35137 | 0.18378 |  | 21.7098 | 0.35137 | 0.18378 |  | 15.5021 | 1.2092 | 0.24418 |  | 15.5021 | 1.2092 | 0.24418 |  | 21.7098 | 0.35137 | 0.18378 |  | 15.5021 | 1.2092 | 0.24418 |  | 15.5021 | 1.2092 | 0.24418 |  | 15.5021 | 1.2092 | 0.24418
Small Non Domestic Two Rate |  | 24.5664 | 0 | 0 |  | 20.7439 | 0.33573 | 0.1756 |  | 20.7439 | 0.33573 | 0.1756 |  | 14.8123 | 1.1554 | 0.23332 |  | 14.8123 | 1.1554 | 0.23332 |  | 20.7439 | 0.33573 | 0.1756 |  | 14.8123 | 1.1554 | 0.23332 |  | 14.8123 | 1.1554 | 0.23332 |  | 14.8123 | 1.1554 | 0.23332
Small Non Domestic Off Peak (related MPAN) |  | 16.6441 | 0 | 0 |  | 14.0543 | 0.22747 | 0.11897 |  | 14.0543 | 0.22747 | 0.11897 |  | 10.0356 | 0.7828 | 0.15808 |  | 10.0356 | 0.7828 | 0.15808 |  | 14.0543 | 0.22747 | 0.11897 |  | 10.0356 | 0.7828 | 0.15808 |  | 10.0356 | 0.7828 | 0.15808 |  | 10.0356 | 0.7828 | 0.15808
LV Medium Non-Domestic |  | 21.7539 | 0 | 0 |  | 18.365 | 0.29723 | 0.15546 |  | 18.365 | 0.29723 | 0.15546 |  | 13.1103 | 1.0226 | 0.20651 |  | 13.1103 | 1.0226 | 0.20651 |  | 18.365 | 0.29723 | 0.15546 |  | 13.1103 | 1.0226 | 0.20651 |  | 13.1103 | 1.0226 | 0.20651 |  | 13.1103 | 1.0226 | 0.20651
LV Sub Medium Non-Domestic |  | 21.8165 | 0 | 0 |  | 18.4179 | 0.29809 | 0.15591 |  | 18.4179 | 0.29809 | 0.15591 |  | 13.1481 | 1.0256 | 0.2071 |  | 13.1481 | 1.0256 | 0.2071 |  | 18.4179 | 0.29809 | 0.15591 |  | 13.1481 | 1.0256 | 0.2071 |  | 13.1481 | 1.0256 | 0.2071 |  | 13.1481 | 1.0256 | 0.2071
HV Medium Non-Domestic |  | 22.7809 | 0 | 0 |  | 19.2321 | 0.31127 | 0.1628 |  | 19.2321 | 0.31127 | 0.1628 |  | 13.7293 | 1.0709 | 0.21626 |  | 13.7293 | 1.0709 | 0.21626 |  | 19.2321 | 0.31127 | 0.1628 |  | 13.7293 | 1.0709 | 0.21626 |  | 13.7293 | 1.0709 | 0.21626 |  | 13.7293 | 1.0709 | 0.21626
LV Network Domestic |  | 24.8654 | 0 | 0 |  | 20.9936 | 0.33978 | 0.17772 |  | 20.9936 | 0.33978 | 0.17772 |  | 14.9857 | 1.1689 | 0.23605 |  | 14.9857 | 1.1689 | 0.23605 |  | 20.9936 | 0.33978 | 0.17772 |  | 14.9857 | 1.1689 | 0.23605 |  | 14.9857 | 1.1689 | 0.23605 |  | 14.9857 | 1.1689 | 0.23605
LV Network Non-Domestic Non-CT |  | 25.3618 | 0 | 0 |  | 21.4051 | 0.34644 | 0.1812 |  | 21.4051 | 0.34644 | 0.1812 |  | 15.2847 | 1.1922 | 0.24076 |  | 15.2847 | 1.1922 | 0.24076 |  | 21.4051 | 0.34644 | 0.1812 |  | 15.2847 | 1.1922 | 0.24076 |  | 15.2847 | 1.1922 | 0.24076 |  | 15.2847 | 1.1922 | 0.24076
LV HH Metered |  | 20.0141 | 0 | 0 |  | 16.8963 | 0.27346 | 0.14303 |  | 16.8963 | 0.27346 | 0.14303 |  | 12.0618 | 0.94084 | 0.18999 |  | 12.0618 | 0.94084 | 0.18999 |  | 16.8963 | 0.27346 | 0.14303 |  | 12.0618 | 0.94084 | 0.18999 |  | 12.0618 | 0.94084 | 0.18999 |  | 12.0618 | 0.94084 | 0.18999
LV Sub HH Metered |  | 19.0887 | 0 | 0 |  | 16.115 | 0.26082 | 0.13642 |  | 16.115 | 0.26082 | 0.13642 |  | 11.5041 | 0.89734 | 0.18121 |  | 11.5041 | 0.89734 | 0.18121 |  | 16.115 | 0.26082 | 0.13642 |  | 11.5041 | 0.89734 | 0.18121 |  | 11.5041 | 0.89734 | 0.18121 |  | 11.5041 | 0.89734 | 0.18121
HV HH Metered |  | 17.5387 | 0 | 0 |  | 14.8065 | 0.23964 | 0.12534 |  | 14.8065 | 0.23964 | 0.12534 |  | 10.57 | 0.82448 | 0.16649 |  | 10.57 | 0.82448 | 0.16649 |  | 14.8065 | 0.23964 | 0.12534 |  | 10.57 | 0.82448 | 0.16649 |  | 10.57 | 0.82448 | 0.16649 |  | 10.57 | 0.82448 | 0.16649
LV Generation Non-Intermittent |  | -16.7816 | 0 | 0 |  | -14.1674 | -0.2293 | -0.11993 |  | -14.1674 | -0.2293 | -0.11993 |  | -10.1137 | -0.78889 | -0.15931 |  | -10.1137 | -0.78889 | -0.15931 |  | -14.1674 | -0.2293 | -0.11993 |  | -10.1137 | -0.78889 | -0.15931 |  | -10.1137 | -0.78889 | -0.15931 |  | -10.1137 | -0.78889 | -0.15931
LV Generation Non-Intermittent no RP charge |  | -16.7816 | 0 | 0 |  | -14.1674 | -0.2293 | -0.11993 |  | -14.1674 | -0.2293 | -0.11993 |  | -10.1137 | -0.78889 | -0.15931 |  | -10.1137 | -0.78889 | -0.15931 |  | -14.1674 | -0.2293 | -0.11993 |  | -10.1137 | -0.78889 | -0.15931 |  | -10.1137 | -0.78889 | -0.15931 |  | -10.1137 | -0.78889 | -0.15931
LV Sub Generation Non-Intermittent |  | -16.7816 | 0 | 0 |  | -14.1674 | -0.2293 | -0.11993 |  | -14.1674 | -0.2293 | -0.11993 |  | -10.1137 | -0.78889 | -0.15931 |  | -10.1137 | -0.78889 | -0.15931 |  | -14.1674 | -0.2293 | -0.11993 |  | -10.1137 | -0.78889 | -0.15931 |  | -10.1137 | -0.78889 | -0.15931 |  | -10.1137 | -0.78889 | -0.15931
LV Sub Generation Non-Intermittent no RP charge |  | -16.7816 | 0 | 0 |  | -14.1674 | -0.2293 | -0.11993 |  | -14.1674 | -0.2293 | -0.11993 |  | -10.1137 | -0.78889 | -0.15931 |  | -10.1137 | -0.78889 | -0.15931 |  | -14.1674 | -0.2293 | -0.11993 |  | -10.1137 | -0.78889 | -0.15931 |  | -10.1137 | -0.78889 | -0.15931 |  | -10.1137 | -0.78889 | -0.15931
HV Generation Non-Intermittent |  | -16.7816 | 0 | 0 |  | -14.1674 | -0.2293 | -0.11993 |  | -14.1674 | -0.2293 | -0.11993 |  | -10.1137 | -0.78889 | -0.15931 |  | -10.1137 | -0.78889 | -0.15931 |  | -14.1674 | -0.2293 | -0.11993 |  | -10.1137 | -0.78889 | -0.15931 |  | -10.1137 | -0.78889 | -0.15931 |  | -10.1137 | -0.78889 | -0.15931
HV Generation Non-Intermittent no RP charge |  | -16.7816 | 0 | 0 |  | -14.1674 | -0.2293 | -0.11993 |  | -14.1674 | -0.2293 | -0.11993 |  | -10.1137 | -0.78889 | -0.15931 |  | -10.1137 | -0.78889 | -0.15931 |  | -14.1674 | -0.2293 | -0.11993 |  | -10.1137 | -0.78889 | -0.15931 |  | -10.1137 | -0.78889 | -0.15931 |  | -10.1137 | -0.78889 | -0.15931
2441. Unit rate 1 pseudo load coefficient by network level
Data sources:
x1 = 2440. Pseudo load coefficient by time band and network level (equalised)
x2 = 2403. Split of rate 1 units between distribution time bands
Sum-product calculation =SUMPRODUCT(x1, x2)
| GSPs | 132kV | 132kV/EHV | EHV | EHV/HV | 132kV/HV | HV | HV/LV | LV circuits
Domestic Unrestricted | 2.1919 | 2.0858 | 2.0858 | 1.9632 | 1.9632 | 2.0858 | 1.9632 | 1.9632 | 1.9632
Domestic Two Rate | 2.7782 | 2.6011 | 2.6011 | 2.4161 | 2.4161 | 2.6011 | 2.4161 | 2.4161 | 2.4161
Domestic Off Peak (related MPAN) | 0.022601 | 0.15074 | 0.15074 | 0.24115 | 0.24115 | 0.15074 | 0.24115 | 0.24115 | 0.24115
Small Non Domestic Unrestricted | 1.61 | 1.6266 | 1.6266 | 1.7458 | 1.7458 | 1.6266 | 1.7458 | 1.7458 | 1.7458
Small Non Domestic Two Rate | 1.9937 | 1.9458 | 1.9458 | 1.998 | 1.998 | 1.9458 | 1.998 | 1.998 | 1.998
Small Non Domestic Off Peak (related MPAN) | 0.035134 | 0.16119 | 0.16119 | 0.25266 | 0.25266 | 0.16119 | 0.25266 | 0.25266 | 0.25266
LV Medium Non-Domestic | 1.8049 | 1.7543 | 1.7543 | 1.7834 | 1.7834 | 1.7543 | 1.7834 | 1.7834 | 1.7834
LV Sub Medium Non-Domestic | 1.7865 | 1.7393 | 1.7393 | 1.7731 | 1.7731 | 1.7393 | 1.7731 | 1.7731 | 1.7731
HV Medium Non-Domestic | 1.8715 | 1.8243 | 1.8243 | 1.873 | 1.873 | 1.8243 | 1.873 | 1.873 | 1.873
LV Network Domestic | 24.8654 | 20.9936 | 20.9936 | 14.9857 | 14.9857 | 20.9936 | 14.9857 | 14.9857 | 14.9857
LV Network Non-Domestic Non-CT | 25.3618 | 21.4051 | 21.4051 | 15.2847 | 15.2847 | 21.4051 | 15.2847 | 15.2847 | 15.2847
LV HH Metered | 20.0141 | 16.8963 | 16.8963 | 12.0618 | 12.0618 | 16.8963 | 12.0618 | 12.0618 | 12.0618
LV Sub HH Metered | 19.0887 | 16.115 | 16.115 | 11.5041 | 11.5041 | 16.115 | 11.5041 | 11.5041 | 11.5041
HV HH Metered | 17.5387 | 14.8065 | 14.8065 | 10.57 | 10.57 | 14.8065 | 10.57 | 10.57 | 10.57
LV Generation Non-Intermittent | -16.7816 | -14.1674 | -14.1674 | -10.1137 | -10.1137 | -14.1674 | -10.1137 | -10.1137 | -10.1137
LV Generation Non-Intermittent no RP charge | -16.7816 | -14.1674 | -14.1674 | -10.1137 | -10.1137 | -14.1674 | -10.1137 | -10.1137 | -10.1137
LV Sub Generation Non-Intermittent | -16.7816 | -14.1674 | -14.1674 | -10.1137 | -10.1137 | -14.1674 | -10.1137 | -10.1137 | -10.1137
LV Sub Generation Non-Intermittent no RP charge | -16.7816 | -14.1674 | -14.1674 | -10.1137 | -10.1137 | -14.1674 | -10.1137 | -10.1137 | -10.1137
HV Generation Non-Intermittent | -16.7816 | -14.1674 | -14.1674 | -10.1137 | -10.1137 | -14.1674 | -10.1137 | -10.1137 | -10.1137
HV Generation Non-Intermittent no RP charge | -16.7816 | -14.1674 | -14.1674 | -10.1137 | -10.1137 | -14.1674 | -10.1137 | -10.1137 | -10.1137
2442. Unit rate 2 pseudo load coefficient by network level
Data sources:
x1 = 2440. Pseudo load coefficient by time band and network level (equalised)
x2 = 2405. Split of rate 2 units between distribution time bands
Sum-product calculation =SUMPRODUCT(x1, x2)
| GSPs | 132kV | 132kV/EHV | EHV | EHV/HV | 132kV/HV | HV | HV/LV | LV circuits
Domestic Two Rate | 0 | 0.1882 | 0.1882 | 0.26564 | 0.26564 | 0.1882 | 0.26564 | 0.26564 | 0.26564
Small Non Domestic Two Rate | 0 | 0.17984 | 0.17984 | 0.2577 | 0.2577 | 0.17984 | 0.2577 | 0.2577 | 0.2577
LV Medium Non-Domestic | 0 | 0.15546 | 0.15546 | 0.20651 | 0.20651 | 0.15546 | 0.20651 | 0.20651 | 0.20651
LV Sub Medium Non-Domestic | 0 | 0.15591 | 0.15591 | 0.2071 | 0.2071 | 0.15591 | 0.2071 | 0.2071 | 0.2071
HV Medium Non-Domestic | 0 | 0.1628 | 0.1628 | 0.21626 | 0.21626 | 0.1628 | 0.21626 | 0.21626 | 0.21626
LV Network Domestic | 0 | 0.33978 | 0.33978 | 1.1689 | 1.1689 | 0.33978 | 1.1689 | 1.1689 | 1.1689
LV Network Non-Domestic Non-CT | 0 | 0.34644 | 0.34644 | 1.1922 | 1.1922 | 0.34644 | 1.1922 | 1.1922 | 1.1922
LV HH Metered | 0 | 0.27346 | 0.27346 | 0.94084 | 0.94084 | 0.27346 | 0.94084 | 0.94084 | 0.94084
LV Sub HH Metered | 0 | 0.26082 | 0.26082 | 0.89734 | 0.89734 | 0.26082 | 0.89734 | 0.89734 | 0.89734
HV HH Metered | 0 | 0.23964 | 0.23964 | 0.82448 | 0.82448 | 0.23964 | 0.82448 | 0.82448 | 0.82448
LV Generation Non-Intermittent | 0 | -0.2293 | -0.2293 | -0.78889 | -0.78889 | -0.2293 | -0.78889 | -0.78889 | -0.78889
LV Generation Non-Intermittent no RP charge | 0 | -0.2293 | -0.2293 | -0.78889 | -0.78889 | -0.2293 | -0.78889 | -0.78889 | -0.78889
LV Sub Generation Non-Intermittent | 0 | -0.2293 | -0.2293 | -0.78889 | -0.78889 | -0.2293 | -0.78889 | -0.78889 | -0.78889
LV Sub Generation Non-Intermittent no RP charge | 0 | -0.2293 | -0.2293 | -0.78889 | -0.78889 | -0.2293 | -0.78889 | -0.78889 | -0.78889
HV Generation Non-Intermittent | 0 | -0.2293 | -0.2293 | -0.78889 | -0.78889 | -0.2293 | -0.78889 | -0.78889 | -0.78889
HV Generation Non-Intermittent no RP charge | 0 | -0.2293 | -0.2293 | -0.78889 | -0.78889 | -0.2293 | -0.78889 | -0.78889 | -0.78889
2443. Unit rate 3 pseudo load coefficient by network level
Data sources:
x1 = 2440. Pseudo load coefficient by time band and network level (equalised)
x2 = 2406. Split of rate 3 units between distribution time bands (default)
Sum-product calculation =SUMPRODUCT(x1, x2)
| GSPs | 132kV | 132kV/EHV | EHV | EHV/HV | 132kV/HV | HV | HV/LV | LV circuits
LV Network Domestic | 0 | 0.17772 | 0.17772 | 0.23605 | 0.23605 | 0.17772 | 0.23605 | 0.23605 | 0.23605
LV Network Non-Domestic Non-CT | 0 | 0.1812 | 0.1812 | 0.24076 | 0.24076 | 0.1812 | 0.24076 | 0.24076 | 0.24076
LV HH Metered | 0 | 0.14303 | 0.14303 | 0.18999 | 0.18999 | 0.14303 | 0.18999 | 0.18999 | 0.18999
LV Sub HH Metered | 0 | 0.13642 | 0.13642 | 0.18121 | 0.18121 | 0.13642 | 0.18121 | 0.18121 | 0.18121
HV HH Metered | 0 | 0.12534 | 0.12534 | 0.16649 | 0.16649 | 0.12534 | 0.16649 | 0.16649 | 0.16649
LV Generation Non-Intermittent | 0 | -0.11993 | -0.11993 | -0.15931 | -0.15931 | -0.11993 | -0.15931 | -0.15931 | -0.15931
LV Generation Non-Intermittent no RP charge | 0 | -0.11993 | -0.11993 | -0.15931 | -0.15931 | -0.11993 | -0.15931 | -0.15931 | -0.15931
LV Sub Generation Non-Intermittent | 0 | -0.11993 | -0.11993 | -0.15931 | -0.15931 | -0.11993 | -0.15931 | -0.15931 | -0.15931
LV Sub Generation Non-Intermittent no RP charge | 0 | -0.11993 | -0.11993 | -0.15931 | -0.15931 | -0.11993 | -0.15931 | -0.15931 | -0.15931
HV Generation Non-Intermittent | 0 | -0.11993 | -0.11993 | -0.15931 | -0.15931 | -0.11993 | -0.15931 | -0.15931 | -0.15931
HV Generation Non-Intermittent no RP charge | 0 | -0.11993 | -0.11993 | -0.15931 | -0.15931 | -0.11993 | -0.15931 | -0.15931 | -0.15931
2444. Adjust annual hours by special distribution time band to match days in year
Data sources:
x1 = 1066. Typical annual hours by special distribution time band
x2 = 1010. Days in the charging year (in Financial and general assumptions)
x3 = Total hours in the year according to special time band hours input data (in Adjust annual hours by special distribution time band to match days in year)
Kind: | =SUM(x1): Cell summation; =SUM(x2): Calculation
Formula: | =SUM(x1): =SUM(x1); =SUM(x2): =x1*24*x2/x3
Annual hours by special distribution time band (reconciled to days in year)
| Hours aggregate | Black | Yellow | Green
Adjust annual hours by special distribution time band to match days in year | =SUM(x1): 8760; =SUM(x2): 152; =SUM(x3): 3814; =SUM(x4): 4794
2445. Normalisation of split of rate 1 units by special time band
Data sources:
x1 = 1064. Average split of rate 1 units by special distribution time band
x2 = Total split (in Normalisation of split of rate 1 units by special time band)
x3 = 2444. Annual hours by special distribution time band (reconciled to days in year) (in Adjust annual hours by special distribution time band to match days in year)
x4 = 1010. Days in the charging year (in Financial and general assumptions)
Kind: | =SUM(x1): Cell summation; =SUM(x2): Calculation
Formula: | =SUM(x1): =SUM(x1); =SUM(x2): =IF(x2,x1/x2,x3/x4/24)
Normalised split of rate 1 units by special distribution time band
| Total split | Black | Yellow | Green
NHH UMS category A | =SUM(x1): 100%; =SUM(x2): 1.734%; =SUM(x3): 43.55%; =SUM(x4): 54.71%
NHH UMS category B | =SUM(x1): 100%; =SUM(x2): 3.285%; =SUM(x3): 15.18%; =SUM(x4): 81.54%
NHH UMS category C | =SUM(x1): 100%; =SUM(x2): 5.927%; =SUM(x3): 24.81%; =SUM(x4): 69.26%
NHH UMS category D | =SUM(x1): 100%; =SUM(x2): 0.2449%; =SUM(x3): 69.96%; =SUM(x4): 29.8%
2446. Split of rate 1 units between special distribution time bands
Data sources:
x1 = 2445. Normalised split of rate 1 units by special distribution time band (in Normalisation of split of rate 1 units by special time band)
x2 = Split of rate 1 units between special distribution time bands (default)
Combine tables = x1 or x2
| Black | Yellow | Green
NHH UMS category A | =SUM(x1): 1.734%; =SUM(x2): 43.55%; =SUM(x3): 54.71%
NHH UMS category B | =SUM(x1): 3.285%; =SUM(x2): 15.18%; =SUM(x3): 81.54%
NHH UMS category C | =SUM(x1): 5.927%; =SUM(x2): 24.81%; =SUM(x3): 69.26%
NHH UMS category D | =SUM(x1): 0.2449%; =SUM(x2): 69.96%; =SUM(x3): 29.8%
LV UMS (Pseudo HH Metered) | =SUM(x1): 100%; =SUM(x2): 0%; =SUM(x3): 0%
2447. Split of rate 2 units between special distribution time bands (default)
| Black | Yellow | Green
LV UMS (Pseudo HH Metered) | =SUM(x1): 0%; =SUM(x2): 100%; =SUM(x3): 0%
2448. Split of rate 3 units between special distribution time bands (default)
| Black | Yellow | Green
LV UMS (Pseudo HH Metered) | =SUM(x1): 0%; =SUM(x2): 0%; =SUM(x3): 100%
2449. Calculation of implied special load coefficients for one-rate users
Data sources:
x1 = 2407. All units (MWh)
x2 = 2305. Rate 1 units (MWh) (in Equivalent volume for each end user)
x3 = 2446. Split of rate 1 units between special distribution time bands
x4 = 2444. Annual hours by special distribution time band (reconciled to days in year) (in Adjust annual hours by special distribution time band to match days in year)
x5 = Use of special distribution time bands by units in demand forecast for one-rate tariffs (in Calculation of implied special load coefficients for one-rate users)
x6 = 1010. Days in the charging year (in Financial and general assumptions)
Kind: | =SUM(x1): Calculation; =SUM(x4): Calculation
Formula: | =SUM(x1): =IF(x1>0,(x2*x3)/x1,0); =SUM(x4): =IF(x4>0,x5*x6*24/x4,0)
Use of special distribution time bands by units in demand forecast for one-rate tariffs
| Black | Yellow | Green | Peak band special load coefficient for one-rate tariffs
NHH UMS category A | =SUM(x1): 1.734%; =SUM(x2): 43.55%; =SUM(x3): 54.71%; =SUM(x4): 0.99909
NHH UMS category B | =SUM(x1): 3.285%; =SUM(x2): 15.18%; =SUM(x3): 81.54%; =SUM(x4): 1.893
NHH UMS category C | =SUM(x1): 5.927%; =SUM(x2): 24.81%; =SUM(x3): 69.26%; =SUM(x4): 3.416
NHH UMS category D | =SUM(x1): 0%; =SUM(x2): 0%; =SUM(x3): 0%; =SUM(x4): 0
2450. Calculation of implied special load coefficients for three-rate users
Data sources:
x1 = 2407. All units (MWh)
x2 = 2305. Rate 1 units (MWh) (in Equivalent volume for each end user)
x3 = 2446. Split of rate 1 units between special distribution time bands
x4 = 2305. Rate 2 units (MWh) (in Equivalent volume for each end user)
x5 = 2447. Split of rate 2 units between special distribution time bands (default)
x6 = 2305. Rate 3 units (MWh) (in Equivalent volume for each end user)
x7 = 2448. Split of rate 3 units between special distribution time bands (default)
x8 = 2444. Annual hours by special distribution time band (reconciled to days in year) (in Adjust annual hours by special distribution time band to match days in year)
x9 = Use of special distribution time bands by units in demand forecast for three-rate tariffs (in Calculation of implied special load coefficients for three-rate users)
x10 = 1010. Days in the charging year (in Financial and general assumptions)
Kind: | =SUM(x1): Calculation; =SUM(x4): Calculation
Formula: | =SUM(x1): =IF(x1>0,(x2*x3+x4*x5+x6*x7)/x1,0); =SUM(x4): =IF(x8>0,x9*x10*24/x8,0)
Use of special distribution time bands by units in demand forecast for three-rate tariffs
| Black | Yellow | Green | Peak band special load coefficient for three-rate tariffs
LV UMS (Pseudo HH Metered) | =SUM(x1): 3.62%; =SUM(x2): 26.04%; =SUM(x3): 70.34%; =SUM(x4): 2.0861
2451. Estimated contributions to peak demand
Data sources:
x1 = 2449. Peak band special load coefficient for one-rate tariffs (in Calculation of implied special load coefficients for one-rate users)
x2 = 2450. Peak band special load coefficient for three-rate tariffs (in Calculation of implied special load coefficients for three-rate users)
x3 = Peak band special load coefficient (in Estimated contributions to peak demand)
x4 = 2407. All units (MWh)
x5 = 1010. Days in the charging year (in Financial and general assumptions)
x6 = 2302. Load coefficient
Kind: | =SUM(x1): Combine tables; =SUM(x2): Calculation; =SUM(x3): Calculation
Formula: | =SUM(x1): = x1 or x2; =SUM(x2): =x3*x4/24/x5*1000; =SUM(x3): =x6*x4/24/x5*1000
| Peak band special load coefficient | Contribution to peak band kW | Contribution to system-peak-time kW
NHH UMS category A | =SUM(x1): 0.99909; =SUM(x2): 1165.2251; =SUM(x3): 1166.2873
NHH UMS category B | =SUM(x1): 1.893; =SUM(x2): 1701.859; =SUM(x3): 1862.3076
NHH UMS category C | =SUM(x1): 3.416; =SUM(x2): 387.4418; =SUM(x3): 405.4377
NHH UMS category D | =SUM(x1): 0; =SUM(x2): 0; =SUM(x3): 0
LV UMS (Pseudo HH Metered) | =SUM(x1): 2.0861; =SUM(x2): 27017.0345; =SUM(x3): 27619.3389
2452. Load coefficient correction factor for the group
Data sources:
x1 = 2451. Contribution to peak band kW (in Estimated contributions to peak demand)
x2 = 2451. Contribution to system-peak-time kW (in Estimated contributions to peak demand)
Calculation =IF(SUM(x1),SUM(x2)/SUM(x1),0)
Load coefficient correction factor for the group
Load coefficient correction factor for the group | =SUM(x1): 1.0258
2453. Calculation of special peaking probabilities
Data sources:
x1 = 2412. Normalised peaking probabilities (in Normalisation of peaking probabilities)
x2 = 1069. Black peaking probabilities (in Peaking probabilities by network level)
x3 = Amber peaking probabilities (in Calculation of special peaking probabilities)
x4 = Red peaking probabilities (in Calculation of special peaking probabilities)
x5 = 2412. Total probability (should be 100%) (in Normalisation of peaking probabilities)
x6 = Yellow peaking probabilities (in Calculation of special peaking probabilities)
x7 = Green peaking probabilities (in Calculation of special peaking probabilities)
Kind: | Copy cells | Copy cells | Copy cells | Calculation | Calculation
Formula: | =x1 | =x1 | =x1 | =IF(x2,MAX(0,x3+x4-x2),IF(x5,1/0,0)) | =1-x6-x7
| Red peaking probabilities | Amber peaking probabilities | Green peaking probabilities | Yellow peaking probabilities | Black peaking probabilities
GSPs | 100% | 0% | 0% | 7.844% | 92.16%
132kV | 84.42% | 9.015% | 6.563% | 12.84% | 80.59%
132kV/EHV | 84.42% | 9.015% | 6.563% | 12.84% | 80.59%
EHV | 60.27% | 31.02% | 8.718% | 37.73% | 53.55%
EHV/HV | 60.27% | 31.02% | 8.718% | 37.73% | 53.55%
132kV/HV | 84.42% | 9.015% | 6.563% | 12.84% | 80.59%
HV | 60.27% | 31.02% | 8.718% | 37.73% | 53.55%
HV/LV | 60.27% | 31.02% | 8.718% | 37.73% | 53.55%
LV circuits | 60.27% | 31.02% | 8.718% | 37.73% | 53.55%
2454. Special peaking probabilities by network level
Data sources:
x1 = 2453. Green peaking probabilities (in Calculation of special peaking probabilities)
x2 = 2453. Yellow peaking probabilities (in Calculation of special peaking probabilities)
x3 = 2453. Black peaking probabilities (in Calculation of special peaking probabilities)
Combine tables = x1 or x2 or x3
| Black | Yellow | Green
GSPs | =SUM(x1): 92.16%; =SUM(x2): 7.844%; =SUM(x3): 0%
132kV | =SUM(x1): 80.59%; =SUM(x2): 12.84%; =SUM(x3): 6.563%
132kV/EHV | =SUM(x1): 80.59%; =SUM(x2): 12.84%; =SUM(x3): 6.563%
EHV | =SUM(x1): 53.55%; =SUM(x2): 37.73%; =SUM(x3): 8.718%
EHV/HV | =SUM(x1): 53.55%; =SUM(x2): 37.73%; =SUM(x3): 8.718%
132kV/HV | =SUM(x1): 80.59%; =SUM(x2): 12.84%; =SUM(x3): 6.563%
HV | =SUM(x1): 53.55%; =SUM(x2): 37.73%; =SUM(x3): 8.718%
HV/LV | =SUM(x1): 53.55%; =SUM(x2): 37.73%; =SUM(x3): 8.718%
LV circuits | =SUM(x1): 53.55%; =SUM(x2): 37.73%; =SUM(x3): 8.718%
2455. Special peaking probabilities by network level (reshaped)
Data sources:
x1 = 2454. Special peaking probabilities by network level
Reshape table = x1
| GSPs | Black | Yellow | Green | 132kV | Black | Yellow | Green | 132kV/EHV | Black | Yellow | Green | EHV | Black | Yellow | Green | EHV/HV | Black | Yellow | Green | 132kV/HV | Black | Yellow | Green | HV | Black | Yellow | Green | HV/LV | Black | Yellow | Green | LV circuits | Black | Yellow | Green
Probability of peak within timeband |  | 92.16% | 7.844% | 0% |  | 80.59% | 12.84% | 6.563% |  | 80.59% | 12.84% | 6.563% |  | 53.55% | 37.73% | 8.718% |  | 53.55% | 37.73% | 8.718% |  | 80.59% | 12.84% | 6.563% |  | 53.55% | 37.73% | 8.718% |  | 53.55% | 37.73% | 8.718% |  | 53.55% | 37.73% | 8.718%
2456. Pseudo load coefficient by special time band and network level
Data sources:
x1 = 2444. Annual hours by special distribution time band (reconciled to days in year) (in Adjust annual hours by special distribution time band to match days in year)
x2 = 2452. Load coefficient correction factor for the group
x3 = 2455. Special peaking probabilities by network level (reshaped)
x4 = 1010. Days in the charging year (in Financial and general assumptions)
Calculation =IF(x1>0,x2*x3*24*x4/x1,0)
| GSPs | Black | Yellow | Green | 132kV | Black | Yellow | Green | 132kV/EHV | Black | Yellow | Green | EHV | Black | Yellow | Green | EHV/HV | Black | Yellow | Green | 132kV/HV | Black | Yellow | Green | HV | Black | Yellow | Green | HV/LV | Black | Yellow | Green | LV circuits | Black | Yellow | Green
Pseudo load coefficient by special time band and network level |  | 54.4829 | 0.1848 | 0 |  | 47.647 | 0.3026 | 0.12303 |  | 47.647 | 0.3026 | 0.12303 |  | 31.6577 | 0.88905 | 0.16342 |  | 31.6577 | 0.88905 | 0.16342 |  | 47.647 | 0.3026 | 0.12303 |  | 31.6577 | 0.88905 | 0.16342 |  | 31.6577 | 0.88905 | 0.16342 |  | 31.6577 | 0.88905 | 0.16342
2457. Unit rate 1 pseudo load coefficient by network level (special)
Data sources:
x1 = 2456. Pseudo load coefficient by special time band and network level
x2 = 2446. Split of rate 1 units between special distribution time bands
Sum-product calculation =SUMPRODUCT(x1, x2)
| GSPs | 132kV | 132kV/EHV | EHV | EHV/HV | 132kV/HV | HV | HV/LV | LV circuits
NHH UMS category A | 1.025 | 1.0251 | 1.0251 | 1.0254 | 1.0254 | 1.0251 | 1.0254 | 1.0254 | 1.0254
NHH UMS category B | 1.8177 | 1.7113 | 1.7113 | 1.308 | 1.308 | 1.7113 | 1.308 | 1.308 | 1.308
NHH UMS category C | 3.2753 | 2.9845 | 2.9845 | 2.2102 | 2.2102 | 2.9845 | 2.2102 | 2.2102 | 2.2102
NHH UMS category D | 0.26273 | 0.36505 | 0.36505 | 0.74819 | 0.74819 | 0.36505 | 0.74819 | 0.74819 | 0.74819
LV UMS (Pseudo HH Metered) | 54.4829 | 47.647 | 47.647 | 31.6577 | 31.6577 | 47.647 | 31.6577 | 31.6577 | 31.6577
2458. Unit rate 2 pseudo load coefficient by network level (special)
Data sources:
x1 = 2456. Pseudo load coefficient by special time band and network level
x2 = 2447. Split of rate 2 units between special distribution time bands (default)
Sum-product calculation =SUMPRODUCT(x1, x2)
| GSPs | 132kV | 132kV/EHV | EHV | EHV/HV | 132kV/HV | HV | HV/LV | LV circuits
LV UMS (Pseudo HH Metered) | 0.1848 | 0.3026 | 0.3026 | 0.88905 | 0.88905 | 0.3026 | 0.88905 | 0.88905 | 0.88905
2459. Unit rate 3 pseudo load coefficient by network level (special)
Data sources:
x1 = 2456. Pseudo load coefficient by special time band and network level
x2 = 2448. Split of rate 3 units between special distribution time bands (default)
Sum-product calculation =SUMPRODUCT(x1, x2)
| GSPs | 132kV | 132kV/EHV | EHV | EHV/HV | 132kV/HV | HV | HV/LV | LV circuits
LV UMS (Pseudo HH Metered) | 0 | 0.12303 | 0.12303 | 0.16342 | 0.16342 | 0.12303 | 0.16342 | 0.16342 | 0.16342
2460. Unit rate 1 pseudo load coefficient by network level (combined)
Data sources:
x1 = 2441. Unit rate 1 pseudo load coefficient by network level
x2 = 2457. Unit rate 1 pseudo load coefficient by network level (special)
Combine tables = x1 or x2
| GSPs | 132kV | 132kV/EHV | EHV | EHV/HV | 132kV/HV | HV | HV/LV | LV circuits
Domestic Unrestricted | 2.1919 | 2.0858 | 2.0858 | 1.9632 | 1.9632 | 2.0858 | 1.9632 | 1.9632 | 1.9632
Domestic Two Rate | 2.7782 | 2.6011 | 2.6011 | 2.4161 | 2.4161 | 2.6011 | 2.4161 | 2.4161 | 2.4161
Domestic Off Peak (related MPAN) | 0.022601 | 0.15074 | 0.15074 | 0.24115 | 0.24115 | 0.15074 | 0.24115 | 0.24115 | 0.24115
Small Non Domestic Unrestricted | 1.61 | 1.6266 | 1.6266 | 1.7458 | 1.7458 | 1.6266 | 1.7458 | 1.7458 | 1.7458
Small Non Domestic Two Rate | 1.9937 | 1.9458 | 1.9458 | 1.998 | 1.998 | 1.9458 | 1.998 | 1.998 | 1.998
Small Non Domestic Off Peak (related MPAN) | 0.035134 | 0.16119 | 0.16119 | 0.25266 | 0.25266 | 0.16119 | 0.25266 | 0.25266 | 0.25266
LV Medium Non-Domestic | 1.8049 | 1.7543 | 1.7543 | 1.7834 | 1.7834 | 1.7543 | 1.7834 | 1.7834 | 1.7834
LV Sub Medium Non-Domestic | 1.7865 | 1.7393 | 1.7393 | 1.7731 | 1.7731 | 1.7393 | 1.7731 | 1.7731 | 1.7731
HV Medium Non-Domestic | 1.8715 | 1.8243 | 1.8243 | 1.873 | 1.873 | 1.8243 | 1.873 | 1.873 | 1.873
LV Network Domestic | 24.8654 | 20.9936 | 20.9936 | 14.9857 | 14.9857 | 20.9936 | 14.9857 | 14.9857 | 14.9857
LV Network Non-Domestic Non-CT | 25.3618 | 21.4051 | 21.4051 | 15.2847 | 15.2847 | 21.4051 | 15.2847 | 15.2847 | 15.2847
LV HH Metered | 20.0141 | 16.8963 | 16.8963 | 12.0618 | 12.0618 | 16.8963 | 12.0618 | 12.0618 | 12.0618
LV Sub HH Metered | 19.0887 | 16.115 | 16.115 | 11.5041 | 11.5041 | 16.115 | 11.5041 | 11.5041 | 11.5041
HV HH Metered | 17.5387 | 14.8065 | 14.8065 | 10.57 | 10.57 | 14.8065 | 10.57 | 10.57 | 10.57
NHH UMS category A | 1.025 | 1.0251 | 1.0251 | 1.0254 | 1.0254 | 1.0251 | 1.0254 | 1.0254 | 1.0254
NHH UMS category B | 1.8177 | 1.7113 | 1.7113 | 1.308 | 1.308 | 1.7113 | 1.308 | 1.308 | 1.308
NHH UMS category C | 3.2753 | 2.9845 | 2.9845 | 2.2102 | 2.2102 | 2.9845 | 2.2102 | 2.2102 | 2.2102
NHH UMS category D | 0.26273 | 0.36505 | 0.36505 | 0.74819 | 0.74819 | 0.36505 | 0.74819 | 0.74819 | 0.74819
LV UMS (Pseudo HH Metered) | 54.4829 | 47.647 | 47.647 | 31.6577 | 31.6577 | 47.647 | 31.6577 | 31.6577 | 31.6577
LV Generation Non-Intermittent | -16.7816 | -14.1674 | -14.1674 | -10.1137 | -10.1137 | -14.1674 | -10.1137 | -10.1137 | -10.1137
LV Generation Non-Intermittent no RP charge | -16.7816 | -14.1674 | -14.1674 | -10.1137 | -10.1137 | -14.1674 | -10.1137 | -10.1137 | -10.1137
LV Sub Generation Non-Intermittent | -16.7816 | -14.1674 | -14.1674 | -10.1137 | -10.1137 | -14.1674 | -10.1137 | -10.1137 | -10.1137
LV Sub Generation Non-Intermittent no RP charge | -16.7816 | -14.1674 | -14.1674 | -10.1137 | -10.1137 | -14.1674 | -10.1137 | -10.1137 | -10.1137
HV Generation Non-Intermittent | -16.7816 | -14.1674 | -14.1674 | -10.1137 | -10.1137 | -14.1674 | -10.1137 | -10.1137 | -10.1137
HV Generation Non-Intermittent no RP charge | -16.7816 | -14.1674 | -14.1674 | -10.1137 | -10.1137 | -14.1674 | -10.1137 | -10.1137 | -10.1137
2461. Unit rate 2 pseudo load coefficient by network level (combined)
Data sources:
x1 = 2442. Unit rate 2 pseudo load coefficient by network level
x2 = 2458. Unit rate 2 pseudo load coefficient by network level (special)
Combine tables = x1 or x2
| GSPs | 132kV | 132kV/EHV | EHV | EHV/HV | 132kV/HV | HV | HV/LV | LV circuits
Domestic Two Rate | 0 | 0.1882 | 0.1882 | 0.26564 | 0.26564 | 0.1882 | 0.26564 | 0.26564 | 0.26564
Small Non Domestic Two Rate | 0 | 0.17984 | 0.17984 | 0.2577 | 0.2577 | 0.17984 | 0.2577 | 0.2577 | 0.2577
LV Medium Non-Domestic | 0 | 0.15546 | 0.15546 | 0.20651 | 0.20651 | 0.15546 | 0.20651 | 0.20651 | 0.20651
LV Sub Medium Non-Domestic | 0 | 0.15591 | 0.15591 | 0.2071 | 0.2071 | 0.15591 | 0.2071 | 0.2071 | 0.2071
HV Medium Non-Domestic | 0 | 0.1628 | 0.1628 | 0.21626 | 0.21626 | 0.1628 | 0.21626 | 0.21626 | 0.21626
LV Network Domestic | 0 | 0.33978 | 0.33978 | 1.1689 | 1.1689 | 0.33978 | 1.1689 | 1.1689 | 1.1689
LV Network Non-Domestic Non-CT | 0 | 0.34644 | 0.34644 | 1.1922 | 1.1922 | 0.34644 | 1.1922 | 1.1922 | 1.1922
LV HH Metered | 0 | 0.27346 | 0.27346 | 0.94084 | 0.94084 | 0.27346 | 0.94084 | 0.94084 | 0.94084
LV Sub HH Metered | 0 | 0.26082 | 0.26082 | 0.89734 | 0.89734 | 0.26082 | 0.89734 | 0.89734 | 0.89734
HV HH Metered | 0 | 0.23964 | 0.23964 | 0.82448 | 0.82448 | 0.23964 | 0.82448 | 0.82448 | 0.82448
LV UMS (Pseudo HH Metered) | 0.1848 | 0.3026 | 0.3026 | 0.88905 | 0.88905 | 0.3026 | 0.88905 | 0.88905 | 0.88905
LV Generation Non-Intermittent | 0 | -0.2293 | -0.2293 | -0.78889 | -0.78889 | -0.2293 | -0.78889 | -0.78889 | -0.78889
LV Generation Non-Intermittent no RP charge | 0 | -0.2293 | -0.2293 | -0.78889 | -0.78889 | -0.2293 | -0.78889 | -0.78889 | -0.78889
LV Sub Generation Non-Intermittent | 0 | -0.2293 | -0.2293 | -0.78889 | -0.78889 | -0.2293 | -0.78889 | -0.78889 | -0.78889
LV Sub Generation Non-Intermittent no RP charge | 0 | -0.2293 | -0.2293 | -0.78889 | -0.78889 | -0.2293 | -0.78889 | -0.78889 | -0.78889
HV Generation Non-Intermittent | 0 | -0.2293 | -0.2293 | -0.78889 | -0.78889 | -0.2293 | -0.78889 | -0.78889 | -0.78889
HV Generation Non-Intermittent no RP charge | 0 | -0.2293 | -0.2293 | -0.78889 | -0.78889 | -0.2293 | -0.78889 | -0.78889 | -0.78889
2462. Unit rate 3 pseudo load coefficient by network level (combined)
Data sources:
x1 = 2443. Unit rate 3 pseudo load coefficient by network level
x2 = 2459. Unit rate 3 pseudo load coefficient by network level (special)
Combine tables = x1 or x2
| GSPs | 132kV | 132kV/EHV | EHV | EHV/HV | 132kV/HV | HV | HV/LV | LV circuits
LV Network Domestic | 0 | 0.17772 | 0.17772 | 0.23605 | 0.23605 | 0.17772 | 0.23605 | 0.23605 | 0.23605
LV Network Non-Domestic Non-CT | 0 | 0.1812 | 0.1812 | 0.24076 | 0.24076 | 0.1812 | 0.24076 | 0.24076 | 0.24076
LV HH Metered | 0 | 0.14303 | 0.14303 | 0.18999 | 0.18999 | 0.14303 | 0.18999 | 0.18999 | 0.18999
LV Sub HH Metered | 0 | 0.13642 | 0.13642 | 0.18121 | 0.18121 | 0.13642 | 0.18121 | 0.18121 | 0.18121
HV HH Metered | 0 | 0.12534 | 0.12534 | 0.16649 | 0.16649 | 0.12534 | 0.16649 | 0.16649 | 0.16649
LV UMS (Pseudo HH Metered) | 0 | 0.12303 | 0.12303 | 0.16342 | 0.16342 | 0.12303 | 0.16342 | 0.16342 | 0.16342
LV Generation Non-Intermittent | 0 | -0.11993 | -0.11993 | -0.15931 | -0.15931 | -0.11993 | -0.15931 | -0.15931 | -0.15931
LV Generation Non-Intermittent no RP charge | 0 | -0.11993 | -0.11993 | -0.15931 | -0.15931 | -0.11993 | -0.15931 | -0.15931 | -0.15931
LV Sub Generation Non-Intermittent | 0 | -0.11993 | -0.11993 | -0.15931 | -0.15931 | -0.11993 | -0.15931 | -0.15931 | -0.15931
LV Sub Generation Non-Intermittent no RP charge | 0 | -0.11993 | -0.11993 | -0.15931 | -0.15931 | -0.11993 | -0.15931 | -0.15931 | -0.15931
HV Generation Non-Intermittent | 0 | -0.11993 | -0.11993 | -0.15931 | -0.15931 | -0.11993 | -0.15931 | -0.15931 | -0.15931
HV Generation Non-Intermittent no RP charge | 0 | -0.11993 | -0.11993 | -0.15931 | -0.15931 | -0.11993 | -0.15931 | -0.15931 | -0.15931
Forecast simultaneous maximum load for 0 in 0 (0)
2501. Contributions of users on one-rate multi tariffs to system simultaneous maximum load by network level (kW)
Data sources:
x1 = 2305. Rate 1 units (MWh) (in Equivalent volume for each end user)
x2 = 2460. Unit rate 1 pseudo load coefficient by network level (combined)
x3 = 2012. Loss adjustment factors between end user meter reading and each network level, scaled by network use
x4 = 1010. Days in the charging year (in Financial and general assumptions)
Calculation =(x1*x2)*x3/(24*x4)*1000
| GSPs | 132kV | 132kV/EHV | EHV | EHV/HV | 132kV/HV | HV | HV/LV | LV circuits
Domestic Unrestricted | 1150839.0494 | 1092910.8388 | 1088565.2689 | 1018505.4532 | 1009527.4424 | 0 | 992993.7559 | 982581.0473 | 970553.2191
Domestic Off Peak (related MPAN) | 125.9264 | 838.204 | 834.8712 | 1327.7286 | 1316.0249 | 0 | 1294.4715 | 1280.8974 | 1265.2179
Small Non Domestic Unrestricted | 230831.3665 | 232746.7628 | 231821.3284 | 247335.0814 | 245154.8505 | 0 | 241139.7904 | 238611.1558 | 235690.3036
Small Non Domestic Off Peak (related MPAN) | 73.7717 | 337.7884 | 336.4453 | 524.2306 | 519.6096 | 0 | 511.0996 | 505.7401 | 499.5493
NHH UMS category A | 1269.5502 | 1267.1513 | 1262.1129 | 1255.0301 | 1243.9671 | 0 | 1223.5939 | 1210.7631 | 1195.942
NHH UMS category B | 1735.4066 | 1630.6089 | 1624.1253 | 1234.0447 | 1223.1667 | 0 | 1203.1341 | 1190.5178 | 1175.9447
NHH UMS category C | 394.5062 | 358.7673 | 357.3408 | 263.0681 | 260.7492 | 0 | 256.4787 | 253.7892 | 250.6826
NHH UMS category D | 0 | 0 | 0 | 0 | 0 | 0 | 0 | 0 | 0
2502. Contributions of users on two-rate multi tariffs to system simultaneous maximum load by network level (kW)
Data sources:
x1 = 2305. Rate 1 units (MWh) (in Equivalent volume for each end user)
x2 = 2460. Unit rate 1 pseudo load coefficient by network level (combined)
x3 = 2305. Rate 2 units (MWh) (in Equivalent volume for each end user)
x4 = 2461. Unit rate 2 pseudo load coefficient by network level (combined)
x5 = 2012. Loss adjustment factors between end user meter reading and each network level, scaled by network use
x6 = 1010. Days in the charging year (in Financial and general assumptions)
Calculation =(x1*x2+x3*x4)*x5/(24*x6)*1000
| GSPs | 132kV | 132kV/EHV | EHV | EHV/HV | 132kV/HV | HV | HV/LV | LV circuits
Domestic Two Rate | 205095.3817 | 206770.4461 | 205948.2972 | 197399.47 | 195659.4159 | 0 | 192454.9746 | 190436.8577 | 188105.7097
Small Non Domestic Two Rate | 95421.3842 | 96933.6597 | 96548.2376 | 100153.9383 | 99271.0926 | 0 | 97645.2655 | 96621.3399 | 95438.5928
LV Medium Non-Domestic | 0.00017534 | 0.00017382 | 0.00017313 | 0.00017612 | 0.00017456 | 0 | 0.00017171 | 0.0001699 | 0.00016782
LV Sub Medium Non-Domestic | 0.00016727 | 0.00016659 | 0.00016593 | 0.00016939 | 0.0001679 | 0 | 0.00016515 | 0.00016341 | 0
HV Medium Non-Domestic | 0.00017275 | 0.00017232 | 0.00017163 | 0.00017644 | 0.00017488 | 0 | 0.00017202 | 0 | 0
2503. Contributions of users on three-rate multi tariffs to system simultaneous maximum load by network level (kW)
Data sources:
x1 = 2305. Rate 1 units (MWh) (in Equivalent volume for each end user)
x2 = 2460. Unit rate 1 pseudo load coefficient by network level (combined)
x3 = 2305. Rate 2 units (MWh) (in Equivalent volume for each end user)
x4 = 2461. Unit rate 2 pseudo load coefficient by network level (combined)
x5 = 2305. Rate 3 units (MWh) (in Equivalent volume for each end user)
x6 = 2462. Unit rate 3 pseudo load coefficient by network level (combined)
x7 = 2012. Loss adjustment factors between end user meter reading and each network level, scaled by network use
x8 = 1010. Days in the charging year (in Financial and general assumptions)
Calculation =(x1*x2+x3*x4+x5*x6)*x7/(24*x8)*1000
| GSPs | 132kV | 132kV/EHV | EHV | EHV/HV | 132kV/HV | HV | HV/LV | LV circuits
LV Network Domestic | 0.066435 | 0.059418 | 0.059182 | 0.048902 | 0.04847 | 0 | 0.047677 | 0.047177 | 0.046599
LV Network Non-Domestic Non-CT | 82682.9327 | 82109.5065 | 81783.0274 | 83080.6545 | 82348.3079 | 0 | 80999.6362 | 80150.2597 | 79169.136
LV HH Metered | 212060.0466 | 209303.6385 | 208471.4173 | 210451.0467 | 208595.9445 | 0 | 205179.6332 | 203028.0832 | 200542.8054
LV Sub HH Metered | 113992.7648 | 113118.9328 | 112669.1558 | 114443.6324 | 113434.8247 | 0 | 111577.0289 | 110407.0124 | 0
HV HH Metered | 320301.8367 | 318591.5884 | 317324.8226 | 319867.7331 | 317048.1351 | 0 | 311855.6319 | 0 | 0
LV UMS (Pseudo HH Metered) | 27786.4764 | 25943.4425 | 25840.2877 | 20283.0426 | 20104.2499 | 0 | 19774.9895 | 19567.6255 | 19328.0971
LV Generation Non-Intermittent | -305.6289 | -301.0316 | -299.8346 | -293.3888 | -290.8026 | 0 | -286.04 | -283.0405 | 0
LV Generation Non-Intermittent no RP charge | 0 | 0 | 0 | 0 | 0 | 0 | 0 | 0 | 0
LV Sub Generation Non-Intermittent | -528.0737 | -518.3309 | -516.27 | -492.2007 | -487.862 | 0 | -479.872 | 0 | 0
LV Sub Generation Non-Intermittent no RP charge | 0 | 0 | 0 | 0 | 0 | 0 | 0 | 0 | 0
HV Generation Non-Intermittent | -36141.7136 | -34961.0167 | -34822.0067 | -32931.0174 | -32640.7342 | 0 | 0 | 0 | 0
HV Generation Non-Intermittent no RP charge | 0 | 0 | 0 | 0 | 0 | 0 | 0 | 0 | 0
2504. Estimated contributions of users on each tariff to system simultaneous maximum load by network level (kW)
Data sources:
x1 = 2407. All units (MWh)
x2 = 2302. Load coefficient
x3 = 2012. Loss adjustment factors between end user meter reading and each network level, scaled by network use
x4 = 1010. Days in the charging year (in Financial and general assumptions)
Calculation =x1*x2*x3/(24*x4)*1000
| GSPs | 132kV | 132kV/EHV | EHV | EHV/HV | 132kV/HV | HV | HV/LV | LV circuits
Domestic Unrestricted | 1150839.0772 | 1148541.9932 | 1143975.2258 | 1137192.764 | 1127168.5379 | 0 | 1108708.1669 | 1097082.0564 | 1083652.6151
Domestic Two Rate | 205095.3867 | 204686.0146 | 203872.1537 | 202663.4256 | 200876.9703 | 0 | 197587.0777 | 195515.1446 | 193121.833
Domestic Off Peak (related MPAN) | 0 | 0 | 0 | 0 | 0 | 0 | 0 | 0 | 0
Small Non Domestic Unrestricted | 232737.8743 | 232273.3277 | 231349.7757 | 229978.1367 | 227950.9053 | 0 | 224217.6053 | 221866.4198 | 219150.5408
Small Non Domestic Two Rate | 96209.499 | 96017.464 | 95635.6849 | 95068.6749 | 94230.6552 | 0 | 92687.3786 | 91715.4423 | 90592.7486
Small Non Domestic Off Peak (related MPAN) | 0 | 0 | 0 | 0 | 0 | 0 | 0 | 0 | 0
LV Medium Non-Domestic | 0.00017534 | 0.00017499 | 0.0001743 | 0.00017327 | 0.00017174 | 0 | 0.00016893 | 0.00016715 | 0.00016511
LV Sub Medium Non-Domestic | 0.00016727 | 0.00016694 | 0.00016627 | 0.00016529 | 0.00016383 | 0 | 0.00016115 | 0.00015946 | 0
HV Medium Non-Domestic | 0.00017275 | 0.00017241 | 0.00017172 | 0.00017071 | 0.0001692 | 0 | 0.00016643 | 0 | 0
LV Network Domestic | 0.033619 | 0.033552 | 0.033419 | 0.033221 | 0.032928 | 0 | 0.032389 | 0.032049 | 0.031657
LV Network Non-Domestic Non-CT | 79987.7007 | 79828.0446 | 79510.6369 | 79039.2299 | 78342.508 | 0 | 77059.4419 | 76251.3829 | 75317.9856
LV HH Metered | 212060.0466 | 211636.7731 | 210795.275 | 209545.5006 | 207698.3806 | 0 | 204296.7694 | 202154.4773 | 199679.8933
LV Sub HH Metered | 113992.7648 | 113765.2343 | 113312.8875 | 112641.0719 | 111648.1536 | 0 | 109819.6193 | 108668.0313 | 0
HV HH Metered | 320301.8367 | 319662.5117 | 318391.4878 | 316503.7912 | 313713.8459 | 0 | 308575.9506 | 0 | 0
NHH UMS category A | 1238.5971 | 1236.1248 | 1231.2098 | 1223.9101 | 1213.1215 | 0 | 1193.2534 | 1180.7408 | 1166.2873
NHH UMS category B | 1977.7707 | 1973.8231 | 1965.9749 | 1954.3189 | 1937.0918 | 0 | 1905.3668 | 1885.3868 | 1862.3076
NHH UMS category C | 430.5748 | 429.7154 | 428.0067 | 425.4692 | 421.7187 | 0 | 414.8119 | 410.4621 | 405.4377
NHH UMS category D | 0 | 0 | 0 | 0 | 0 | 0 | 0 | 0 | 0
LV UMS (Pseudo HH Metered) | 29331.7379 | 29273.1915 | 29156.7971 | 28983.9307 | 28728.4406 | 0 | 28257.9363 | 27961.6186 | 27619.3389
LV Generation NHH or Aggregate HH | -405.8457 | -405.0356 | -403.4251 | -401.0333 | -397.4982 | 0 | -390.9881 | -386.8882 | 0
LV Sub Generation NHH | -11.0259 | -11.0039 | -10.9601 | -10.8951 | -10.7991 | 0 | -10.6222 | 0 | 0
LV Generation Intermittent | -9660.7562 | -9641.4732 | -9603.1373 | -9546.2017 | -9462.053 | 0 | -9307.0869 | -9209.4911 | 0
LV Generation Intermittent no RP charge | 0 | 0 | 0 | 0 | 0 | 0 | 0 | 0 | 0
LV Generation Non-Intermittent | -278.741 | -278.1846 | -277.0785 | -275.4358 | -273.0078 | 0 | -268.5366 | -265.7207 | 0
LV Generation Non-Intermittent no RP charge | 0 | 0 | 0 | 0 | 0 | 0 | 0 | 0 | 0
LV Sub Generation Intermittent | -1561.614 | -1558.497 | -1552.3002 | -1543.0969 | -1529.4947 | 0 | -1504.4451 | 0 | 0
LV Sub Generation Intermittent no RP charge | 0 | 0 | 0 | 0 | 0 | 0 | 0 | 0 | 0
LV Sub Generation Non-Intermittent | -490.1299 | -489.1516 | -487.2067 | -484.3181 | -480.0489 | 0 | -472.1868 | 0 | 0
LV Sub Generation Non-Intermittent no RP charge | 0 | 0 | 0 | 0 | 0 | 0 | 0 | 0 | 0
HV Generation Intermittent | -48443.2649 | -48346.5717 | -48154.3389 | -47868.8388 | -47446.8804 | 0 | 0 | 0 | 0
HV Generation Intermittent no RP charge | 0 | 0 | 0 | 0 | 0 | 0 | 0 | 0 | 0
HV Generation Non-Intermittent | -29403.0516 | -29344.3629 | -29227.6855 | -29054.3989 | -28798.2876 | 0 | 0 | 0 | 0
HV Generation Non-Intermittent no RP charge | 0 | 0 | 0 | 0 | 0 | 0 | 0 | 0 | 0
2505. Contributions of users on each tariff to system simultaneous maximum load by network level (kW)
Data sources:
x1 = 2501. Contributions of users on one-rate multi tariffs to system simultaneous maximum load by network level (kW)
x2 = 2502. Contributions of users on two-rate multi tariffs to system simultaneous maximum load by network level (kW)
x3 = 2503. Contributions of users on three-rate multi tariffs to system simultaneous maximum load by network level (kW)
x4 = 2504. Estimated contributions of users on each tariff to system simultaneous maximum load by network level (kW)
Combine tables = x1 or x2 or x3 or x4
| GSPs | 132kV | 132kV/EHV | EHV | EHV/HV | 132kV/HV | HV | HV/LV | LV circuits
Domestic Unrestricted | 1150839.0494 | 1092910.8388 | 1088565.2689 | 1018505.4532 | 1009527.4424 | 0 | 992993.7559 | 982581.0473 | 970553.2191
Domestic Two Rate | 205095.3817 | 206770.4461 | 205948.2972 | 197399.47 | 195659.4159 | 0 | 192454.9746 | 190436.8577 | 188105.7097
Domestic Off Peak (related MPAN) | 125.9264 | 838.204 | 834.8712 | 1327.7286 | 1316.0249 | 0 | 1294.4715 | 1280.8974 | 1265.2179
Small Non Domestic Unrestricted | 230831.3665 | 232746.7628 | 231821.3284 | 247335.0814 | 245154.8505 | 0 | 241139.7904 | 238611.1558 | 235690.3036
Small Non Domestic Two Rate | 95421.3842 | 96933.6597 | 96548.2376 | 100153.9383 | 99271.0926 | 0 | 97645.2655 | 96621.3399 | 95438.5928
Small Non Domestic Off Peak (related MPAN) | 73.7717 | 337.7884 | 336.4453 | 524.2306 | 519.6096 | 0 | 511.0996 | 505.7401 | 499.5493
LV Medium Non-Domestic | 0.00017534 | 0.00017382 | 0.00017313 | 0.00017612 | 0.00017456 | 0 | 0.00017171 | 0.0001699 | 0.00016782
LV Sub Medium Non-Domestic | 0.00016727 | 0.00016659 | 0.00016593 | 0.00016939 | 0.0001679 | 0 | 0.00016515 | 0.00016341 | 0
HV Medium Non-Domestic | 0.00017275 | 0.00017232 | 0.00017163 | 0.00017644 | 0.00017488 | 0 | 0.00017202 | 0 | 0
LV Network Domestic | 0.066435 | 0.059418 | 0.059182 | 0.048902 | 0.04847 | 0 | 0.047677 | 0.047177 | 0.046599
LV Network Non-Domestic Non-CT | 82682.9327 | 82109.5065 | 81783.0274 | 83080.6545 | 82348.3079 | 0 | 80999.6362 | 80150.2597 | 79169.136
LV HH Metered | 212060.0466 | 209303.6385 | 208471.4173 | 210451.0467 | 208595.9445 | 0 | 205179.6332 | 203028.0832 | 200542.8054
LV Sub HH Metered | 113992.7648 | 113118.9328 | 112669.1558 | 114443.6324 | 113434.8247 | 0 | 111577.0289 | 110407.0124 | 0
HV HH Metered | 320301.8367 | 318591.5884 | 317324.8226 | 319867.7331 | 317048.1351 | 0 | 311855.6319 | 0 | 0
NHH UMS category A | 1269.5502 | 1267.1513 | 1262.1129 | 1255.0301 | 1243.9671 | 0 | 1223.5939 | 1210.7631 | 1195.942
NHH UMS category B | 1735.4066 | 1630.6089 | 1624.1253 | 1234.0447 | 1223.1667 | 0 | 1203.1341 | 1190.5178 | 1175.9447
NHH UMS category C | 394.5062 | 358.7673 | 357.3408 | 263.0681 | 260.7492 | 0 | 256.4787 | 253.7892 | 250.6826
NHH UMS category D | 0 | 0 | 0 | 0 | 0 | 0 | 0 | 0 | 0
LV UMS (Pseudo HH Metered) | 27786.4764 | 25943.4425 | 25840.2877 | 20283.0426 | 20104.2499 | 0 | 19774.9895 | 19567.6255 | 19328.0971
LV Generation NHH or Aggregate HH | -405.8457 | -405.0356 | -403.4251 | -401.0333 | -397.4982 | 0 | -390.9881 | -386.8882 | 0
LV Sub Generation NHH | -11.0259 | -11.0039 | -10.9601 | -10.8951 | -10.7991 | 0 | -10.6222 | 0 | 0
LV Generation Intermittent | -9660.7562 | -9641.4732 | -9603.1373 | -9546.2017 | -9462.053 | 0 | -9307.0869 | -9209.4911 | 0
LV Generation Intermittent no RP charge | 0 | 0 | 0 | 0 | 0 | 0 | 0 | 0 | 0
LV Generation Non-Intermittent | -305.6289 | -301.0316 | -299.8346 | -293.3888 | -290.8026 | 0 | -286.04 | -283.0405 | 0
LV Generation Non-Intermittent no RP charge | 0 | 0 | 0 | 0 | 0 | 0 | 0 | 0 | 0
LV Sub Generation Intermittent | -1561.614 | -1558.497 | -1552.3002 | -1543.0969 | -1529.4947 | 0 | -1504.4451 | 0 | 0
LV Sub Generation Intermittent no RP charge | 0 | 0 | 0 | 0 | 0 | 0 | 0 | 0 | 0
LV Sub Generation Non-Intermittent | -528.0737 | -518.3309 | -516.27 | -492.2007 | -487.862 | 0 | -479.872 | 0 | 0
LV Sub Generation Non-Intermittent no RP charge | 0 | 0 | 0 | 0 | 0 | 0 | 0 | 0 | 0
HV Generation Intermittent | -48443.2649 | -48346.5717 | -48154.3389 | -47868.8388 | -47446.8804 | 0 | 0 | 0 | 0
HV Generation Intermittent no RP charge | 0 | 0 | 0 | 0 | 0 | 0 | 0 | 0 | 0
HV Generation Non-Intermittent | -36141.7136 | -34961.0167 | -34822.0067 | -32931.0174 | -32640.7342 | 0 | 0 | 0 | 0
HV Generation Non-Intermittent no RP charge | 0 | 0 | 0 | 0 | 0 | 0 | 0 | 0 | 0
2506. Forecast system simultaneous maximum load (kW) from forecast units
Data sources:
x1 = 2505. Contributions of users on each tariff to system simultaneous maximum load by network level (kW)
Cell summation =SUM(x1)
| GSPs | 132kV | 132kV/EHV | EHV | EHV/HV | 132kV/HV | HV | HV/LV | LV circuits
Forecast system simultaneous maximum load (kW) from forecast units | 2345552.5441 | 2287118.4353 | 2278024.525 | 2223037.5312 | 2203441.7057 | 0 | 2246130.4779 | 1915965.7168 | 1793215.2468
Forecast aggregate maximum load for 0 in 0 (0)
2601. Pre-processing of data for standing charge factors
Data sources:
x1 = Standing charges factors (in Pre-processing of data for standing charge factors)
x2 = 1018. Proportion of relevant load going through 132kV/HV direct transformation
x3 = Standing charges factors for 132kV/HV (in Pre-processing of data for standing charge factors)
Kind: | =SUM(x1): Fixed data |  | Fixed data | Calculation
Formula: | [9 empty] | =x1+0.2*x2*x3
Standing charges factors
| GSPs | 132kV | 132kV/EHV | EHV | EHV/HV | HV | HV/LV | LV circuits | Standing charges factors for 132kV/HV | Adjusted standing charges factors for 132kV
Domestic Unrestricted | 0 | 0 | 0 | 0 | 0 | 0 | 0 | 1 | 0 | 0
Domestic Two Rate | 0 | 0 | 0 | 0 | 0 | 0 | 0 | 1 | 0 | 0
Domestic Off Peak (related MPAN) | 0 | 0 | 0 | 0 | 0 | 0 | 0 | 1 | 0 | 0
Small Non Domestic Unrestricted | 0 | 0 | 0 | 0 | 0 | 0 | 0 | 1 | 0 | 0
Small Non Domestic Two Rate | 0 | 0 | 0 | 0 | 0 | 0 | 0 | 1 | 0 | 0
Small Non Domestic Off Peak (related MPAN) | 0 | 0 | 0 | 0 | 0 | 0 | 0 | 1 | 0 | 0
LV Medium Non-Domestic | 0 | 0 | 0 | 0 | 0 | 0 | 0 | 1 | 0 | 0
LV Sub Medium Non-Domestic | 0 | 0 | 0 | 0 | 0 | 0 | 1 | 0 | 0 | 0
HV Medium Non-Domestic | 0 | 0 | 0 | 0.2 | 1 | 1 | 0 | 0 | 1 | 0
LV Network Domestic | 0 | 0 | 0 | 0 | 0 | 0 | 0 | 1 | 0 | 0
LV Network Non-Domestic Non-CT | 0 | 0 | 0 | 0 | 0 | 0 | 0 | 1 | 0 | 0
LV HH Metered | 0 | 0 | 0 | 0 | 0 | 0.2 | 1 | 1 | 0 | 0
LV Sub HH Metered | 0 | 0 | 0 | 0 | 0 | 1 | 1 | 0 | 0 | 0
HV HH Metered | 0 | 0 | 0 | 0.2 | 1 | 1 | 0 | 0 | 1 | 0
NHH UMS category A | 0 | 0 | 0 | 0 | 0 | 0 | 0 | 0 | 0 | 0
NHH UMS category B | 0 | 0 | 0 | 0 | 0 | 0 | 0 | 0 | 0 | 0
NHH UMS category C | 0 | 0 | 0 | 0 | 0 | 0 | 0 | 0 | 0 | 0
NHH UMS category D | 0 | 0 | 0 | 0 | 0 | 0 | 0 | 0 | 0 | 0
LV UMS (Pseudo HH Metered) | 0 | 0 | 0 | 0 | 0 | 0 | 0 | 0 | 0 | 0
2602. Standing charges factors adapted to use 132kV/HV
Data sources:
x1 = 2601. Standing charges factors for 132kV/HV (in Pre-processing of data for standing charge factors)
x2 = 2601. Adjusted standing charges factors for 132kV (in Pre-processing of data for standing charge factors)
x3 = 2601. Standing charges factors (in Pre-processing of data for standing charge factors)
Combine tables = x1 or x2 or x3
| GSPs | 132kV | 132kV/EHV | EHV | EHV/HV | 132kV/HV | HV | HV/LV | LV circuits
Domestic Unrestricted | 0 | 0 | 0 | 0 | 0 | 0 | 0 | 0 | 1
Domestic Two Rate | 0 | 0 | 0 | 0 | 0 | 0 | 0 | 0 | 1
Domestic Off Peak (related MPAN) | 0 | 0 | 0 | 0 | 0 | 0 | 0 | 0 | 1
Small Non Domestic Unrestricted | 0 | 0 | 0 | 0 | 0 | 0 | 0 | 0 | 1
Small Non Domestic Two Rate | 0 | 0 | 0 | 0 | 0 | 0 | 0 | 0 | 1
Small Non Domestic Off Peak (related MPAN) | 0 | 0 | 0 | 0 | 0 | 0 | 0 | 0 | 1
LV Medium Non-Domestic | 0 | 0 | 0 | 0 | 0 | 0 | 0 | 0 | 1
LV Sub Medium Non-Domestic | 0 | 0 | 0 | 0 | 0 | 0 | 0 | 1 | 0
HV Medium Non-Domestic | 0 | 0 | 0 | 0.2 | 1 | 1 | 1 | 0 | 0
LV Network Domestic | 0 | 0 | 0 | 0 | 0 | 0 | 0 | 0 | 1
LV Network Non-Domestic Non-CT | 0 | 0 | 0 | 0 | 0 | 0 | 0 | 0 | 1
LV HH Metered | 0 | 0 | 0 | 0 | 0 | 0 | 0.2 | 1 | 1
LV Sub HH Metered | 0 | 0 | 0 | 0 | 0 | 0 | 1 | 1 | 0
HV HH Metered | 0 | 0 | 0 | 0.2 | 1 | 1 | 1 | 0 | 0
NHH UMS category A | 0 | 0 | 0 | 0 | 0 | 0 | 0 | 0 | 0
NHH UMS category B | 0 | 0 | 0 | 0 | 0 | 0 | 0 | 0 | 0
NHH UMS category C | 0 | 0 | 0 | 0 | 0 | 0 | 0 | 0 | 0
NHH UMS category D | 0 | 0 | 0 | 0 | 0 | 0 | 0 | 0 | 0
LV UMS (Pseudo HH Metered) | 0 | 0 | 0 | 0 | 0 | 0 | 0 | 0 | 0
2603. Capacity-based contributions to chargeable aggregate maximum load by network level (kW)
Data sources:
x1 = 2305. Import capacity (kVA) (in Equivalent volume for each end user)
x2 = 2305. Exceeded capacity (kVA) (in Equivalent volume for each end user)
x3 = 1010. Power factor for all flows in the network model (in Financial and general assumptions)
x4 = 2602. Standing charges factors adapted to use 132kV/HV
x5 = 2012. Loss adjustment factors between end user meter reading and each network level, scaled by network use
Calculation =(x1+x2)*x3*x4*x5
| GSPs | 132kV | 132kV/EHV | EHV | EHV/HV | 132kV/HV | HV | HV/LV | LV circuits
LV HH Metered | 0 | 0 | 0 | 0 | 0 | 0 | 135988.4956 | 672812.4805 | 664576.5462
LV Sub HH Metered | 0 | 0 | 0 | 0 | 0 | 0 | 355451.0508 | 351723.7281 | 0
HV HH Metered | 0 | 0 | 0 | 171055.9003 | 847740.3089 | 0 | 833856.3154 | 0 | 0
2604. Unit-based contributions to chargeable aggregate maximum load (kW)
Data sources:
x1 = 2407. All units (MWh)
x2 = 1041. Load factor for each type of demand user (in Load profile data for demand users)
x3 = 2602. Standing charges factors adapted to use 132kV/HV
x4 = 2012. Loss adjustment factors between end user meter reading and each network level, scaled by network use
x5 = 1010. Days in the charging year (in Financial and general assumptions)
Calculation =x1/x2*x3*x4/(24*x5)*1000
| GSPs | 132kV | 132kV/EHV | EHV | EHV/HV | 132kV/HV | HV | HV/LV | LV circuits
Domestic Unrestricted | 0 | 0 | 0 | 0 | 0 | 0 | 0 | 0 | 1182871.8941
Domestic Two Rate | 0 | 0 | 0 | 0 | 0 | 0 | 0 | 0 | 563841.8589
Small Non Domestic Unrestricted | 0 | 0 | 0 | 0 | 0 | 0 | 0 | 0 | 344679.1575
Small Non Domestic Two Rate | 0 | 0 | 0 | 0 | 0 | 0 | 0 | 0 | 153963.1365
LV Medium Non-Domestic | 0 | 0 | 0 | 0 | 0 | 0 | 0 | 0 | 0.00019231
LV Sub Medium Non-Domestic | 0 | 0 | 0 | 0 | 0 | 0 | 0 | 0.00019023 | 0
HV Medium Non-Domestic | 0 | 0 | 0 | 5.1478e-05 | 0.00025512 | 0 | 0.00025094 | 0 | 0
LV Network Domestic | 0 | 0 | 0 | 0 | 0 | 0 | 0 | 0 | 0.038326
LV Network Non-Domestic Non-CT | 0 | 0 | 0 | 0 | 0 | 0 | 0 | 0 | 120262.5552
2605. Contributions to aggregate maximum load by network level (kW)
Data sources:
x1 = 2603. Capacity-based contributions to chargeable aggregate maximum load by network level (kW)
x2 = 2604. Unit-based contributions to chargeable aggregate maximum load (kW)
Combine tables = x1 or x2
| GSPs | 132kV | 132kV/EHV | EHV | EHV/HV | 132kV/HV | HV | HV/LV | LV circuits
Domestic Unrestricted | 0 | 0 | 0 | 0 | 0 | 0 | 0 | 0 | 1182871.8941
Domestic Two Rate | 0 | 0 | 0 | 0 | 0 | 0 | 0 | 0 | 563841.8589
Small Non Domestic Unrestricted | 0 | 0 | 0 | 0 | 0 | 0 | 0 | 0 | 344679.1575
Small Non Domestic Two Rate | 0 | 0 | 0 | 0 | 0 | 0 | 0 | 0 | 153963.1365
LV Medium Non-Domestic | 0 | 0 | 0 | 0 | 0 | 0 | 0 | 0 | 0.00019231
LV Sub Medium Non-Domestic | 0 | 0 | 0 | 0 | 0 | 0 | 0 | 0.00019023 | 0
HV Medium Non-Domestic | 0 | 0 | 0 | 5.1478e-05 | 0.00025512 | 0 | 0.00025094 | 0 | 0
LV Network Domestic | 0 | 0 | 0 | 0 | 0 | 0 | 0 | 0 | 0.038326
LV Network Non-Domestic Non-CT | 0 | 0 | 0 | 0 | 0 | 0 | 0 | 0 | 120262.5552
LV HH Metered | 0 | 0 | 0 | 0 | 0 | 0 | 135988.4956 | 672812.4805 | 664576.5462
LV Sub HH Metered | 0 | 0 | 0 | 0 | 0 | 0 | 355451.0508 | 351723.7281 | 0
HV HH Metered | 0 | 0 | 0 | 171055.9003 | 847740.3089 | 0 | 833856.3154 | 0 | 0
2606. Forecast chargeable aggregate maximum load (kW)
Data sources:
x1 = 2605. Contributions to aggregate maximum load by network level (kW)
Cell summation =SUM(x1)
| GSPs | 132kV | 132kV/EHV | EHV | EHV/HV | 132kV/HV | HV | HV/LV | LV circuits
Forecast chargeable aggregate maximum load (kW) | 0 | 0 | 0 | 171055.9003 | 847740.3092 | 0 | 1325295.8621 | 1024536.2087 | 3030195.1869
2607. Forecast simultaneous load subject to standing charge factors (kW)
Data sources:
x1 = 2505. Contributions of users on each tariff to system simultaneous maximum load by network level (kW)
x2 = 2602. Standing charges factors adapted to use 132kV/HV
Calculation =x1*x2
| GSPs | 132kV | 132kV/EHV | EHV | EHV/HV | 132kV/HV | HV | HV/LV | LV circuits
Domestic Unrestricted | 0 | 0 | 0 | 0 | 0 | 0 | 0 | 0 | 970553.2191
Domestic Two Rate | 0 | 0 | 0 | 0 | 0 | 0 | 0 | 0 | 188105.7097
Domestic Off Peak (related MPAN) | 0 | 0 | 0 | 0 | 0 | 0 | 0 | 0 | 1265.2179
Small Non Domestic Unrestricted | 0 | 0 | 0 | 0 | 0 | 0 | 0 | 0 | 235690.3036
Small Non Domestic Two Rate | 0 | 0 | 0 | 0 | 0 | 0 | 0 | 0 | 95438.5928
Small Non Domestic Off Peak (related MPAN) | 0 | 0 | 0 | 0 | 0 | 0 | 0 | 0 | 499.5493
LV Medium Non-Domestic | 0 | 0 | 0 | 0 | 0 | 0 | 0 | 0 | 0.00016782
LV Sub Medium Non-Domestic | 0 | 0 | 0 | 0 | 0 | 0 | 0 | 0.00016341 | 0
HV Medium Non-Domestic | 0 | 0 | 0 | 3.5287e-05 | 0.00017488 | 0 | 0.00017202 | 0 | 0
LV Network Domestic | 0 | 0 | 0 | 0 | 0 | 0 | 0 | 0 | 0.046599
LV Network Non-Domestic Non-CT | 0 | 0 | 0 | 0 | 0 | 0 | 0 | 0 | 79169.136
LV HH Metered | 0 | 0 | 0 | 0 | 0 | 0 | 41035.9266 | 203028.0832 | 200542.8054
LV Sub HH Metered | 0 | 0 | 0 | 0 | 0 | 0 | 111577.0289 | 110407.0124 | 0
HV HH Metered | 0 | 0 | 0 | 63973.5466 | 317048.1351 | 0 | 311855.6319 | 0 | 0
NHH UMS category A | 0 | 0 | 0 | 0 | 0 | 0 | 0 | 0 | 0
NHH UMS category B | 0 | 0 | 0 | 0 | 0 | 0 | 0 | 0 | 0
NHH UMS category C | 0 | 0 | 0 | 0 | 0 | 0 | 0 | 0 | 0
NHH UMS category D | 0 | 0 | 0 | 0 | 0 | 0 | 0 | 0 | 0
LV UMS (Pseudo HH Metered) | 0 | 0 | 0 | 0 | 0 | 0 | 0 | 0 | 0
2608. Forecast simultaneous load replaced by standing charge (kW)
Data sources:
x1 = 2607. Forecast simultaneous load subject to standing charge factors (kW)
Cell summation =SUM(x1)
| GSPs | 132kV | 132kV/EHV | EHV | EHV/HV | 132kV/HV | HV | HV/LV | LV circuits
Forecast simultaneous load replaced by standing charge (kW) | 0 | 0 | 0 | 63973.5467 | 317048.1352 | 0 | 464468.5876 | 313435.0958 | 1771264.5804
2609. Calculated LV diversity allowance
Data sources:
x1 = 2606. Forecast chargeable aggregate maximum load (kW)
x2 = 2608. Forecast simultaneous load replaced by standing charge (kW)
Calculation =x1/x2-1
LV circuits
Calculated LV diversity allowance | =SUM(x1): 71.08%
2610. Network level mapping for diversity allowances
| GSPs | 132kV | 132kV/EHV | EHV | EHV/HV | 132kV/HV | HV | HV/LV | LV circuits
GSPs | 100% | 0% | 0% | 0% | 0% | 0% | 0% | 0% | 0%
132kV | 0% | 100% | 0% | 0% | 0% | 0% | 0% | 0% | 0%
132kV/EHV | 0% | 0% | 100% | 0% | 0% | 100% | 0% | 0% | 0%
EHV | 0% | 0% | 0% | 100% | 0% | 0% | 0% | 0% | 0%
EHV/HV | 0% | 0% | 0% | 0% | 100% | 0% | 0% | 0% | 0%
HV | 0% | 0% | 0% | 0% | 0% | 0% | 100% | 0% | 0%
HV/LV | [7 empty] | 100% | 0% | bar: =SUM(x1) to =SUM(x7)
LV circuits | [7 empty] | 0% | 100% | bar: =SUM(x1) to =SUM(x7)
2611. Diversity allowances including 132kV/HV
Data sources:
x1 = 2104. Diversity allowance between level exit and GSP Group (in Diversity calculations)
x2 = 2610. Network level mapping for diversity allowances
Sum-product calculation =SUMPRODUCT(x1, x2)
Diversity allowances including 132kV/HV
GSPs | =SUM(x1): 2.2%
132kV | =SUM(x1): 5.368%
132kV/EHV | =SUM(x1): 5.368%
EHV | =SUM(x1): 13.27%
EHV/HV | =SUM(x1): 13.27%
132kV/HV | =SUM(x1): 5.368%
HV | =SUM(x1): 55.18%
HV/LV | =SUM(x1): 55.18%
LV circuits | bar: =SUM(x1)
2612. Diversity allowances (including calculated LV value)
Data sources:
x1 = 2609. Calculated LV diversity allowance
x2 = 2611. Diversity allowances including 132kV/HV
Combine tables = x1 or x2
| GSPs | 132kV | 132kV/EHV | EHV | EHV/HV | 132kV/HV | HV | HV/LV | LV circuits
Diversity allowances (including calculated LV value) | 2.2% | 5.368% | 5.368% | 13.27% | 13.27% | 5.368% | 55.18% | 55.18% | 71.08%
2613. Forecast simultaneous maximum load (kW) adjusted for standing charges
Data sources:
x1 = 2506. Forecast system simultaneous maximum load (kW) from forecast units
x2 = 2608. Forecast simultaneous load replaced by standing charge (kW)
x3 = 2606. Forecast chargeable aggregate maximum load (kW)
x4 = 2612. Diversity allowances (including calculated LV value)
Calculation =x1-x2+x3/(1+x4)
| GSPs | 132kV | 132kV/EHV | EHV | EHV/HV | 132kV/HV | HV | HV/LV | LV circuits
Forecast simultaneous maximum load (kW) adjusted for standing charges | 2345552.5441 | 2287118.4353 | 2278024.525 | 2310078.966 | 2634812.5778 | 0 | 2635694.0983 | 2262750.6863 | 1793215.2468
Other expenditure for 0 in 0 (0)
2701. Operating expenditure coded by network level (£/year)
Data sources:
x1 = 1055. Transmission exit charges (£/year)
x2 = Zero for levels other than transmission exit
Combine tables = x1 or x2
| Transmission exit | Operating 132kV | Operating 132kV/EHV | Operating EHV | Operating EHV/HV | Operating 132kV/HV | Operating HV | Operating HV/LV | Operating LV circuits | Operating LV customer | Operating HV customer
Operating expenditure coded by network level (£/year) | 10140946.8832 | 0 | 0 | 0 | 0 | 0 | 0 | 0 | 0 | 0 | 0
2702. Network model assets (£) scaled by load forecast
Data sources:
x1 = 2108. GSP simultaneous maximum load assumed through each network level (MW)
x2 = 2613. Forecast simultaneous maximum load (kW) adjusted for standing charges
x3 = 1020. Gross asset cost by network level (£)
Calculation =IF(x1,x2*x3/x1/1000,0)
| Assets 132kV | Assets 132kV/EHV | Assets EHV | Assets EHV/HV | Assets 132kV/HV | Assets HV | Assets HV/LV | Assets LV circuits
Network model assets (£) scaled by load forecast | 625080335.58 | 88535909.46 | 228005471.7902 | 263693501.65 | 0 | 955076064.7179 | 353112410.6491 | 608469222.4021
2703. Annual consumption by tariff for unmetered users (MWh)
Data sources:
x1 = 2407. All units (MWh)
Copy cells = x1
Annual consumption by tariff for unmetered users (MWh)
NHH UMS category A | =SUM(x1): 10216.6763
NHH UMS category B | =SUM(x1): 7875.3062
NHH UMS category C | =SUM(x1): 993.5479
NHH UMS category D | =SUM(x1): 0
LV UMS (Pseudo HH Metered) | =SUM(x1): 113452.042
2704. Total unmetered units
Data sources:
x1 = 2703. Annual consumption by tariff for unmetered users (MWh)
Cell summation =SUM(x1)
Total unmetered units
Total unmetered units | =SUM(x1): 132537.5725
2705. Service model asset data
Data sources:
x1 = 2205. Service model assets by tariff (£)
x2 = 2305. MPANs (in Equivalent volume for each end user)
x3 = 2202. LV unmetered service model assets £/(MWh/year)
x4 = 2704. Total unmetered units
x5 = Service model assets (£) scaled by annual MWh (in Service model asset data)
x6 = Service model assets (£) scaled by user count (in Service model asset data)
x7 = Service model assets (£) scaled by annual MWh (in Service model asset data)
Kind: | =SUM(x1): Sum-product calculation; =SUM(x3): Calculation; =SUM(x4): Copy cells; =SUM(x6): Calculation
Formula: | =SUM(x1): =SUMPRODUCT(x1, x2); =SUM(x3): =x3*x4; =SUM(x4): = x5; =SUM(x6): =x6+x7
| Service model assets (£) scaled by user count |  |  | Service model assets (£) scaled by annual MWh |  | Service model assets (£)
| Assets LV customer | Assets HV customer | Service model assets (£) scaled by annual MWh | Assets LV customer | Assets HV customer | Assets LV customer | Assets HV customer
Service model asset data | 560469137.3752 | 13106251.013 | 36781247.1952 | 36781247.1952 |  | 597250384.5704 | 13106251.013
2706. Data for allocation of operating expenditure
Data sources:
x1 = 2702. Network model assets (£) scaled by load forecast
x2 = 2705. Service model assets (£) (in Service model asset data)
x3 = Model assets (£) scaled by demand forecast (in Data for allocation of operating expenditure)
Kind: | =SUM(x1): Combine tables |  |  |  |  | Cell summation
Formula: | =SUM(x1): = x1 or x2 |  |  |  |  | =SUM(x3)
Model assets (£) scaled by demand forecast
| GSPs | Assets 132kV | Assets 132kV/EHV | Assets EHV | Assets EHV/HV | Assets 132kV/HV | Assets HV | Assets HV/LV | Assets LV circuits | Assets LV customer | Assets HV customer | Denominator for allocation of operating expenditure
Data for allocation of operating expenditure |  | 625080335.58 | 88535909.46 | 228005471.7902 | 263693501.65 | 0 | 955076064.7179 | 353112410.6491 | 608469222.4021 | 597250384.5704 | 13106251.013 | 3732329551.8326
2707. Amount of expenditure to be allocated according to asset values (£/year)
Data sources:
x1 = 1059. Direct cost (£/year) (in Other expenditure)
x2 = 1059. Network rates (£/year) (in Other expenditure)
x3 = 1059. Indirect cost (£/year) (in Other expenditure)
x4 = 1059. Indirect cost proportion (in Other expenditure)
Calculation =x1+x2+x3*x4
Amount of expenditure to be allocated according to asset values (£/year)
Other expenditure | =SUM(x1): 128092569.2237
2708. Total operating expenditure by network level (£/year)
Data sources:
x1 = 2701. Operating expenditure coded by network level (£/year)
x2 = 2707. Amount of expenditure to be allocated according to asset values (£/year)
x3 = 2706. Denominator for allocation of operating expenditure (in Data for allocation of operating expenditure)
x4 = 2706. Model assets (£) scaled by demand forecast (in Data for allocation of operating expenditure)
Calculation =x1+x2/x3*x4
| Transmission exit | Operating 132kV | Operating 132kV/EHV | Operating EHV | Operating EHV/HV | Operating 132kV/HV | Operating HV | Operating HV/LV | Operating LV circuits | Operating LV customer | Operating HV customer
Total operating expenditure by network level (£/year) | 10140946.8832 | 21452592.8227 | 3038529.1421 | 7825087.8635 | 9049891.6682 | 0 | 32777959.5116 | 12118725.1224 | 20882503.7845 | 20497476.2188 | 449803.09
2709. Operating expenditure percentage by network level
Data sources:
x1 = 2706. Model assets (£) scaled by demand forecast (in Data for allocation of operating expenditure)
x2 = 2708. Total operating expenditure by network level (£/year)
Calculation =IF(x1="","",IF(x1>0,x2/x1,0))
| Transmission exit | Operating 132kV | Operating 132kV/EHV | Operating EHV | Operating EHV/HV | Operating 132kV/HV | Operating HV | Operating HV/LV | Operating LV circuits | Operating LV customer | Operating HV customer
Operating expenditure percentage by network level |  | 3.432% | 3.432% | 3.432% | 3.432% | 0% | 3.432% | 3.432% | 3.432% | 3.432% | 3.432%
2710. Unit operating expenditure based on simultaneous maximum load (£/kW/year)
Data sources:
x1 = 2613. Forecast simultaneous maximum load (kW) adjusted for standing charges
x2 = 2708. Total operating expenditure by network level (£/year)
Calculation =IF(x1>0,x2/x1,0)
| Transmission exit | Operating 132kV | Operating 132kV/EHV | Operating EHV | Operating EHV/HV | Operating 132kV/HV | Operating HV | Operating HV/LV | Operating LV circuits
Unit operating expenditure based on simultaneous maximum load (£/kW/year) | 4.3235 | 9.3797 | 1.3338 | 3.3874 | 3.4347 | 0 | 12.4362 | 5.3557 | 11.6453
2711. Operating expenditure for customer assets p/MPAN/day
Data sources:
x1 = 1010. Days in the charging year (in Financial and general assumptions)
x2 = 2709. Operating expenditure percentage by network level
x3 = 2205. Service model assets by tariff (£)
x4 = Operating expenditure p/MPAN/day by level (in Operating expenditure for customer assets p/MPAN/day)
Kind: | =SUM(x1): Calculation; =SUM(x3): Cell summation
Formula: | =SUM(x1): =100/x1*x2*x3; =SUM(x3): =SUM(x4)
Operating expenditure p/MPAN/day by level
| Operating LV customer | Operating HV customer | Operating expenditure for customer assets p/MPAN/day total
Domestic Unrestricted | =SUM(x1): 2.8745; =SUM(x2): 0; =SUM(x3): 2.8745
Domestic Two Rate | =SUM(x1): 2.8745; =SUM(x2): 0; =SUM(x3): 2.8745
Domestic Off Peak (related MPAN) | =SUM(x1): 0; =SUM(x2): 0; =SUM(x3): 0
Small Non Domestic Unrestricted | =SUM(x1): 6.4671; =SUM(x2): 0; =SUM(x3): 6.4671
Small Non Domestic Two Rate | =SUM(x1): 6.4671; =SUM(x2): 0; =SUM(x3): 6.4671
Small Non Domestic Off Peak (related MPAN) | =SUM(x1): 0; =SUM(x2): 0; =SUM(x3): 0
LV Medium Non-Domestic | =SUM(x1): 7.8737; =SUM(x2): 0; =SUM(x3): 7.8737
LV Sub Medium Non-Domestic | =SUM(x1): 5.8393; =SUM(x2): 0; =SUM(x3): 5.8393
HV Medium Non-Domestic | =SUM(x1): 0; =SUM(x2): 101.4319; =SUM(x3): 101.4319
LV Network Domestic | =SUM(x1): 2.8745; =SUM(x2): 0; =SUM(x3): 2.8745
LV Network Non-Domestic Non-CT | =SUM(x1): 6.4671; =SUM(x2): 0; =SUM(x3): 6.4671
LV HH Metered | =SUM(x1): 13.274; =SUM(x2): 0; =SUM(x3): 13.274
LV Sub HH Metered | =SUM(x1): 10.2238; =SUM(x2): 0; =SUM(x3): 10.2238
HV HH Metered | =SUM(x1): 0; =SUM(x2): 101.4319; =SUM(x3): 101.4319
NHH UMS category A | =SUM(x1): 0; =SUM(x2): 0; =SUM(x3): 0
NHH UMS category B | =SUM(x1): 0; =SUM(x2): 0; =SUM(x3): 0
NHH UMS category C | =SUM(x1): 0; =SUM(x2): 0; =SUM(x3): 0
NHH UMS category D | =SUM(x1): 0; =SUM(x2): 0; =SUM(x3): 0
LV UMS (Pseudo HH Metered) | =SUM(x1): 0; =SUM(x2): 0; =SUM(x3): 0
LV Generation NHH or Aggregate HH | =SUM(x1): 0; =SUM(x2): 0; =SUM(x3): 0
LV Sub Generation NHH | =SUM(x1): 0; =SUM(x2): 0; =SUM(x3): 0
LV Generation Intermittent | =SUM(x1): 0; =SUM(x2): 0; =SUM(x3): 0
LV Generation Intermittent no RP charge | =SUM(x1): 0; =SUM(x2): 0; =SUM(x3): 0
LV Generation Non-Intermittent | =SUM(x1): 0; =SUM(x2): 0; =SUM(x3): 0
LV Generation Non-Intermittent no RP charge | =SUM(x1): 0; =SUM(x2): 0; =SUM(x3): 0
LV Sub Generation Intermittent | =SUM(x1): 0; =SUM(x2): 0; =SUM(x3): 0
LV Sub Generation Intermittent no RP charge | =SUM(x1): 0; =SUM(x2): 0; =SUM(x3): 0
LV Sub Generation Non-Intermittent | =SUM(x1): 0; =SUM(x2): 0; =SUM(x3): 0
LV Sub Generation Non-Intermittent no RP charge | =SUM(x1): 0; =SUM(x2): 0; =SUM(x3): 0
HV Generation Intermittent | =SUM(x1): 0; =SUM(x2): 48.9038; =SUM(x3): 48.9038
HV Generation Intermittent no RP charge | =SUM(x1): 0; =SUM(x2): 48.9038; =SUM(x3): 48.9038
HV Generation Non-Intermittent | =SUM(x1): 0; =SUM(x2): 48.9038; =SUM(x3): 48.9038
HV Generation Non-Intermittent no RP charge | =SUM(x1): 0; =SUM(x2): 48.9038; =SUM(x3): 48.9038
2712. Operating expenditure for unmetered customer assets (p/kWh)
Data sources:
x1 = 2709. Operating expenditure percentage by network level
x2 = 2202. LV unmetered service model assets £/(MWh/year)
Calculation =0.1*x1*x2
Operating LV customer
NHH UMS category A | =SUM(x1): 0.95243
NHH UMS category B | =SUM(x1): 0.95243
NHH UMS category C | =SUM(x1): 0.95243
NHH UMS category D | =SUM(x1): 0.95243
LV UMS (Pseudo HH Metered) | =SUM(x1): 0.95243
Customer contributions for 0 in 0 (0)
This sheet calculates factors used to take account of the costs deemed to be covered by connection charges.
2801. Network level of supply (for customer contributions) by tariff
| LV network | LV substation | HV network | HV substation
Domestic Unrestricted | =SUM(x1): 100%; =SUM(x2): 0%; =SUM(x3): 0%; =SUM(x4): 0%
Domestic Two Rate | =SUM(x1): 100%; =SUM(x2): 0%; =SUM(x3): 0%; =SUM(x4): 0%
Domestic Off Peak (related MPAN) | =SUM(x1): 100%; =SUM(x2): 0%; =SUM(x3): 0%; =SUM(x4): 0%
Small Non Domestic Unrestricted | =SUM(x1): 100%; =SUM(x2): 0%; =SUM(x3): 0%; =SUM(x4): 0%
Small Non Domestic Two Rate | =SUM(x1): 100%; =SUM(x2): 0%; =SUM(x3): 0%; =SUM(x4): 0%
Small Non Domestic Off Peak (related MPAN) | =SUM(x1): 100%; =SUM(x2): 0%; =SUM(x3): 0%; =SUM(x4): 0%
LV Medium Non-Domestic | =SUM(x1): 100%; =SUM(x2): 0%; =SUM(x3): 0%; =SUM(x4): 0%
LV Sub Medium Non-Domestic | =SUM(x1): 0%; =SUM(x2): 100%; =SUM(x3): 0%; =SUM(x4): 0%
HV Medium Non-Domestic | =SUM(x1): 0%; =SUM(x2): 0%; =SUM(x3): 100%; =SUM(x4): 0%
LV Network Domestic | =SUM(x1): 100%; =SUM(x2): 0%; =SUM(x3): 0%; =SUM(x4): 0%
LV Network Non-Domestic Non-CT | =SUM(x1): 100%; =SUM(x2): 0%; =SUM(x3): 0%; =SUM(x4): 0%
LV HH Metered | =SUM(x1): 100%; =SUM(x2): 0%; =SUM(x3): 0%; =SUM(x4): 0%
LV Sub HH Metered | =SUM(x1): 0%; =SUM(x2): 100%; =SUM(x3): 0%; =SUM(x4): 0%
HV HH Metered | =SUM(x1): 0%; =SUM(x2): 0%; =SUM(x3): 100%; =SUM(x4): 0%
NHH UMS category A | =SUM(x1): 100%; =SUM(x2): 0%; =SUM(x3): 0%; =SUM(x4): 0%
NHH UMS category B | =SUM(x1): 100%; =SUM(x2): 0%; =SUM(x3): 0%; =SUM(x4): 0%
NHH UMS category C | =SUM(x1): 100%; =SUM(x2): 0%; =SUM(x3): 0%; =SUM(x4): 0%
NHH UMS category D | =SUM(x1): 100%; =SUM(x2): 0%; =SUM(x3): 0%; =SUM(x4): 0%
LV UMS (Pseudo HH Metered) | =SUM(x1): 100%; =SUM(x2): 0%; =SUM(x3): 0%; =SUM(x4): 0%
LV Generation NHH or Aggregate HH | =SUM(x1): 100%; =SUM(x2): 0%; =SUM(x3): 0%; =SUM(x4): 0%
LV Sub Generation NHH | =SUM(x1): 0%; =SUM(x2): 100%; =SUM(x3): 0%; =SUM(x4): 0%
LV Generation Intermittent | =SUM(x1): 100%; =SUM(x2): 0%; =SUM(x3): 0%; =SUM(x4): 0%
LV Generation Intermittent no RP charge | =SUM(x1): 100%; =SUM(x2): 0%; =SUM(x3): 0%; =SUM(x4): 0%
LV Generation Non-Intermittent | =SUM(x1): 100%; =SUM(x2): 0%; =SUM(x3): 0%; =SUM(x4): 0%
LV Generation Non-Intermittent no RP charge | =SUM(x1): 100%; =SUM(x2): 0%; =SUM(x3): 0%; =SUM(x4): 0%
LV Sub Generation Intermittent | =SUM(x1): 0%; =SUM(x2): 100%; =SUM(x3): 0%; =SUM(x4): 0%
LV Sub Generation Intermittent no RP charge | =SUM(x1): 0%; =SUM(x2): 100%; =SUM(x3): 0%; =SUM(x4): 0%
LV Sub Generation Non-Intermittent | =SUM(x1): 0%; =SUM(x2): 100%; =SUM(x3): 0%; =SUM(x4): 0%
LV Sub Generation Non-Intermittent no RP charge | =SUM(x1): 0%; =SUM(x2): 100%; =SUM(x3): 0%; =SUM(x4): 0%
HV Generation Intermittent | =SUM(x1): 0%; =SUM(x2): 0%; =SUM(x3): 100%; =SUM(x4): 0%
HV Generation Intermittent no RP charge | =SUM(x1): 0%; =SUM(x2): 0%; =SUM(x3): 100%; =SUM(x4): 0%
HV Generation Non-Intermittent | =SUM(x1): 0%; =SUM(x2): 0%; =SUM(x3): 100%; =SUM(x4): 0%
HV Generation Non-Intermittent no RP charge | =SUM(x1): 0%; =SUM(x2): 0%; =SUM(x3): 100%; =SUM(x4): 0%
2802. Contribution proportion of asset annuities, by customer type and network level of assets
Data sources:
x1 = 1060. Customer contributions under current connection charging policy
x2 = 1010. Annuity proportion for customer-contributed assets (in Financial and general assumptions)
Calculation =x1*(1-x2)
| LV network | LV substation | HV network | HV substation
Assets 132kV | bar: =SUM(x1) to =SUM(x4)
Assets 132kV/EHV | =SUM(x1): 0%; =SUM(x2): 0%; =SUM(x3): 67%; =SUM(x4): 67%
Assets EHV | =SUM(x1): 0%; =SUM(x2): 0%; =SUM(x3): 67%; =SUM(x4): 67%
Assets EHV/HV | =SUM(x1): 81%; =SUM(x2): 81%; =SUM(x3): 100%; =SUM(x4): 100%
Assets 132kV/HV | bar: =SUM(x1) to =SUM(x4)
Assets HV | =SUM(x1): 81%; =SUM(x2): 81%; =SUM(x3): 100%; =SUM(x4): 0%
Assets HV/LV | =SUM(x1): 95%; =SUM(x2): 95%; =SUM(x3): 0%; =SUM(x4): 0%
Assets LV circuits | =SUM(x1): 95%; =SUM(x2): 0%; =SUM(x3): 0%; =SUM(x4): 0%
2803. Proportion of asset annuities deemed to be covered by customer contributions
Data sources:
x1 = 2801. Network level of supply (for customer contributions) by tariff
x2 = 2802. Contribution proportion of asset annuities, by customer type and network level of assets
Sum-product calculation =SUMPRODUCT(x1, x2)
| Assets 132kV | Assets 132kV/EHV | Assets EHV | Assets EHV/HV | Assets 132kV/HV | Assets HV | Assets HV/LV | Assets LV circuits
Domestic Unrestricted | 0% | 0% | 0% | 81% | 0% | 81% | 95% | 95%
Domestic Two Rate | 0% | 0% | 0% | 81% | 0% | 81% | 95% | 95%
Domestic Off Peak (related MPAN) | 0% | 0% | 0% | 81% | 0% | 81% | 95% | 95%
Small Non Domestic Unrestricted | 0% | 0% | 0% | 81% | 0% | 81% | 95% | 95%
Small Non Domestic Two Rate | 0% | 0% | 0% | 81% | 0% | 81% | 95% | 95%
Small Non Domestic Off Peak (related MPAN) | 0% | 0% | 0% | 81% | 0% | 81% | 95% | 95%
LV Medium Non-Domestic | 0% | 0% | 0% | 81% | 0% | 81% | 95% | 95%
LV Sub Medium Non-Domestic | 0% | 0% | 0% | 81% | 0% | 81% | 95% | 0%
HV Medium Non-Domestic | 0% | 67% | 67% | 100% | 0% | 100% | 0% | 0%
LV Network Domestic | 0% | 0% | 0% | 81% | 0% | 81% | 95% | 95%
LV Network Non-Domestic Non-CT | 0% | 0% | 0% | 81% | 0% | 81% | 95% | 95%
LV HH Metered | 0% | 0% | 0% | 81% | 0% | 81% | 95% | 95%
LV Sub HH Metered | 0% | 0% | 0% | 81% | 0% | 81% | 95% | 0%
HV HH Metered | 0% | 67% | 67% | 100% | 0% | 100% | 0% | 0%
NHH UMS category A | 0% | 0% | 0% | 81% | 0% | 81% | 95% | 95%
NHH UMS category B | 0% | 0% | 0% | 81% | 0% | 81% | 95% | 95%
NHH UMS category C | 0% | 0% | 0% | 81% | 0% | 81% | 95% | 95%
NHH UMS category D | 0% | 0% | 0% | 81% | 0% | 81% | 95% | 95%
LV UMS (Pseudo HH Metered) | 0% | 0% | 0% | 81% | 0% | 81% | 95% | 95%
LV Generation NHH or Aggregate HH | 0% | 0% | 0% | 81% | 0% | 81% | 95% | 95%
LV Sub Generation NHH | 0% | 0% | 0% | 81% | 0% | 81% | 95% | 0%
LV Generation Intermittent | 0% | 0% | 0% | 81% | 0% | 81% | 95% | 95%
LV Generation Intermittent no RP charge | 0% | 0% | 0% | 81% | 0% | 81% | 95% | 95%
LV Generation Non-Intermittent | 0% | 0% | 0% | 81% | 0% | 81% | 95% | 95%
LV Generation Non-Intermittent no RP charge | 0% | 0% | 0% | 81% | 0% | 81% | 95% | 95%
LV Sub Generation Intermittent | 0% | 0% | 0% | 81% | 0% | 81% | 95% | 0%
LV Sub Generation Intermittent no RP charge | 0% | 0% | 0% | 81% | 0% | 81% | 95% | 0%
LV Sub Generation Non-Intermittent | 0% | 0% | 0% | 81% | 0% | 81% | 95% | 0%
LV Sub Generation Non-Intermittent no RP charge | 0% | 0% | 0% | 81% | 0% | 81% | 95% | 0%
HV Generation Intermittent | 0% | 67% | 67% | 100% | 0% | 100% | 0% | 0%
HV Generation Intermittent no RP charge | 0% | 67% | 67% | 100% | 0% | 100% | 0% | 0%
HV Generation Non-Intermittent | 0% | 67% | 67% | 100% | 0% | 100% | 0% | 0%
HV Generation Non-Intermittent no RP charge | 0% | 67% | 67% | 100% | 0% | 100% | 0% | 0%
2804. Proportion of annual charge covered by contributions (for all charging levels)
Data sources:
x1 = Zero for operating expenditure
x2 = Zero for GSPs level
x3 = 2803. Proportion of asset annuities deemed to be covered by customer contributions
Combine tables = x1 or x2 or x3
| GSPs | Assets 132kV | Assets 132kV/EHV | Assets EHV | Assets EHV/HV | Assets 132kV/HV | Assets HV | Assets HV/LV | Assets LV circuits | Transmission exit | Operating 132kV | Operating 132kV/EHV | Operating EHV | Operating EHV/HV | Operating 132kV/HV | Operating HV | Operating HV/LV | Operating LV circuits
Domestic Unrestricted | 0% | 0% | 0% | 0% | 81% | 0% | 81% | 95% | 95% | 0% | 0% | 0% | 0% | 0% | 0% | 0% | 0% | 0%
Domestic Two Rate | 0% | 0% | 0% | 0% | 81% | 0% | 81% | 95% | 95% | 0% | 0% | 0% | 0% | 0% | 0% | 0% | 0% | 0%
Domestic Off Peak (related MPAN) | 0% | 0% | 0% | 0% | 81% | 0% | 81% | 95% | 95% | 0% | 0% | 0% | 0% | 0% | 0% | 0% | 0% | 0%
Small Non Domestic Unrestricted | 0% | 0% | 0% | 0% | 81% | 0% | 81% | 95% | 95% | 0% | 0% | 0% | 0% | 0% | 0% | 0% | 0% | 0%
Small Non Domestic Two Rate | 0% | 0% | 0% | 0% | 81% | 0% | 81% | 95% | 95% | 0% | 0% | 0% | 0% | 0% | 0% | 0% | 0% | 0%
Small Non Domestic Off Peak (related MPAN) | 0% | 0% | 0% | 0% | 81% | 0% | 81% | 95% | 95% | 0% | 0% | 0% | 0% | 0% | 0% | 0% | 0% | 0%
LV Medium Non-Domestic | 0% | 0% | 0% | 0% | 81% | 0% | 81% | 95% | 95% | 0% | 0% | 0% | 0% | 0% | 0% | 0% | 0% | 0%
LV Sub Medium Non-Domestic | 0% | 0% | 0% | 0% | 81% | 0% | 81% | 95% | 0% | 0% | 0% | 0% | 0% | 0% | 0% | 0% | 0% | 0%
HV Medium Non-Domestic | 0% | 0% | 67% | 67% | 100% | 0% | 100% | 0% | 0% | 0% | 0% | 0% | 0% | 0% | 0% | 0% | 0% | 0%
LV Network Domestic | 0% | 0% | 0% | 0% | 81% | 0% | 81% | 95% | 95% | 0% | 0% | 0% | 0% | 0% | 0% | 0% | 0% | 0%
LV Network Non-Domestic Non-CT | 0% | 0% | 0% | 0% | 81% | 0% | 81% | 95% | 95% | 0% | 0% | 0% | 0% | 0% | 0% | 0% | 0% | 0%
LV HH Metered | 0% | 0% | 0% | 0% | 81% | 0% | 81% | 95% | 95% | 0% | 0% | 0% | 0% | 0% | 0% | 0% | 0% | 0%
LV Sub HH Metered | 0% | 0% | 0% | 0% | 81% | 0% | 81% | 95% | 0% | 0% | 0% | 0% | 0% | 0% | 0% | 0% | 0% | 0%
HV HH Metered | 0% | 0% | 67% | 67% | 100% | 0% | 100% | 0% | 0% | 0% | 0% | 0% | 0% | 0% | 0% | 0% | 0% | 0%
NHH UMS category A | 0% | 0% | 0% | 0% | 81% | 0% | 81% | 95% | 95% | 0% | 0% | 0% | 0% | 0% | 0% | 0% | 0% | 0%
NHH UMS category B | 0% | 0% | 0% | 0% | 81% | 0% | 81% | 95% | 95% | 0% | 0% | 0% | 0% | 0% | 0% | 0% | 0% | 0%
NHH UMS category C | 0% | 0% | 0% | 0% | 81% | 0% | 81% | 95% | 95% | 0% | 0% | 0% | 0% | 0% | 0% | 0% | 0% | 0%
NHH UMS category D | 0% | 0% | 0% | 0% | 81% | 0% | 81% | 95% | 95% | 0% | 0% | 0% | 0% | 0% | 0% | 0% | 0% | 0%
LV UMS (Pseudo HH Metered) | 0% | 0% | 0% | 0% | 81% | 0% | 81% | 95% | 95% | 0% | 0% | 0% | 0% | 0% | 0% | 0% | 0% | 0%
LV Generation NHH or Aggregate HH | 0% | 0% | 0% | 0% | 81% | 0% | 81% | 95% | 95% | 0% | 0% | 0% | 0% | 0% | 0% | 0% | 0% | 0%
LV Sub Generation NHH | 0% | 0% | 0% | 0% | 81% | 0% | 81% | 95% | 0% | 0% | 0% | 0% | 0% | 0% | 0% | 0% | 0% | 0%
LV Generation Intermittent | 0% | 0% | 0% | 0% | 81% | 0% | 81% | 95% | 95% | 0% | 0% | 0% | 0% | 0% | 0% | 0% | 0% | 0%
LV Generation Intermittent no RP charge | 0% | 0% | 0% | 0% | 81% | 0% | 81% | 95% | 95% | 0% | 0% | 0% | 0% | 0% | 0% | 0% | 0% | 0%
LV Generation Non-Intermittent | 0% | 0% | 0% | 0% | 81% | 0% | 81% | 95% | 95% | 0% | 0% | 0% | 0% | 0% | 0% | 0% | 0% | 0%
LV Generation Non-Intermittent no RP charge | 0% | 0% | 0% | 0% | 81% | 0% | 81% | 95% | 95% | 0% | 0% | 0% | 0% | 0% | 0% | 0% | 0% | 0%
LV Sub Generation Intermittent | 0% | 0% | 0% | 0% | 81% | 0% | 81% | 95% | 0% | 0% | 0% | 0% | 0% | 0% | 0% | 0% | 0% | 0%
LV Sub Generation Intermittent no RP charge | 0% | 0% | 0% | 0% | 81% | 0% | 81% | 95% | 0% | 0% | 0% | 0% | 0% | 0% | 0% | 0% | 0% | 0%
LV Sub Generation Non-Intermittent | 0% | 0% | 0% | 0% | 81% | 0% | 81% | 95% | 0% | 0% | 0% | 0% | 0% | 0% | 0% | 0% | 0% | 0%
LV Sub Generation Non-Intermittent no RP charge | 0% | 0% | 0% | 0% | 81% | 0% | 81% | 95% | 0% | 0% | 0% | 0% | 0% | 0% | 0% | 0% | 0% | 0%
HV Generation Intermittent | 0% | 0% | 67% | 67% | 100% | 0% | 100% | 0% | 0% | 0% | 0% | 0% | 0% | 0% | 0% | 0% | 0% | 0%
HV Generation Intermittent no RP charge | 0% | 0% | 67% | 67% | 100% | 0% | 100% | 0% | 0% | 0% | 0% | 0% | 0% | 0% | 0% | 0% | 0% | 0%
HV Generation Non-Intermittent | 0% | 0% | 67% | 67% | 100% | 0% | 100% | 0% | 0% | 0% | 0% | 0% | 0% | 0% | 0% | 0% | 0% | 0%
HV Generation Non-Intermittent no RP charge | 0% | 0% | 67% | 67% | 100% | 0% | 100% | 0% | 0% | 0% | 0% | 0% | 0% | 0% | 0% | 0% | 0% | 0%
Yardsticks for 0 in 0 (0)
This sheet calculates average p/kWh and p/kW/day charges that would apply if no costs were recovered through capacity or fixed charges.
2901. Unit cost at each level, £/kW/year (relative to system simultaneous maximum load)
Data sources:
x1 = 2109. Network model annuity by simultaneous maximum load for each network level (£/kW/year)
x2 = 2710. Unit operating expenditure based on simultaneous maximum load (£/kW/year)
Combine tables = x1 or x2
| GSPs | Assets 132kV | Assets 132kV/EHV | Assets EHV | Assets EHV/HV | Assets 132kV/HV | Assets HV | Assets HV/LV | Assets LV circuits | Transmission exit | Operating 132kV | Operating 132kV/EHV | Operating EHV | Operating EHV/HV | Operating 132kV/HV | Operating HV | Operating HV/LV | Operating LV circuits
Unit cost at each level, £/kW/year (relative to system simultaneous maximum load) |  | 14.2428 | 2.0254 | 5.1436 | 5.2155 | 0 | 18.8838 | 8.1325 | 17.6829 | 4.3235 | 9.3797 | 1.3338 | 3.3874 | 3.4347 | 0 | 12.4362 | 5.3557 | 11.6453
2902. Pay-as-you-go yardstick unit costs by charging level (p/kWh)
Data sources:
x1 = 2901. Unit cost at each level, £/kW/year (relative to system simultaneous maximum load)
x2 = 2302. Load coefficient
x3 = 2012. Loss adjustment factors between end user meter reading and each network level, scaled by network use
x4 = 2804. Proportion of annual charge covered by contributions (for all charging levels)
x5 = 1010. Days in the charging year (in Financial and general assumptions)
Calculation =x1*x2*x3*(1-x4)/(24*x5)*100
| GSPs | Assets 132kV | Assets 132kV/EHV | Assets EHV | Assets EHV/HV | Assets 132kV/HV | Assets HV | Assets HV/LV | Assets LV circuits | Transmission exit | Operating 132kV | Operating 132kV/EHV | Operating EHV | Operating EHV/HV | Operating 132kV/HV | Operating HV | Operating HV/LV | Operating LV circuits
Domestic Unrestricted | 0 | 0.37773 | 0.053501 | 0.13506 | 0.025791 | 0 | 0.091854 | 0.010301 | 0.022123 | 0.11489 | 0.24876 | 0.035234 | 0.088947 | 0.089396 | 0 | 0.31838 | 0.13567 | 0.29139
Domestic Two Rate | 0 | 0.22888 | 0.032419 | 0.081842 | 0.015628 | 0 | 0.055659 | 0.0062418 | 0.013406 | 0.069618 | 0.15073 | 0.02135 | 0.053898 | 0.05417 | 0 | 0.19292 | 0.082212 | 0.17657
Domestic Off Peak (related MPAN) | 0 | 0 | 0 | 0 | 0 | 0 | 0 | 0 | 0 | 0 | 0 | 0 | 0 | 0 | 0 | 0 | 0 | 0
Small Non Domestic Unrestricted | 0 | 0.27973 | 0.039621 | 0.10002 | 0.0191 | 0 | 0.068024 | 0.0076284 | 0.016384 | 0.085084 | 0.18422 | 0.026093 | 0.065871 | 0.066203 | 0 | 0.23578 | 0.10047 | 0.21579
Small Non Domestic Two Rate | 0 | 0.23654 | 0.033503 | 0.084578 | 0.016151 | 0 | 0.05752 | 0.0064504 | 0.013854 | 0.071946 | 0.15577 | 0.022064 | 0.0557 | 0.055981 | 0 | 0.19937 | 0.08496 | 0.18247
Small Non Domestic Off Peak (related MPAN) | 0 | 0 | 0 | 0 | 0 | 0 | 0 | 0 | 0 | 0 | 0 | 0 | 0 | 0 | 0 | 0 | 0 | 0
LV Medium Non-Domestic | 0 | 0.24924 | 0.035302 | 0.08912 | 0.017018 | 0 | 0.060609 | 0.0067969 | 0.014598 | 0.07581 | 0.16414 | 0.023249 | 0.058691 | 0.058987 | 0 | 0.21008 | 0.089523 | 0.19227
LV Sub Medium Non-Domestic | 0 | 0.23776 | 0.033677 | 0.085017 | 0.016235 | 0 | 0.057818 | 0.0064839 | 0 | 0.072319 | 0.15658 | 0.022178 | 0.055989 | 0.056271 | 0 | 0.2004 | 0.085401 | 0
HV Medium Non-Domestic | 0 | 0.24556 | 0.011478 | 0.028975 | 0 | 0 | 0 | 0 | 0 | 0.07469 | 0.16172 | 0.022905 | 0.057824 | 0.058116 | 0 | 0.20697 | 0 | 0
LV Network Domestic | 0 | 0.36498 | 0.051695 | 0.1305 | 0.024921 | 0 | 0.088753 | 0.0099531 | 0.021377 | 0.11101 | 0.24036 | 0.034044 | 0.085945 | 0.086379 | 0 | 0.30763 | 0.13109 | 0.28156
LV Network Non-Domestic Non-CT | 0 | 0.27458 | 0.038891 | 0.098181 | 0.018748 | 0 | 0.066771 | 0.0074879 | 0.016082 | 0.083517 | 0.18083 | 0.025612 | 0.064658 | 0.064984 | 0 | 0.23144 | 0.098625 | 0.21182
LV HH Metered | 0 | 0.23559 | 0.033368 | 0.084238 | 0.016086 | 0 | 0.057289 | 0.0064245 | 0.013798 | 0.071657 | 0.15515 | 0.021975 | 0.055476 | 0.055756 | 0 | 0.19857 | 0.084619 | 0.18174
LV Sub HH Metered | 0 | 0.21317 | 0.030193 | 0.076221 | 0.014555 | 0 | 0.051837 | 0.0058131 | 0 | 0.064837 | 0.14038 | 0.019884 | 0.050196 | 0.05045 | 0 | 0.17967 | 0.076566 | 0
HV HH Metered | 0 | 0.18654 | 0.0087188 | 0.022011 | 0 | 0 | 0 | 0 | 0 | 0.056737 | 0.12285 | 0.0174 | 0.043925 | 0.044147 | 0 | 0.15723 | 0 | 0
NHH UMS category A | 0 | 0.17232 | 0.024408 | 0.061618 | 0.011766 | 0 | 0.041905 | 0.0046994 | 0.010093 | 0.052415 | 0.11349 | 0.016074 | 0.040579 | 0.040784 | 0 | 0.14525 | 0.061896 | 0.13294
NHH UMS category B | 0 | 0.35697 | 0.050561 | 0.12764 | 0.024374 | 0 | 0.086807 | 0.0097348 | 0.020908 | 0.10858 | 0.23509 | 0.033298 | 0.08406 | 0.084484 | 0 | 0.30088 | 0.12822 | 0.27538
NHH UMS category C | 0 | 0.61601 | 0.087251 | 0.22026 | 0.042062 | 0 | 0.1498 | 0.016799 | 0.036079 | 0.18737 | 0.40568 | 0.05746 | 0.14506 | 0.14579 | 0 | 0.51922 | 0.22126 | 0.47521
NHH UMS category D | 0 | 0 | 0 | 0 | 0 | 0 | 0 | 0 | 0 | 0 | 0 | 0 | 0 | 0 | 0 | 0 | 0 | 0
LV UMS (Pseudo HH Metered) | 0 | 0.3675 | 0.052052 | 0.1314 | 0.025093 | 0 | 0.089366 | 0.010022 | 0.021524 | 0.11178 | 0.24202 | 0.034279 | 0.086538 | 0.086975 | 0 | 0.30975 | 0.132 | 0.2835
LV Generation NHH or Aggregate HH | 0 | -0.17232 | -0.024408 | -0.061618 | -0.011766 | 0 | -0.041905 | -0.0046994 | 0 | -0.052415 | -0.11349 | -0.016074 | -0.040579 | -0.040784 | 0 | -0.14525 | -0.061896 | 0
LV Sub Generation NHH | 0 | -0.17022 | -0.024109 | -0.060863 | -0.011622 | 0 | -0.041392 | 0 | 0 | -0.051773 | -0.1121 | -0.015877 | -0.040082 | -0.040285 | 0 | -0.14347 | 0 | 0
LV Generation Intermittent | 0 | -0.17232 | -0.024408 | -0.061618 | -0.011766 | 0 | -0.041905 | -0.0046994 | 0 | -0.052415 | -0.11349 | -0.016074 | -0.040579 | -0.040784 | 0 | -0.14525 | -0.061896 | 0
LV Generation Intermittent no RP charge | 0 | -0.17232 | -0.024408 | -0.061618 | -0.011766 | 0 | -0.041905 | -0.0046994 | 0 | -0.052415 | -0.11349 | -0.016074 | -0.040579 | -0.040784 | 0 | -0.14525 | -0.061896 | 0
LV Generation Non-Intermittent | 0 | -0.17232 | -0.024408 | -0.061618 | -0.011766 | 0 | -0.041905 | -0.0046994 | 0 | -0.052415 | -0.11349 | -0.016074 | -0.040579 | -0.040784 | 0 | -0.14525 | -0.061896 | 0
LV Generation Non-Intermittent no RP charge | 0 | -0.17232 | -0.024408 | -0.061618 | -0.011766 | 0 | -0.041905 | -0.0046994 | 0 | -0.052415 | -0.11349 | -0.016074 | -0.040579 | -0.040784 | 0 | -0.14525 | -0.061896 | 0
LV Sub Generation Intermittent | 0 | -0.17022 | -0.024109 | -0.060863 | -0.011622 | 0 | -0.041392 | 0 | 0 | -0.051773 | -0.1121 | -0.015877 | -0.040082 | -0.040285 | 0 | -0.14347 | 0 | 0
LV Sub Generation Intermittent no RP charge | 0 | -0.17022 | -0.024109 | -0.060863 | -0.011622 | 0 | -0.041392 | 0 | 0 | -0.051773 | -0.1121 | -0.015877 | -0.040082 | -0.040285 | 0 | -0.14347 | 0 | 0
LV Sub Generation Non-Intermittent | 0 | -0.17022 | -0.024109 | -0.060863 | -0.011622 | 0 | -0.041392 | 0 | 0 | -0.051773 | -0.1121 | -0.015877 | -0.040082 | -0.040285 | 0 | -0.14347 | 0 | 0
LV Sub Generation Non-Intermittent no RP charge | 0 | -0.17022 | -0.024109 | -0.060863 | -0.011622 | 0 | -0.041392 | 0 | 0 | -0.051773 | -0.1121 | -0.015877 | -0.040082 | -0.040285 | 0 | -0.14347 | 0 | 0
HV Generation Intermittent | 0 | -0.16843 | -0.0078726 | -0.019874 | 0 | 0 | 0 | 0 | 0 | -0.05123 | -0.11092 | -0.015711 | -0.039662 | -0.039862 | 0 | 0 | 0 | 0
HV Generation Intermittent no RP charge | 0 | -0.16843 | -0.0078726 | -0.019874 | 0 | 0 | 0 | 0 | 0 | -0.05123 | -0.11092 | -0.015711 | -0.039662 | -0.039862 | 0 | 0 | 0 | 0
HV Generation Non-Intermittent | 0 | -0.16843 | -0.0078726 | -0.019874 | 0 | 0 | 0 | 0 | 0 | -0.05123 | -0.11092 | -0.015711 | -0.039662 | -0.039862 | 0 | 0 | 0 | 0
HV Generation Non-Intermittent no RP charge | 0 | -0.16843 | -0.0078726 | -0.019874 | 0 | 0 | 0 | 0 | 0 | -0.05123 | -0.11092 | -0.015711 | -0.039662 | -0.039862 | 0 | 0 | 0 | 0
2903. Contributions to pay-as-you-go unit rate 1 (p/kWh)
Data sources:
x1 = 2460. Unit rate 1 pseudo load coefficient by network level (combined)
x2 = 2901. Unit cost at each level, £/kW/year (relative to system simultaneous maximum load)
x3 = 2012. Loss adjustment factors between end user meter reading and each network level, scaled by network use
x4 = 2804. Proportion of annual charge covered by contributions (for all charging levels)
x5 = 1010. Days in the charging year (in Financial and general assumptions)
Calculation =x1*x2*x3*(1-x4)*100/(24*x5)
| GSPs | Assets 132kV | Assets 132kV/EHV | Assets EHV | Assets EHV/HV | Assets 132kV/HV | Assets HV | Assets HV/LV | Assets LV circuits | Transmission exit | Operating 132kV | Operating 132kV/EHV | Operating EHV | Operating EHV/HV | Operating 132kV/HV | Operating HV | Operating HV/LV | Operating LV circuits
Domestic Unrestricted | 0 | 0.35943 | 0.050909 | 0.12097 | 0.0231 | 0 | 0.082267 | 0.0092257 | 0.019814 | 0.11489 | 0.23671 | 0.033527 | 0.079664 | 0.080066 | 0 | 0.28515 | 0.12151 | 0.26098
Domestic Two Rate | 0 | 0.44823 | 0.063486 | 0.14887 | 0.028428 | 0 | 0.10125 | 0.011354 | 0.024385 | 0.14562 | 0.29518 | 0.04181 | 0.098042 | 0.098536 | 0 | 0.35093 | 0.14955 | 0.32118
Domestic Off Peak (related MPAN) | 0 | 0.025976 | 0.0036792 | 0.014859 | 0.0028375 | 0 | 0.010106 | 0.0011333 | 0.002434 | 0.0011846 | 0.017107 | 0.002423 | 0.0097858 | 0.0098351 | 0 | 0.035027 | 0.014926 | 0.032058
Small Non Domestic Unrestricted | 0 | 0.2803 | 0.039702 | 0.10757 | 0.020542 | 0 | 0.073157 | 0.0082041 | 0.01762 | 0.084387 | 0.1846 | 0.026146 | 0.070843 | 0.0712 | 0 | 0.25357 | 0.10806 | 0.23208
Small Non Domestic Two Rate | 0 | 0.33532 | 0.047494 | 0.12311 | 0.02351 | 0 | 0.083727 | 0.0093894 | 0.020166 | 0.1045 | 0.22083 | 0.031278 | 0.081078 | 0.081487 | 0 | 0.29021 | 0.12367 | 0.26561
Small Non Domestic Off Peak (related MPAN) | 0 | 0.027778 | 0.0039344 | 0.015568 | 0.0029729 | 0 | 0.010588 | 0.0011873 | 0.0025501 | 0.0018415 | 0.018293 | 0.0025911 | 0.010253 | 0.010305 | 0 | 0.036699 | 0.015639 | 0.033588
LV Medium Non-Domestic | 0 | 0.3023 | 0.042818 | 0.10989 | 0.020985 | 0 | 0.074735 | 0.008381 | 0.018 | 0.094605 | 0.19909 | 0.028198 | 0.07237 | 0.072735 | 0 | 0.25904 | 0.11039 | 0.23708
LV Sub Medium Non-Domestic | 0 | 0.29606 | 0.041933 | 0.10792 | 0.020608 | 0 | 0.073392 | 0.0082304 | 0 | 0.092494 | 0.19497 | 0.027616 | 0.07107 | 0.071428 | 0 | 0.25439 | 0.1084 | 0
HV Medium Non-Domestic | 0 | 0.30727 | 0.014362 | 0.037224 | 0 | 0 | 0 | 0 | 0 | 0.095875 | 0.20235 | 0.028661 | 0.074285 | 0.07466 | 0 | 0.2659 | 0 | 0
LV Network Domestic | 0 | 3.6177 | 0.51241 | 0.92339 | 0.17633 | 0 | 0.62798 | 0.070423 | 0.15125 | 1.3033 | 2.3825 | 0.33745 | 0.60811 | 0.61118 | 0 | 2.1766 | 0.92756 | 1.9922
LV Network Non-Domestic Non-CT | 0 | 3.6886 | 0.52245 | 0.94181 | 0.17985 | 0 | 0.64051 | 0.071828 | 0.15427 | 1.3293 | 2.4292 | 0.34407 | 0.62024 | 0.62337 | 0 | 2.2201 | 0.94607 | 2.0319
LV HH Metered | 0 | 2.9117 | 0.4124 | 0.74322 | 0.14192 | 0 | 0.50545 | 0.056683 | 0.12174 | 1.049 | 1.9175 | 0.27159 | 0.48946 | 0.49193 | 0 | 1.752 | 0.74658 | 1.6035
LV Sub HH Metered | 0 | 2.743 | 0.38852 | 0.70018 | 0.13371 | 0 | 0.47618 | 0.0534 | 0 | 0.98828 | 1.8064 | 0.25586 | 0.46111 | 0.46344 | 0 | 1.6505 | 0.70334 | 0
HV HH Metered | 0 | 2.4939 | 0.11657 | 0.21007 | 0 | 0 | 0 | 0 | 0 | 0.89851 | 1.6424 | 0.23262 | 0.41923 | 0.42134 | 0 | 1.5006 | 0 | 0
NHH UMS category A | 0 | 0.17665 | 0.025021 | 0.063184 | 0.012066 | 0 | 0.042971 | 0.0048188 | 0.01035 | 0.053725 | 0.11633 | 0.016478 | 0.041611 | 0.041821 | 0 | 0.14894 | 0.06347 | 0.13632
NHH UMS category B | 0 | 0.2949 | 0.04177 | 0.080599 | 0.015391 | 0 | 0.054814 | 0.006147 | 0.013202 | 0.095272 | 0.19421 | 0.027508 | 0.053079 | 0.053347 | 0 | 0.18999 | 0.080963 | 0.17389
NHH UMS category C | 0 | 0.5143 | 0.072845 | 0.13619 | 0.026007 | 0 | 0.09262 | 0.010387 | 0.022308 | 0.17167 | 0.3387 | 0.047973 | 0.08969 | 0.090142 | 0 | 0.32103 | 0.13681 | 0.29382
NHH UMS category D | 0 | 0.062907 | 0.0089101 | 0.046102 | 0.0088035 | 0 | 0.031353 | 0.003516 | 0.0075515 | 0.013771 | 0.041428 | 0.0058678 | 0.030361 | 0.030514 | 0 | 0.10867 | 0.04631 | 0.099462
LV UMS (Pseudo HH Metered) | 0 | 8.2108 | 1.163 | 1.9507 | 0.3725 | 0 | 1.3266 | 0.14877 | 0.31952 | 2.8557 | 5.4073 | 0.76588 | 1.2846 | 1.2911 | 0 | 4.5982 | 1.9595 | 4.2085
LV Generation Non-Intermittent | 0 | -2.4414 | -0.3458 | -0.62318 | -0.119 | 0 | -0.42382 | -0.047528 | 0 | -0.8796 | -1.6078 | -0.22773 | -0.4104 | -0.41248 | 0 | -1.469 | -0.626 | 0
LV Generation Non-Intermittent no RP charge | 0 | -2.4414 | -0.3458 | -0.62318 | -0.119 | 0 | -0.42382 | -0.047528 | 0 | -0.8796 | -1.6078 | -0.22773 | -0.4104 | -0.41248 | 0 | -1.469 | -0.626 | 0
LV Sub Generation Non-Intermittent | 0 | -2.4115 | -0.34156 | -0.61556 | -0.11755 | 0 | -0.41863 | 0 | 0 | -0.86884 | -1.5881 | -0.22494 | -0.40538 | -0.40743 | 0 | -1.451 | 0 | 0
LV Sub Generation Non-Intermittent no RP charge | 0 | -2.4115 | -0.34156 | -0.61556 | -0.11755 | 0 | -0.41863 | 0 | 0 | -0.86884 | -1.5881 | -0.22494 | -0.40538 | -0.40743 | 0 | -1.451 | 0 | 0
HV Generation Non-Intermittent | 0 | -2.3862 | -0.11153 | -0.201 | 0 | 0 | 0 | 0 | 0 | -0.85973 | -1.5715 | -0.22258 | -0.40113 | -0.40315 | 0 | 0 | 0 | 0
HV Generation Non-Intermittent no RP charge | 0 | -2.3862 | -0.11153 | -0.201 | 0 | 0 | 0 | 0 | 0 | -0.85973 | -1.5715 | -0.22258 | -0.40113 | -0.40315 | 0 | 0 | 0 | 0
2904. Contributions to pay-as-you-go unit rate 2 (p/kWh)
Data sources:
x1 = 2461. Unit rate 2 pseudo load coefficient by network level (combined)
x2 = 2901. Unit cost at each level, £/kW/year (relative to system simultaneous maximum load)
x3 = 2012. Loss adjustment factors between end user meter reading and each network level, scaled by network use
x4 = 2804. Proportion of annual charge covered by contributions (for all charging levels)
x5 = 1010. Days in the charging year (in Financial and general assumptions)
Calculation =x1*x2*x3*(1-x4)*100/(24*x5)
| GSPs | Assets 132kV | Assets 132kV/EHV | Assets EHV | Assets EHV/HV | Assets 132kV/HV | Assets HV | Assets HV/LV | Assets LV circuits | Transmission exit | Operating 132kV | Operating 132kV/EHV | Operating EHV | Operating EHV/HV | Operating 132kV/HV | Operating HV | Operating HV/LV | Operating LV circuits
Domestic Two Rate | 0 | 0.032432 | 0.0045936 | 0.016368 | 0.0031256 | 0 | 0.011132 | 0.0012483 | 0.0026811 | 0 | 0.021358 | 0.0030252 | 0.010779 | 0.010834 | 0 | 0.038584 | 0.016442 | 0.035313
Small Non Domestic Two Rate | 0 | 0.03099 | 0.0043894 | 0.015879 | 0.0030323 | 0 | 0.010799 | 0.001211 | 0.002601 | 0 | 0.020409 | 0.0028907 | 0.010457 | 0.01051 | 0 | 0.037431 | 0.015951 | 0.034258
LV Medium Non-Domestic | 0 | 0.02679 | 0.0037946 | 0.012725 | 0.0024299 | 0 | 0.0086538 | 0.00097046 | 0.0020843 | 0 | 0.017643 | 0.002499 | 0.00838 | 0.0084223 | 0 | 0.029995 | 0.012782 | 0.027453
LV Sub Medium Non-Domestic | 0 | 0.026539 | 0.0037589 | 0.012605 | 0.0024071 | 0 | 0.0085725 | 0.00096135 | 0 | 0 | 0.017477 | 0.0024755 | 0.0083012 | 0.0083431 | 0 | 0.029713 | 0.012662 | 0
HV Medium Non-Domestic | 0 | 0.027421 | 0.0012817 | 0.004298 | 0 | 0 | 0 | 0 | 0 | 0 | 0.018059 | 0.0025578 | 0.0085773 | 0.0086206 | 0 | 0.030701 | 0 | 0
LV Network Domestic | 0 | 0.058552 | 0.0082932 | 0.072026 | 0.013754 | 0 | 0.048983 | 0.0054931 | 0.011798 | 0 | 0.03856 | 0.0054616 | 0.047433 | 0.047673 | 0 | 0.16978 | 0.072351 | 0.15539
LV Network Non-Domestic Non-CT | 0 | 0.0597 | 0.0084558 | 0.073463 | 0.014028 | 0 | 0.049961 | 0.0056027 | 0.012033 | 0 | 0.039316 | 0.0055687 | 0.04838 | 0.048624 | 0 | 0.17317 | 0.073795 | 0.15849
LV HH Metered | 0 | 0.047124 | 0.0066747 | 0.057973 | 0.01107 | 0 | 0.039426 | 0.0044214 | 0.0094959 | 0 | 0.031034 | 0.0043957 | 0.038179 | 0.038371 | 0 | 0.13666 | 0.058235 | 0.12507
LV Sub HH Metered | 0 | 0.044395 | 0.0062881 | 0.054615 | 0.010429 | 0 | 0.037143 | 0.0041653 | 0 | 0 | 0.029237 | 0.0041411 | 0.035967 | 0.036149 | 0 | 0.12874 | 0.054862 | 0
HV HH Metered | 0 | 0.040363 | 0.0018866 | 0.016386 | 0 | 0 | 0 | 0 | 0 | 0 | 0.026581 | 0.0037649 | 0.0327 | 0.032865 | 0 | 0.11705 | 0 | 0
LV UMS (Pseudo HH Metered) | 0 | 0.052145 | 0.0073858 | 0.054781 | 0.010461 | 0 | 0.037256 | 0.0041779 | 0.0089731 | 0.0096864 | 0.034341 | 0.004864 | 0.036077 | 0.036259 | 0 | 0.12913 | 0.055029 | 0.11819
LV Generation Non-Intermittent | 0 | -0.039513 | -0.0055966 | -0.048609 | -0.0092824 | 0 | -0.033058 | -0.0037073 | 0 | 0 | -0.026022 | -0.0036857 | -0.032012 | -0.032174 | 0 | -0.11458 | -0.048829 | 0
LV Generation Non-Intermittent no RP charge | 0 | -0.039513 | -0.0055966 | -0.048609 | -0.0092824 | 0 | -0.033058 | -0.0037073 | 0 | 0 | -0.026022 | -0.0036857 | -0.032012 | -0.032174 | 0 | -0.11458 | -0.048829 | 0
LV Sub Generation Non-Intermittent | 0 | -0.03903 | -0.0055281 | -0.048014 | -0.0091688 | 0 | -0.032654 | 0 | 0 | 0 | -0.025703 | -0.0036406 | -0.03162 | -0.03178 | 0 | -0.11318 | 0 | 0
LV Sub Generation Non-Intermittent no RP charge | 0 | -0.03903 | -0.0055281 | -0.048014 | -0.0091688 | 0 | -0.032654 | 0 | 0 | 0 | -0.025703 | -0.0036406 | -0.03162 | -0.03178 | 0 | -0.11318 | 0 | 0
HV Generation Non-Intermittent | 0 | -0.03862 | -0.0018052 | -0.015679 | 0 | 0 | 0 | 0 | 0 | 0 | -0.025434 | -0.0036024 | -0.031289 | -0.031447 | 0 | 0 | 0 | 0
HV Generation Non-Intermittent no RP charge | 0 | -0.03862 | -0.0018052 | -0.015679 | 0 | 0 | 0 | 0 | 0 | 0 | -0.025434 | -0.0036024 | -0.031289 | -0.031447 | 0 | 0 | 0 | 0
2905. Contributions to pay-as-you-go unit rate 3 (p/kWh)
Data sources:
x1 = 2462. Unit rate 3 pseudo load coefficient by network level (combined)
x2 = 2901. Unit cost at each level, £/kW/year (relative to system simultaneous maximum load)
x3 = 2012. Loss adjustment factors between end user meter reading and each network level, scaled by network use
x4 = 2804. Proportion of annual charge covered by contributions (for all charging levels)
x5 = 1010. Days in the charging year (in Financial and general assumptions)
Calculation =x1*x2*x3*(1-x4)*100/(24*x5)
| GSPs | Assets 132kV | Assets 132kV/EHV | Assets EHV | Assets EHV/HV | Assets 132kV/HV | Assets HV | Assets HV/LV | Assets LV circuits | Transmission exit | Operating 132kV | Operating 132kV/EHV | Operating EHV | Operating EHV/HV | Operating 132kV/HV | Operating HV | Operating HV/LV | Operating LV circuits
LV Network Domestic | 0 | 0.030625 | 0.0043377 | 0.014545 | 0.0027775 | 0 | 0.0098917 | 0.0011093 | 0.0023825 | 0 | 0.020168 | 0.0028566 | 0.0095787 | 0.0096271 | 0 | 0.034286 | 0.014611 | 0.03138
LV Network Non-Domestic Non-CT | 0 | 0.031225 | 0.0044227 | 0.014835 | 0.0028329 | 0 | 0.010089 | 0.0011314 | 0.00243 | 0 | 0.020564 | 0.0029126 | 0.0097698 | 0.0098191 | 0 | 0.03497 | 0.014902 | 0.032006
LV HH Metered | 0 | 0.024648 | 0.0034911 | 0.011707 | 0.0022356 | 0 | 0.0079617 | 0.00089285 | 0.0019176 | 0 | 0.016232 | 0.0022991 | 0.0077098 | 0.0077487 | 0 | 0.027596 | 0.01176 | 0.025257
LV Sub HH Metered | 0 | 0.02322 | 0.0032889 | 0.011029 | 0.0021061 | 0 | 0.0075006 | 0.00084114 | 0 | 0 | 0.015292 | 0.0021659 | 0.0072633 | 0.0072999 | 0 | 0.025998 | 0.011079 | 0
HV HH Metered | 0 | 0.021111 | 0.00098675 | 0.003309 | 0 | 0 | 0 | 0 | 0 | 0 | 0.013903 | 0.0019692 | 0.0066035 | 0.0066369 | 0 | 0.023637 | 0 | 0
LV UMS (Pseudo HH Metered) | 0 | 0.021201 | 0.0030028 | 0.01007 | 0.0019229 | 0 | 0.0068482 | 0.00076798 | 0.0016494 | 0 | 0.013962 | 0.0019776 | 0.0066315 | 0.006665 | 0 | 0.023737 | 0.010115 | 0.021725
LV Generation Non-Intermittent | 0 | -0.020667 | -0.0029272 | -0.0098162 | -0.0018745 | 0 | -0.0066758 | -0.00074865 | 0 | 0 | -0.01361 | -0.0019278 | -0.0064646 | -0.0064972 | 0 | -0.023139 | -0.0098606 | 0
LV Generation Non-Intermittent no RP charge | 0 | -0.020667 | -0.0029272 | -0.0098162 | -0.0018745 | 0 | -0.0066758 | -0.00074865 | 0 | 0 | -0.01361 | -0.0019278 | -0.0064646 | -0.0064972 | 0 | -0.023139 | -0.0098606 | 0
LV Sub Generation Non-Intermittent | 0 | -0.020414 | -0.0028914 | -0.009696 | -0.0018515 | 0 | -0.0065941 | 0 | 0 | 0 | -0.013444 | -0.0019042 | -0.0063854 | -0.0064177 | 0 | -0.022856 | 0 | 0
LV Sub Generation Non-Intermittent no RP charge | 0 | -0.020414 | -0.0028914 | -0.009696 | -0.0018515 | 0 | -0.0065941 | 0 | 0 | 0 | -0.013444 | -0.0019042 | -0.0063854 | -0.0064177 | 0 | -0.022856 | 0 | 0
HV Generation Non-Intermittent | 0 | -0.0202 | -0.00094416 | -0.0031661 | 0 | 0 | 0 | 0 | 0 | 0 | -0.013303 | -0.0018842 | -0.0063185 | -0.0063504 | 0 | 0 | 0 | 0
HV Generation Non-Intermittent no RP charge | 0 | -0.0202 | -0.00094416 | -0.0031661 | 0 | 0 | 0 | 0 | 0 | 0 | -0.013303 | -0.0018842 | -0.0063185 | -0.0063504 | 0 | 0 | 0 | 0
Allocation to standing charges for 0 in 0 (0)
This sheet reallocates some costs from unit charges to fixed or capacity charges, for demand users only.
3001. Costs based on aggregate maximum load (£/kW/year)
Data sources:
x1 = 2901. Unit cost at each level, £/kW/year (relative to system simultaneous maximum load)
x2 = 2612. Diversity allowances (including calculated LV value)
Calculation =x1/(1+x2)
| GSPs | Assets 132kV | Assets 132kV/EHV | Assets EHV | Assets EHV/HV | Assets 132kV/HV | Assets HV | Assets HV/LV | Assets LV circuits | Transmission exit | Operating 132kV | Operating 132kV/EHV | Operating EHV | Operating EHV/HV | Operating 132kV/HV | Operating HV | Operating HV/LV | Operating LV circuits
Costs based on aggregate maximum load (£/kW/year) | 0 | 13.5171 | 1.9222 | 4.541 | 4.6045 | 0 | 12.1689 | 5.2407 | 10.3363 | 4.2304 | 8.9019 | 1.2659 | 2.9905 | 3.0323 | 0 | 8.014 | 3.4513 | 6.8071
3002. Capacity elements p/kVA/day
This calculation uses aggregate maximum load and no coincidence factor.
Data sources:
x1 = 2602. Standing charges factors adapted to use 132kV/HV
x2 = 2012. Loss adjustment factors between end user meter reading and each network level, scaled by network use
x3 = 3001. Costs based on aggregate maximum load (£/kW/year)
x4 = 1010. Power factor for all flows in the network model (in Financial and general assumptions)
x5 = 1010. Days in the charging year (in Financial and general assumptions)
x6 = 2804. Proportion of annual charge covered by contributions (for all charging levels)
Calculation =100*x1*x2*x3*x4/x5*(1-x6)
| GSPs | Assets 132kV | Assets 132kV/EHV | Assets EHV | Assets EHV/HV | Assets 132kV/HV | Assets HV | Assets HV/LV | Assets LV circuits | Transmission exit | Operating 132kV | Operating 132kV/EHV | Operating EHV | Operating EHV/HV | Operating 132kV/HV | Operating HV | Operating HV/LV | Operating LV circuits
Domestic Unrestricted | 0 | 0 | 0 | 0 | 0 | 0 | 0 | 0 | 0.13451 | 0 | 0 | 0 | 0 | 0 | 0 | 0 | 0 | 1.7717
Domestic Two Rate | 0 | 0 | 0 | 0 | 0 | 0 | 0 | 0 | 0.13451 | 0 | 0 | 0 | 0 | 0 | 0 | 0 | 0 | 1.7717
Domestic Off Peak (related MPAN) | 0 | 0 | 0 | 0 | 0 | 0 | 0 | 0 | 0.13451 | 0 | 0 | 0 | 0 | 0 | 0 | 0 | 0 | 1.7717
Small Non Domestic Unrestricted | 0 | 0 | 0 | 0 | 0 | 0 | 0 | 0 | 0.13451 | 0 | 0 | 0 | 0 | 0 | 0 | 0 | 0 | 1.7717
Small Non Domestic Two Rate | 0 | 0 | 0 | 0 | 0 | 0 | 0 | 0 | 0.13451 | 0 | 0 | 0 | 0 | 0 | 0 | 0 | 0 | 1.7717
Small Non Domestic Off Peak (related MPAN) | 0 | 0 | 0 | 0 | 0 | 0 | 0 | 0 | 0.13451 | 0 | 0 | 0 | 0 | 0 | 0 | 0 | 0 | 1.7717
LV Medium Non-Domestic | 0 | 0 | 0 | 0 | 0 | 0 | 0 | 0 | 0.13451 | 0 | 0 | 0 | 0 | 0 | 0 | 0 | 0 | 1.7717
LV Sub Medium Non-Domestic | 0 | 0 | 0 | 0 | 0 | 0 | 0 | 0.0682 | 0 | 0 | 0 | 0 | 0 | 0 | 0 | 0 | 0.89828 | 0
HV Medium Non-Domestic | 0 | 0 | 0 | 0.080009 | 0 | 0 | 0 | 0 | 0 | 0 | 0 | 0 | 0.15967 | 0.80238 | 0 | 2.0858 | 0 | 0
LV Network Domestic | 0 | 0 | 0 | 0 | 0 | 0 | 0 | 0 | 0.13451 | 0 | 0 | 0 | 0 | 0 | 0 | 0 | 0 | 1.7717
LV Network Non-Domestic Non-CT | 0 | 0 | 0 | 0 | 0 | 0 | 0 | 0 | 0.13451 | 0 | 0 | 0 | 0 | 0 | 0 | 0 | 0 | 1.7717
LV HH Metered | 0 | 0 | 0 | 0 | 0 | 0 | 0.12314 | 0.069045 | 0.13451 | 0 | 0 | 0 | 0 | 0 | 0 | 0.42681 | 0.90941 | 1.7717
LV Sub HH Metered | 0 | 0 | 0 | 0 | 0 | 0 | 0.60816 | 0.0682 | 0 | 0 | 0 | 0 | 0 | 0 | 0 | 2.1079 | 0.89828 | 0
HV HH Metered | 0 | 0 | 0 | 0.080009 | 0 | 0 | 0 | 0 | 0 | 0 | 0 | 0 | 0.15967 | 0.80238 | 0 | 2.0858 | 0 | 0
NHH UMS category A | 0 | 0 | 0 | 0 | 0 | 0 | 0 | 0 | 0 | 0 | 0 | 0 | 0 | 0 | 0 | 0 | 0 | 0
NHH UMS category B | 0 | 0 | 0 | 0 | 0 | 0 | 0 | 0 | 0 | 0 | 0 | 0 | 0 | 0 | 0 | 0 | 0 | 0
NHH UMS category C | 0 | 0 | 0 | 0 | 0 | 0 | 0 | 0 | 0 | 0 | 0 | 0 | 0 | 0 | 0 | 0 | 0 | 0
NHH UMS category D | 0 | 0 | 0 | 0 | 0 | 0 | 0 | 0 | 0 | 0 | 0 | 0 | 0 | 0 | 0 | 0 | 0 | 0
LV UMS (Pseudo HH Metered) | 0 | 0 | 0 | 0 | 0 | 0 | 0 | 0 | 0 | 0 | 0 | 0 | 0 | 0 | 0 | 0 | 0 | 0
3003. Yardstick components p/kWh (taking account of standing charges)
Data sources:
x1 = 2602. Standing charges factors adapted to use 132kV/HV
x2 = 2902. Pay-as-you-go yardstick unit costs by charging level (p/kWh)
Calculation =(1-x1)*x2
| GSPs | Assets 132kV | Assets 132kV/EHV | Assets EHV | Assets EHV/HV | Assets 132kV/HV | Assets HV | Assets HV/LV | Assets LV circuits | Transmission exit | Operating 132kV | Operating 132kV/EHV | Operating EHV | Operating EHV/HV | Operating 132kV/HV | Operating HV | Operating HV/LV | Operating LV circuits
Domestic Unrestricted | 0 | 0.37773 | 0.053501 | 0.13506 | 0.025791 | 0 | 0.091854 | 0.010301 | 0 | 0.11489 | 0.24876 | 0.035234 | 0.088947 | 0.089396 | 0 | 0.31838 | 0.13567 | 0
Domestic Two Rate | 0 | 0.22888 | 0.032419 | 0.081842 | 0.015628 | 0 | 0.055659 | 0.0062418 | 0 | 0.069618 | 0.15073 | 0.02135 | 0.053898 | 0.05417 | 0 | 0.19292 | 0.082212 | 0
Domestic Off Peak (related MPAN) | 0 | 0 | 0 | 0 | 0 | 0 | 0 | 0 | 0 | 0 | 0 | 0 | 0 | 0 | 0 | 0 | 0 | 0
Small Non Domestic Unrestricted | 0 | 0.27973 | 0.039621 | 0.10002 | 0.0191 | 0 | 0.068024 | 0.0076284 | 0 | 0.085084 | 0.18422 | 0.026093 | 0.065871 | 0.066203 | 0 | 0.23578 | 0.10047 | 0
Small Non Domestic Two Rate | 0 | 0.23654 | 0.033503 | 0.084578 | 0.016151 | 0 | 0.05752 | 0.0064504 | 0 | 0.071946 | 0.15577 | 0.022064 | 0.0557 | 0.055981 | 0 | 0.19937 | 0.08496 | 0
Small Non Domestic Off Peak (related MPAN) | 0 | 0 | 0 | 0 | 0 | 0 | 0 | 0 | 0 | 0 | 0 | 0 | 0 | 0 | 0 | 0 | 0 | 0
LV Medium Non-Domestic | 0 | 0.24924 | 0.035302 | 0.08912 | 0.017018 | 0 | 0.060609 | 0.0067969 | 0 | 0.07581 | 0.16414 | 0.023249 | 0.058691 | 0.058987 | 0 | 0.21008 | 0.089523 | 0
LV Sub Medium Non-Domestic | 0 | 0.23776 | 0.033677 | 0.085017 | 0.016235 | 0 | 0.057818 | 0 | 0 | 0.072319 | 0.15658 | 0.022178 | 0.055989 | 0.056271 | 0 | 0.2004 | 0 | 0
HV Medium Non-Domestic | 0 | 0.24556 | 0.011478 | 0.02318 | 0 | 0 | 0 | 0 | 0 | 0.07469 | 0.16172 | 0.022905 | 0.046259 | 0 | 0 | 0 | 0 | 0
LV Network Domestic | 0 | 0.36498 | 0.051695 | 0.1305 | 0.024921 | 0 | 0.088753 | 0.0099531 | 0 | 0.11101 | 0.24036 | 0.034044 | 0.085945 | 0.086379 | 0 | 0.30763 | 0.13109 | 0
LV Network Non-Domestic Non-CT | 0 | 0.27458 | 0.038891 | 0.098181 | 0.018748 | 0 | 0.066771 | 0.0074879 | 0 | 0.083517 | 0.18083 | 0.025612 | 0.064658 | 0.064984 | 0 | 0.23144 | 0.098625 | 0
LV HH Metered | 0 | 0.23559 | 0.033368 | 0.084238 | 0.016086 | 0 | 0.045831 | 0 | 0 | 0.071657 | 0.15515 | 0.021975 | 0.055476 | 0.055756 | 0 | 0.15886 | 0 | 0
LV Sub HH Metered | 0 | 0.21317 | 0.030193 | 0.076221 | 0.014555 | 0 | 0 | 0 | 0 | 0.064837 | 0.14038 | 0.019884 | 0.050196 | 0.05045 | 0 | 0 | 0 | 0
HV HH Metered | 0 | 0.18654 | 0.0087188 | 0.017609 | 0 | 0 | 0 | 0 | 0 | 0.056737 | 0.12285 | 0.0174 | 0.03514 | 0 | 0 | 0 | 0 | 0
NHH UMS category A | 0 | 0.17232 | 0.024408 | 0.061618 | 0.011766 | 0 | 0.041905 | 0.0046994 | 0.010093 | 0.052415 | 0.11349 | 0.016074 | 0.040579 | 0.040784 | 0 | 0.14525 | 0.061896 | 0.13294
NHH UMS category B | 0 | 0.35697 | 0.050561 | 0.12764 | 0.024374 | 0 | 0.086807 | 0.0097348 | 0.020908 | 0.10858 | 0.23509 | 0.033298 | 0.08406 | 0.084484 | 0 | 0.30088 | 0.12822 | 0.27538
NHH UMS category C | 0 | 0.61601 | 0.087251 | 0.22026 | 0.042062 | 0 | 0.1498 | 0.016799 | 0.036079 | 0.18737 | 0.40568 | 0.05746 | 0.14506 | 0.14579 | 0 | 0.51922 | 0.22126 | 0.47521
NHH UMS category D | 0 | 0 | 0 | 0 | 0 | 0 | 0 | 0 | 0 | 0 | 0 | 0 | 0 | 0 | 0 | 0 | 0 | 0
LV UMS (Pseudo HH Metered) | 0 | 0.3675 | 0.052052 | 0.1314 | 0.025093 | 0 | 0.089366 | 0.010022 | 0.021524 | 0.11178 | 0.24202 | 0.034279 | 0.086538 | 0.086975 | 0 | 0.30975 | 0.132 | 0.2835
3004. Contributions to unit rate 1 p/kWh by network level (taking account of standing charges)
Data sources:
x1 = 2602. Standing charges factors adapted to use 132kV/HV
x2 = 2903. Contributions to pay-as-you-go unit rate 1 (p/kWh)
Calculation =(1-x1)*x2
| GSPs | Assets 132kV | Assets 132kV/EHV | Assets EHV | Assets EHV/HV | Assets 132kV/HV | Assets HV | Assets HV/LV | Assets LV circuits | Transmission exit | Operating 132kV | Operating 132kV/EHV | Operating EHV | Operating EHV/HV | Operating 132kV/HV | Operating HV | Operating HV/LV | Operating LV circuits
Domestic Unrestricted | 0 | 0.35943 | 0.050909 | 0.12097 | 0.0231 | 0 | 0.082267 | 0.0092257 | 0 | 0.11489 | 0.23671 | 0.033527 | 0.079664 | 0.080066 | 0 | 0.28515 | 0.12151 | 0
Domestic Two Rate | 0 | 0.44823 | 0.063486 | 0.14887 | 0.028428 | 0 | 0.10125 | 0.011354 | 0 | 0.14562 | 0.29518 | 0.04181 | 0.098042 | 0.098536 | 0 | 0.35093 | 0.14955 | 0
Domestic Off Peak (related MPAN) | 0 | 0.025976 | 0.0036792 | 0.014859 | 0.0028375 | 0 | 0.010106 | 0.0011333 | 0 | 0.0011846 | 0.017107 | 0.002423 | 0.0097858 | 0.0098351 | 0 | 0.035027 | 0.014926 | 0
Small Non Domestic Unrestricted | 0 | 0.2803 | 0.039702 | 0.10757 | 0.020542 | 0 | 0.073157 | 0.0082041 | 0 | 0.084387 | 0.1846 | 0.026146 | 0.070843 | 0.0712 | 0 | 0.25357 | 0.10806 | 0
Small Non Domestic Two Rate | 0 | 0.33532 | 0.047494 | 0.12311 | 0.02351 | 0 | 0.083727 | 0.0093894 | 0 | 0.1045 | 0.22083 | 0.031278 | 0.081078 | 0.081487 | 0 | 0.29021 | 0.12367 | 0
Small Non Domestic Off Peak (related MPAN) | 0 | 0.027778 | 0.0039344 | 0.015568 | 0.0029729 | 0 | 0.010588 | 0.0011873 | 0 | 0.0018415 | 0.018293 | 0.0025911 | 0.010253 | 0.010305 | 0 | 0.036699 | 0.015639 | 0
LV Medium Non-Domestic | 0 | 0.3023 | 0.042818 | 0.10989 | 0.020985 | 0 | 0.074735 | 0.008381 | 0 | 0.094605 | 0.19909 | 0.028198 | 0.07237 | 0.072735 | 0 | 0.25904 | 0.11039 | 0
LV Sub Medium Non-Domestic | 0 | 0.29606 | 0.041933 | 0.10792 | 0.020608 | 0 | 0.073392 | 0 | 0 | 0.092494 | 0.19497 | 0.027616 | 0.07107 | 0.071428 | 0 | 0.25439 | 0 | 0
HV Medium Non-Domestic | 0 | 0.30727 | 0.014362 | 0.029779 | 0 | 0 | 0 | 0 | 0 | 0.095875 | 0.20235 | 0.028661 | 0.059428 | 0 | 0 | 0 | 0 | 0
LV Network Domestic | 0 | 3.6177 | 0.51241 | 0.92339 | 0.17633 | 0 | 0.62798 | 0.070423 | 0 | 1.3033 | 2.3825 | 0.33745 | 0.60811 | 0.61118 | 0 | 2.1766 | 0.92756 | 0
LV Network Non-Domestic Non-CT | 0 | 3.6886 | 0.52245 | 0.94181 | 0.17985 | 0 | 0.64051 | 0.071828 | 0 | 1.3293 | 2.4292 | 0.34407 | 0.62024 | 0.62337 | 0 | 2.2201 | 0.94607 | 0
LV HH Metered | 0 | 2.9117 | 0.4124 | 0.74322 | 0.14192 | 0 | 0.40436 | 0 | 0 | 1.049 | 1.9175 | 0.27159 | 0.48946 | 0.49193 | 0 | 1.4016 | 0 | 0
LV Sub HH Metered | 0 | 2.743 | 0.38852 | 0.70018 | 0.13371 | 0 | 0 | 0 | 0 | 0.98828 | 1.8064 | 0.25586 | 0.46111 | 0.46344 | 0 | 0 | 0 | 0
HV HH Metered | 0 | 2.4939 | 0.11657 | 0.16806 | 0 | 0 | 0 | 0 | 0 | 0.89851 | 1.6424 | 0.23262 | 0.33538 | 0 | 0 | 0 | 0 | 0
NHH UMS category A | 0 | 0.17665 | 0.025021 | 0.063184 | 0.012066 | 0 | 0.042971 | 0.0048188 | 0.01035 | 0.053725 | 0.11633 | 0.016478 | 0.041611 | 0.041821 | 0 | 0.14894 | 0.06347 | 0.13632
NHH UMS category B | 0 | 0.2949 | 0.04177 | 0.080599 | 0.015391 | 0 | 0.054814 | 0.006147 | 0.013202 | 0.095272 | 0.19421 | 0.027508 | 0.053079 | 0.053347 | 0 | 0.18999 | 0.080963 | 0.17389
NHH UMS category C | 0 | 0.5143 | 0.072845 | 0.13619 | 0.026007 | 0 | 0.09262 | 0.010387 | 0.022308 | 0.17167 | 0.3387 | 0.047973 | 0.08969 | 0.090142 | 0 | 0.32103 | 0.13681 | 0.29382
NHH UMS category D | 0 | 0.062907 | 0.0089101 | 0.046102 | 0.0088035 | 0 | 0.031353 | 0.003516 | 0.0075515 | 0.013771 | 0.041428 | 0.0058678 | 0.030361 | 0.030514 | 0 | 0.10867 | 0.04631 | 0.099462
LV UMS (Pseudo HH Metered) | 0 | 8.2108 | 1.163 | 1.9507 | 0.3725 | 0 | 1.3266 | 0.14877 | 0.31952 | 2.8557 | 5.4073 | 0.76588 | 1.2846 | 1.2911 | 0 | 4.5982 | 1.9595 | 4.2085
3005. Contributions to unit rate 2 p/kWh by network level (taking account of standing charges)
Data sources:
x1 = 2602. Standing charges factors adapted to use 132kV/HV
x2 = 2904. Contributions to pay-as-you-go unit rate 2 (p/kWh)
Calculation =(1-x1)*x2
| GSPs | Assets 132kV | Assets 132kV/EHV | Assets EHV | Assets EHV/HV | Assets 132kV/HV | Assets HV | Assets HV/LV | Assets LV circuits | Transmission exit | Operating 132kV | Operating 132kV/EHV | Operating EHV | Operating EHV/HV | Operating 132kV/HV | Operating HV | Operating HV/LV | Operating LV circuits
Domestic Two Rate | 0 | 0.032432 | 0.0045936 | 0.016368 | 0.0031256 | 0 | 0.011132 | 0.0012483 | 0 | 0 | 0.021358 | 0.0030252 | 0.010779 | 0.010834 | 0 | 0.038584 | 0.016442 | 0
Small Non Domestic Two Rate | 0 | 0.03099 | 0.0043894 | 0.015879 | 0.0030323 | 0 | 0.010799 | 0.001211 | 0 | 0 | 0.020409 | 0.0028907 | 0.010457 | 0.01051 | 0 | 0.037431 | 0.015951 | 0
LV Medium Non-Domestic | 0 | 0.02679 | 0.0037946 | 0.012725 | 0.0024299 | 0 | 0.0086538 | 0.00097046 | 0 | 0 | 0.017643 | 0.002499 | 0.00838 | 0.0084223 | 0 | 0.029995 | 0.012782 | 0
LV Sub Medium Non-Domestic | 0 | 0.026539 | 0.0037589 | 0.012605 | 0.0024071 | 0 | 0.0085725 | 0 | 0 | 0 | 0.017477 | 0.0024755 | 0.0083012 | 0.0083431 | 0 | 0.029713 | 0 | 0
HV Medium Non-Domestic | 0 | 0.027421 | 0.0012817 | 0.0034384 | 0 | 0 | 0 | 0 | 0 | 0 | 0.018059 | 0.0025578 | 0.0068618 | 0 | 0 | 0 | 0 | 0
LV Network Domestic | 0 | 0.058552 | 0.0082932 | 0.072026 | 0.013754 | 0 | 0.048983 | 0.0054931 | 0 | 0 | 0.03856 | 0.0054616 | 0.047433 | 0.047673 | 0 | 0.16978 | 0.072351 | 0
LV Network Non-Domestic Non-CT | 0 | 0.0597 | 0.0084558 | 0.073463 | 0.014028 | 0 | 0.049961 | 0.0056027 | 0 | 0 | 0.039316 | 0.0055687 | 0.04838 | 0.048624 | 0 | 0.17317 | 0.073795 | 0
LV HH Metered | 0 | 0.047124 | 0.0066747 | 0.057973 | 0.01107 | 0 | 0.031541 | 0 | 0 | 0 | 0.031034 | 0.0043957 | 0.038179 | 0.038371 | 0 | 0.10932 | 0 | 0
LV Sub HH Metered | 0 | 0.044395 | 0.0062881 | 0.054615 | 0.010429 | 0 | 0 | 0 | 0 | 0 | 0.029237 | 0.0041411 | 0.035967 | 0.036149 | 0 | 0 | 0 | 0
HV HH Metered | 0 | 0.040363 | 0.0018866 | 0.013109 | 0 | 0 | 0 | 0 | 0 | 0 | 0.026581 | 0.0037649 | 0.02616 | 0 | 0 | 0 | 0 | 0
LV UMS (Pseudo HH Metered) | 0 | 0.052145 | 0.0073858 | 0.054781 | 0.010461 | 0 | 0.037256 | 0.0041779 | 0.0089731 | 0.0096864 | 0.034341 | 0.004864 | 0.036077 | 0.036259 | 0 | 0.12913 | 0.055029 | 0.11819
3006. Contributions to unit rate 3 p/kWh by network level (taking account of standing charges)
Data sources:
x1 = 2602. Standing charges factors adapted to use 132kV/HV
x2 = 2905. Contributions to pay-as-you-go unit rate 3 (p/kWh)
Calculation =(1-x1)*x2
| GSPs | Assets 132kV | Assets 132kV/EHV | Assets EHV | Assets EHV/HV | Assets 132kV/HV | Assets HV | Assets HV/LV | Assets LV circuits | Transmission exit | Operating 132kV | Operating 132kV/EHV | Operating EHV | Operating EHV/HV | Operating 132kV/HV | Operating HV | Operating HV/LV | Operating LV circuits
LV Network Domestic | 0 | 0.030625 | 0.0043377 | 0.014545 | 0.0027775 | 0 | 0.0098917 | 0.0011093 | 0 | 0 | 0.020168 | 0.0028566 | 0.0095787 | 0.0096271 | 0 | 0.034286 | 0.014611 | 0
LV Network Non-Domestic Non-CT | 0 | 0.031225 | 0.0044227 | 0.014835 | 0.0028329 | 0 | 0.010089 | 0.0011314 | 0 | 0 | 0.020564 | 0.0029126 | 0.0097698 | 0.0098191 | 0 | 0.03497 | 0.014902 | 0
LV HH Metered | 0 | 0.024648 | 0.0034911 | 0.011707 | 0.0022356 | 0 | 0.0063694 | 0 | 0 | 0 | 0.016232 | 0.0022991 | 0.0077098 | 0.0077487 | 0 | 0.022077 | 0 | 0
LV Sub HH Metered | 0 | 0.02322 | 0.0032889 | 0.011029 | 0.0021061 | 0 | 0 | 0 | 0 | 0 | 0.015292 | 0.0021659 | 0.0072633 | 0.0072999 | 0 | 0 | 0 | 0
HV HH Metered | 0 | 0.021111 | 0.00098675 | 0.0026472 | 0 | 0 | 0 | 0 | 0 | 0 | 0.013903 | 0.0019692 | 0.0052828 | 0 | 0 | 0 | 0 | 0
LV UMS (Pseudo HH Metered) | 0 | 0.021201 | 0.0030028 | 0.01007 | 0.0019229 | 0 | 0.0068482 | 0.00076798 | 0.0016494 | 0 | 0.013962 | 0.0019776 | 0.0066315 | 0.006665 | 0 | 0.023737 | 0.010115 | 0.021725
3007. Exceeded capacity charge elements p/kVA/day
Data sources:
x1 = 2602. Standing charges factors adapted to use 132kV/HV
x2 = 2012. Loss adjustment factors between end user meter reading and each network level, scaled by network use
x3 = 3001. Costs based on aggregate maximum load (£/kW/year)
x4 = 1010. Power factor for all flows in the network model (in Financial and general assumptions)
x5 = 1010. Days in the charging year (in Financial and general assumptions)
Calculation =100*x1*x2*x3*x4/x5
| GSPs | Assets 132kV | Assets 132kV/EHV | Assets EHV | Assets EHV/HV | Assets 132kV/HV | Assets HV | Assets HV/LV | Assets LV circuits | Transmission exit | Operating 132kV | Operating 132kV/EHV | Operating EHV | Operating EHV/HV | Operating 132kV/HV | Operating HV | Operating HV/LV | Operating LV circuits
Domestic Unrestricted | 0 | 0 | 0 | 0 | 0 | 0 | 0 | 0 | 2.6903 | 0 | 0 | 0 | 0 | 0 | 0 | 0 | 0 | 1.7717
Domestic Two Rate | 0 | 0 | 0 | 0 | 0 | 0 | 0 | 0 | 2.6903 | 0 | 0 | 0 | 0 | 0 | 0 | 0 | 0 | 1.7717
Domestic Off Peak (related MPAN) | 0 | 0 | 0 | 0 | 0 | 0 | 0 | 0 | 2.6903 | 0 | 0 | 0 | 0 | 0 | 0 | 0 | 0 | 1.7717
Small Non Domestic Unrestricted | 0 | 0 | 0 | 0 | 0 | 0 | 0 | 0 | 2.6903 | 0 | 0 | 0 | 0 | 0 | 0 | 0 | 0 | 1.7717
Small Non Domestic Two Rate | 0 | 0 | 0 | 0 | 0 | 0 | 0 | 0 | 2.6903 | 0 | 0 | 0 | 0 | 0 | 0 | 0 | 0 | 1.7717
Small Non Domestic Off Peak (related MPAN) | 0 | 0 | 0 | 0 | 0 | 0 | 0 | 0 | 2.6903 | 0 | 0 | 0 | 0 | 0 | 0 | 0 | 0 | 1.7717
LV Medium Non-Domestic | 0 | 0 | 0 | 0 | 0 | 0 | 0 | 0 | 2.6903 | 0 | 0 | 0 | 0 | 0 | 0 | 0 | 0 | 1.7717
LV Sub Medium Non-Domestic | 0 | 0 | 0 | 0 | 0 | 0 | 0 | 1.364 | 0 | 0 | 0 | 0 | 0 | 0 | 0 | 0 | 0.89828 | 0
HV Medium Non-Domestic | 0 | 0 | 0 | 0.24245 | 1.2184 | 0 | 3.1673 | 0 | 0 | 0 | 0 | 0 | 0.15967 | 0.80238 | 0 | 2.0858 | 0 | 0
LV Network Domestic | 0 | 0 | 0 | 0 | 0 | 0 | 0 | 0 | 2.6903 | 0 | 0 | 0 | 0 | 0 | 0 | 0 | 0 | 1.7717
LV Network Non-Domestic Non-CT | 0 | 0 | 0 | 0 | 0 | 0 | 0 | 0 | 2.6903 | 0 | 0 | 0 | 0 | 0 | 0 | 0 | 0 | 1.7717
LV HH Metered | 0 | 0 | 0 | 0 | 0 | 0 | 0.6481 | 1.3809 | 2.6903 | 0 | 0 | 0 | 0 | 0 | 0 | 0.42681 | 0.90941 | 1.7717
LV Sub HH Metered | 0 | 0 | 0 | 0 | 0 | 0 | 3.2008 | 1.364 | 0 | 0 | 0 | 0 | 0 | 0 | 0 | 2.1079 | 0.89828 | 0
HV HH Metered | 0 | 0 | 0 | 0.24245 | 1.2184 | 0 | 3.1673 | 0 | 0 | 0 | 0 | 0 | 0.15967 | 0.80238 | 0 | 2.0858 | 0 | 0
NHH UMS category A | 0 | 0 | 0 | 0 | 0 | 0 | 0 | 0 | 0 | 0 | 0 | 0 | 0 | 0 | 0 | 0 | 0 | 0
NHH UMS category B | 0 | 0 | 0 | 0 | 0 | 0 | 0 | 0 | 0 | 0 | 0 | 0 | 0 | 0 | 0 | 0 | 0 | 0
NHH UMS category C | 0 | 0 | 0 | 0 | 0 | 0 | 0 | 0 | 0 | 0 | 0 | 0 | 0 | 0 | 0 | 0 | 0 | 0
NHH UMS category D | 0 | 0 | 0 | 0 | 0 | 0 | 0 | 0 | 0 | 0 | 0 | 0 | 0 | 0 | 0 | 0 | 0 | 0
LV UMS (Pseudo HH Metered) | 0 | 0 | 0 | 0 | 0 | 0 | 0 | 0 | 0 | 0 | 0 | 0 | 0 | 0 | 0 | 0 | 0 | 0
Standing charges as fixed charges for 0 in 0 (0)
This sheet allocates standing charges to fixed charges for non half hourly settled demand users.
3101. Mapping of tariffs to tariff groups
| LV domestic and small non-domestic tariffs | LV medium non-domestic tariffs | LV substation aggregated tariffs | HV network aggregated tariffs
Domestic Unrestricted | =SUM(x1): 1; =SUM(x2): 0; =SUM(x3): 0; =SUM(x4): 0
Domestic Two Rate | =SUM(x1): 1; =SUM(x2): 0; =SUM(x3): 0; =SUM(x4): 0
Small Non Domestic Unrestricted | =SUM(x1): 1; =SUM(x2): 0; =SUM(x3): 0; =SUM(x4): 0
Small Non Domestic Two Rate | =SUM(x1): 1; =SUM(x2): 0; =SUM(x3): 0; =SUM(x4): 0
LV Medium Non-Domestic | =SUM(x1): 0; =SUM(x2): 1; =SUM(x3): 0; =SUM(x4): 0
LV Sub Medium Non-Domestic | =SUM(x1): 0; =SUM(x2): 0; =SUM(x3): 1; =SUM(x4): 0
HV Medium Non-Domestic | =SUM(x1): 0; =SUM(x2): 0; =SUM(x3): 0; =SUM(x4): 1
LV Network Domestic | =SUM(x1): 1; =SUM(x2): 0; =SUM(x3): 0; =SUM(x4): 0
LV Network Non-Domestic Non-CT | =SUM(x1): 1; =SUM(x2): 0; =SUM(x3): 0; =SUM(x4): 0
3102. Capacity use for tariffs charged for capacity on an exit point basis
Data sources:
x1 = 2407. All units (MWh)
x2 = 1041. Load factor for each type of demand user (in Load profile data for demand users)
x3 = 1010. Days in the charging year (in Financial and general assumptions)
x4 = 2305. MPANs (in Equivalent volume for each end user)
Kind: | =SUM(x1): Calculation; =SUM(x2): Copy cells
Formula: | =SUM(x1): =x1/x2/(24*x3)*1000; =SUM(x2): = x4
| Unit-based contributions to aggregate maximum load (kW) | MPANs
Domestic Unrestricted | =SUM(x1): 1182871.8941; =SUM(x2): 1257589.1003
Domestic Two Rate | =SUM(x1): 563841.8589; =SUM(x2): 209444.2907
Small Non Domestic Unrestricted | =SUM(x1): 344679.1575; =SUM(x2): 110349.6176
Small Non Domestic Two Rate | =SUM(x1): 153963.1365; =SUM(x2): 29453.9768
LV Medium Non-Domestic | =SUM(x1): 0.00019231; =SUM(x2): 1.1375e-05
LV Sub Medium Non-Domestic | =SUM(x1): 0.00019023; =SUM(x2): 8.3651e-06
HV Medium Non-Domestic | =SUM(x1): 0.00025094; =SUM(x2): 8.8911e-06
LV Network Domestic | =SUM(x1): 0.038326; =SUM(x2): 0.084932
LV Network Non-Domestic Non-CT | =SUM(x1): 120262.5552; =SUM(x2): 6149.2814
3103. Aggregate capacity (kW)
Data sources:
x1 = 3101. Mapping of tariffs to tariff groups
x2 = 3102. Unit-based contributions to aggregate maximum load (kW) (in Capacity use for tariffs charged for capacity on an exit point basis)
Sum-product calculation =SUMPRODUCT(x1, x2)
| LV domestic and small non-domestic tariffs | LV medium non-domestic tariffs | LV substation aggregated tariffs | HV network aggregated tariffs
Aggregate capacity (kW) | =SUM(x1): 2365618.6406; =SUM(x2): 0.00019231; =SUM(x3): 0.00019023; =SUM(x4): 0.00025094
3104. Aggregate number of users charged for capacity on an exit point basis
Data sources:
x1 = 3101. Mapping of tariffs to tariff groups
x2 = 3102. MPANs (in Equivalent volume for each end user) (in Capacity use for tariffs charged for capacity on an exit point basis)
Sum-product calculation =SUMPRODUCT(x1, x2)
| LV domestic and small non-domestic tariffs | LV medium non-domestic tariffs | LV substation aggregated tariffs | HV network aggregated tariffs
Aggregate number of users charged for capacity on an exit point basis | =SUM(x1): 1612986.3517; =SUM(x2): 1.1375e-05; =SUM(x3): 8.3651e-06; =SUM(x4): 8.8911e-06
3105. Average maximum kVA by exit point
Data sources:
x1 = 3104. Aggregate number of users charged for capacity on an exit point basis
x2 = 3103. Aggregate capacity (kW)
x3 = 1010. Power factor for all flows in the network model (in Financial and general assumptions)
Calculation =IF(x1,x2/x1/x3,0)
| LV domestic and small non-domestic tariffs | LV medium non-domestic tariffs | LV substation aggregated tariffs | HV network aggregated tariffs
Average maximum kVA by exit point | =SUM(x1): 1.5438; =SUM(x2): 17.7957; =SUM(x3): 23.9377; =SUM(x4): 29.7093
3106. Deemed average maximum kVA for each tariff
Data sources:
x1 = 3101. Mapping of tariffs to tariff groups
x2 = 3105. Average maximum kVA by exit point
Sum-product calculation =SUMPRODUCT(x1, x2)
Deemed average maximum kVA for each tariff
Domestic Unrestricted | =SUM(x1): 1.5438
Domestic Two Rate | =SUM(x1): 1.5438
Small Non Domestic Unrestricted | =SUM(x1): 1.5438
Small Non Domestic Two Rate | =SUM(x1): 1.5438
LV Medium Non-Domestic | =SUM(x1): 17.7957
LV Sub Medium Non-Domestic | =SUM(x1): 23.9377
HV Medium Non-Domestic | =SUM(x1): 29.7093
LV Network Domestic | =SUM(x1): 1.5438
LV Network Non-Domestic Non-CT | =SUM(x1): 1.5438
3107. Capacity-driven fixed charge elements from standing charges factors p/MPAN/day
Data sources:
x1 = 3002. Capacity elements p/kVA/day
x2 = 3106. Deemed average maximum kVA for each tariff
Calculation =x1*x2
| GSPs | Assets 132kV | Assets 132kV/EHV | Assets EHV | Assets EHV/HV | Assets 132kV/HV | Assets HV | Assets HV/LV | Assets LV circuits | Transmission exit | Operating 132kV | Operating 132kV/EHV | Operating EHV | Operating EHV/HV | Operating 132kV/HV | Operating HV | Operating HV/LV | Operating LV circuits
Domestic Unrestricted | 0 | 0 | 0 | 0 | 0 | 0 | 0 | 0 | 0.20766 | 0 | 0 | 0 | 0 | 0 | 0 | 0 | 0 | 2.7352
Domestic Two Rate | 0 | 0 | 0 | 0 | 0 | 0 | 0 | 0 | 0.20766 | 0 | 0 | 0 | 0 | 0 | 0 | 0 | 0 | 2.7352
Small Non Domestic Unrestricted | 0 | 0 | 0 | 0 | 0 | 0 | 0 | 0 | 0.20766 | 0 | 0 | 0 | 0 | 0 | 0 | 0 | 0 | 2.7352
Small Non Domestic Two Rate | 0 | 0 | 0 | 0 | 0 | 0 | 0 | 0 | 0.20766 | 0 | 0 | 0 | 0 | 0 | 0 | 0 | 0 | 2.7352
LV Medium Non-Domestic | 0 | 0 | 0 | 0 | 0 | 0 | 0 | 0 | 2.3938 | 0 | 0 | 0 | 0 | 0 | 0 | 0 | 0 | 31.5288
LV Sub Medium Non-Domestic | 0 | 0 | 0 | 0 | 0 | 0 | 0 | 1.6326 | 0 | 0 | 0 | 0 | 0 | 0 | 0 | 0 | 21.5028 | 0
HV Medium Non-Domestic | 0 | 0 | 0 | 2.377 | 0 | 0 | 0 | 0 | 0 | 0 | 0 | 0 | 4.7437 | 23.838 | 0 | 61.9685 | 0 | 0
LV Network Domestic | 0 | 0 | 0 | 0 | 0 | 0 | 0 | 0 | 0.20766 | 0 | 0 | 0 | 0 | 0 | 0 | 0 | 0 | 2.7352
LV Network Non-Domestic Non-CT | 0 | 0 | 0 | 0 | 0 | 0 | 0 | 0 | 0.20766 | 0 | 0 | 0 | 0 | 0 | 0 | 0 | 0 | 2.7352
Reactive power unit charges for 0 in 0 (0)
3201. Network use factors for generator reactive unit charges
These factors differ from the network use factors for active power charges/credits in the case of generators, who do not qualify
for active power credits at the voltage of connection but are charged reactive unit charges for costs caused at that voltage.
| GSPs | 132kV | 132kV/EHV | EHV | EHV/HV | 132kV/HV | HV | HV/LV | LV circuits
LV Generation Intermittent | [7 empty] | 1 | 1 | bar: =SUM(x1) to =SUM(x7)
LV Generation Non-Intermittent | [7 empty] | 1 | 1 | bar: =SUM(x1) to =SUM(x7)
LV Sub Generation Intermittent | [7 empty] | 1 | 0 | bar: =SUM(x1) to =SUM(x7)
LV Sub Generation Non-Intermittent | [7 empty] | 1 | 0 | bar: =SUM(x1) to =SUM(x7)
HV Generation Intermittent | [7 empty] | 0 | 0 | bar: =SUM(x1) to =SUM(x7)
HV Generation Non-Intermittent | [7 empty] | 0 | 0 | bar: =SUM(x1) to =SUM(x7)
3202. Standard components p/kWh for reactive power (absolute value)
Data sources:
x1 = 3003. Yardstick components p/kWh (taking account of standing charges)
Calculation =ABS(x1)
| GSPs | Assets 132kV | Assets 132kV/EHV | Assets EHV | Assets EHV/HV | Assets 132kV/HV | Assets HV | Assets HV/LV | Assets LV circuits | Transmission exit | Operating 132kV | Operating 132kV/EHV | Operating EHV | Operating EHV/HV | Operating 132kV/HV | Operating HV | Operating HV/LV | Operating LV circuits
LV HH Metered | 0 | 0.23559 | 0.033368 | 0.084238 | 0.016086 | 0 | 0.045831 | 0 | 0 | 0.071657 | 0.15515 | 0.021975 | 0.055476 | 0.055756 | 0 | 0.15886 | 0 | 0
LV Sub HH Metered | 0 | 0.21317 | 0.030193 | 0.076221 | 0.014555 | 0 | 0 | 0 | 0 | 0.064837 | 0.14038 | 0.019884 | 0.050196 | 0.05045 | 0 | 0 | 0 | 0
HV HH Metered | 0 | 0.18654 | 0.0087188 | 0.017609 | 0 | 0 | 0 | 0 | 0 | 0.056737 | 0.12285 | 0.0174 | 0.03514 | 0 | 0 | 0 | 0 | 0
3203. Standard reactive p/kVArh
Data sources:
x1 = 3202. Standard components p/kWh for reactive power (absolute value)
x2 = 1092. Average kVAr by kVA, by network level
x3 = 1010. Power factor for all flows in the network model (in Financial and general assumptions)
Calculation =x1*x2*x3
| GSPs | Assets 132kV | Assets 132kV/EHV | Assets EHV | Assets EHV/HV | Assets 132kV/HV | Assets HV | Assets HV/LV | Assets LV circuits | Transmission exit | Operating 132kV | Operating 132kV/EHV | Operating EHV | Operating EHV/HV | Operating 132kV/HV | Operating HV | Operating HV/LV | Operating LV circuits
LV HH Metered | 0 | 0.043148 | 0.0061114 | 0.015428 | 0.0029462 | 0 | 0.008394 | 0 | 0 | 0.013124 | 0.028415 | 0.0040247 | 0.01016 | 0.010212 | 0 | 0.029094 | 0 | 0
LV Sub HH Metered | 0 | 0.039041 | 0.0055298 | 0.01396 | 0.0026658 | 0 | 0 | 0 | 0 | 0.011875 | 0.025711 | 0.0036417 | 0.0091934 | 0.0092398 | 0 | 0 | 0 | 0
HV HH Metered | 0 | 0.034164 | 0.0015969 | 0.003225 | 0 | 0 | 0 | 0 | 0 | 0.010391 | 0.022499 | 0.0031867 | 0.006436 | 0 | 0 | 0 | 0 | 0
3204. Absolute value of load coefficient (kW peak / average kW)
Data sources:
x1 = 2302. Load coefficient
Calculation =ABS(x1)
Absolute load coefficient
LV Generation Intermittent | bar: =SUM(x1)
LV Generation Non-Intermittent | bar: =SUM(x1)
LV Sub Generation Intermittent | bar: =SUM(x1)
LV Sub Generation Non-Intermittent | bar: =SUM(x1)
HV Generation Intermittent | bar: =SUM(x1)
HV Generation Non-Intermittent | bar: =SUM(x1)
3205. Pay-as-you-go components p/kWh for reactive power (absolute value)
Data sources:
x1 = 2901. Unit cost at each level, £/kW/year (relative to system simultaneous maximum load)
x2 = 3204. Absolute value of load coefficient (kW peak / average kW)
x3 = 2001. Loss adjustment factor to transmission (in Loss adjustment factors to transmission)
x4 = 2004. Loss adjustment factor to transmission for each network level
x5 = 2804. Proportion of annual charge covered by contributions (for all charging levels)
x6 = 3201. Network use factors for generator reactive unit charges
x7 = 1010. Days in the charging year (in Financial and general assumptions)
Calculation =x1*x2*x3/x4*(1-x5)*x6/(24*x7)*100
| GSPs | Assets 132kV | Assets 132kV/EHV | Assets EHV | Assets EHV/HV | Assets 132kV/HV | Assets HV | Assets HV/LV | Assets LV circuits | Transmission exit | Operating 132kV | Operating 132kV/EHV | Operating EHV | Operating EHV/HV | Operating 132kV/HV | Operating HV | Operating HV/LV | Operating LV circuits
LV Generation Intermittent | 0 | 0.17232 | 0.024408 | 0.061618 | 0.011766 | 0 | 0.041905 | 0.0046994 | 0.010093 | 0.052415 | 0.11349 | 0.016074 | 0.040579 | 0.040784 | 0 | 0.14525 | 0.061896 | 0.13294
LV Generation Non-Intermittent | 0 | 0.17232 | 0.024408 | 0.061618 | 0.011766 | 0 | 0.041905 | 0.0046994 | 0.010093 | 0.052415 | 0.11349 | 0.016074 | 0.040579 | 0.040784 | 0 | 0.14525 | 0.061896 | 0.13294
LV Sub Generation Intermittent | 0 | 0.17022 | 0.024109 | 0.060863 | 0.011622 | 0 | 0.041392 | 0.0046418 | 0 | 0.051773 | 0.1121 | 0.015877 | 0.040082 | 0.040285 | 0 | 0.14347 | 0.061139 | 0
LV Sub Generation Non-Intermittent | 0 | 0.17022 | 0.024109 | 0.060863 | 0.011622 | 0 | 0.041392 | 0.0046418 | 0 | 0.051773 | 0.1121 | 0.015877 | 0.040082 | 0.040285 | 0 | 0.14347 | 0.061139 | 0
HV Generation Intermittent | 0 | 0.16843 | 0.0078726 | 0.019874 | 0 | 0 | 0 | 0 | 0 | 0.05123 | 0.11092 | 0.015711 | 0.039662 | 0.039862 | 0 | 0.14197 | 0 | 0
HV Generation Non-Intermittent | 0 | 0.16843 | 0.0078726 | 0.019874 | 0 | 0 | 0 | 0 | 0 | 0.05123 | 0.11092 | 0.015711 | 0.039662 | 0.039862 | 0 | 0.14197 | 0 | 0
3206. Pay-as-you-go reactive p/kVArh
Data sources:
x1 = 3205. Pay-as-you-go components p/kWh for reactive power (absolute value)
x2 = 1092. Average kVAr by kVA, by network level
x3 = 1010. Power factor for all flows in the network model (in Financial and general assumptions)
Calculation =x1*x2*x3
| GSPs | Assets 132kV | Assets 132kV/EHV | Assets EHV | Assets EHV/HV | Assets 132kV/HV | Assets HV | Assets HV/LV | Assets LV circuits | Transmission exit | Operating 132kV | Operating 132kV/EHV | Operating EHV | Operating EHV/HV | Operating 132kV/HV | Operating HV | Operating HV/LV | Operating LV circuits
LV Generation Intermittent | 0 | 0.031561 | 0.0044703 | 0.011285 | 0.002155 | 0 | 0.0076749 | 0.00086069 | 0.0018485 | 0.0095998 | 0.020785 | 0.002944 | 0.0074321 | 0.0074696 | 0 | 0.026602 | 0.011336 | 0.024347
LV Generation Non-Intermittent | 0 | 0.031561 | 0.0044703 | 0.011285 | 0.002155 | 0 | 0.0076749 | 0.00086069 | 0.0018485 | 0.0095998 | 0.020785 | 0.002944 | 0.0074321 | 0.0074696 | 0 | 0.026602 | 0.011336 | 0.024347
LV Sub Generation Intermittent | 0 | 0.031175 | 0.0044156 | 0.011147 | 0.0021286 | 0 | 0.007581 | 0.00085015 | 0 | 0.0094822 | 0.020531 | 0.0029079 | 0.0073411 | 0.0073781 | 0 | 0.026276 | 0.011198 | 0
LV Sub Generation Non-Intermittent | 0 | 0.031175 | 0.0044156 | 0.011147 | 0.0021286 | 0 | 0.007581 | 0.00085015 | 0 | 0.0094822 | 0.020531 | 0.0029079 | 0.0073411 | 0.0073781 | 0 | 0.026276 | 0.011198 | 0
HV Generation Intermittent | 0 | 0.030848 | 0.0014419 | 0.00364 | 0 | 0 | 0 | 0 | 0 | 0.0093828 | 0.020315 | 0.0028774 | 0.0072641 | 0.0073008 | 0 | 0.026001 | 0 | 0
HV Generation Non-Intermittent | 0 | 0.030848 | 0.0014419 | 0.00364 | 0 | 0 | 0 | 0 | 0 | 0.0093828 | 0.020315 | 0.0028774 | 0.0072641 | 0.0073008 | 0 | 0.026001 | 0 | 0
Aggregation for 0 in 0 (0)
This sheet aggregates elements of tariffs excluding revenue matching and final adjustments and rounding.
3301. Unit rate 1 p/kWh (elements)
Data sources:
x1 = 3004. Unit rate 1 total p/kWh (taking account of standing charges) — for Tariffs with Unit rate 1 p/kWh from Standard 1 kWh
x2 = 2903. Pay-as-you-go unit rate 1 (p/kWh) — for Tariffs with Unit rate 1 p/kWh from PAYG 1 kWh
x3 = 2903. Pay-as-you-go unit rate 1 (p/kWh) — for Tariffs with Unit rate 1 p/kWh from PAYG 1 kWh & customer
x4 = 2902. Pay-as-you-go yardstick unit rate (p/kWh) — for Tariffs with Unit rate 1 p/kWh from PAYG yardstick kWh
x5 = 2203. LV unmetered service model asset charge (p/kWh) — for Tariffs with Unit rate 1 p/kWh from PAYG 1 kWh & customer
x6 = 2712. Operating expenditure for unmetered customer assets (p/kWh) — for Tariffs with Unit rate 1 p/kWh from PAYG 1 kWh & customer
Combine tables = x1 or x2 or x3 or x4 or x5 or x6
| GSPs | Assets 132kV | Assets 132kV/EHV | Assets EHV | Assets EHV/HV | Assets 132kV/HV | Assets HV | Assets HV/LV | Assets LV circuits | Assets LV customer | Assets HV customer | Transmission exit | Operating 132kV | Operating 132kV/EHV | Operating EHV | Operating EHV/HV | Operating 132kV/HV | Operating HV | Operating HV/LV | Operating LV circuits | Operating LV customer | Operating HV customer
Domestic Unrestricted | 0 | 0.35943 | 0.050909 | 0.12097 | 0.0231 | 0 | 0.082267 | 0.0092257 | 0 |  |  | 0.11489 | 0.23671 | 0.033527 | 0.079664 | 0.080066 | 0 | 0.28515 | 0.12151 | 0
Domestic Two Rate | 0 | 0.44823 | 0.063486 | 0.14887 | 0.028428 | 0 | 0.10125 | 0.011354 | 0 |  |  | 0.14562 | 0.29518 | 0.04181 | 0.098042 | 0.098536 | 0 | 0.35093 | 0.14955 | 0
Domestic Off Peak (related MPAN) | 0 | 0.025976 | 0.0036792 | 0.014859 | 0.0028375 | 0 | 0.010106 | 0.0011333 | 0 |  |  | 0.0011846 | 0.017107 | 0.002423 | 0.0097858 | 0.0098351 | 0 | 0.035027 | 0.014926 | 0
Small Non Domestic Unrestricted | 0 | 0.2803 | 0.039702 | 0.10757 | 0.020542 | 0 | 0.073157 | 0.0082041 | 0 |  |  | 0.084387 | 0.1846 | 0.026146 | 0.070843 | 0.0712 | 0 | 0.25357 | 0.10806 | 0
Small Non Domestic Two Rate | 0 | 0.33532 | 0.047494 | 0.12311 | 0.02351 | 0 | 0.083727 | 0.0093894 | 0 |  |  | 0.1045 | 0.22083 | 0.031278 | 0.081078 | 0.081487 | 0 | 0.29021 | 0.12367 | 0
Small Non Domestic Off Peak (related MPAN) | 0 | 0.027778 | 0.0039344 | 0.015568 | 0.0029729 | 0 | 0.010588 | 0.0011873 | 0 |  |  | 0.0018415 | 0.018293 | 0.0025911 | 0.010253 | 0.010305 | 0 | 0.036699 | 0.015639 | 0
LV Medium Non-Domestic | 0 | 0.3023 | 0.042818 | 0.10989 | 0.020985 | 0 | 0.074735 | 0.008381 | 0 |  |  | 0.094605 | 0.19909 | 0.028198 | 0.07237 | 0.072735 | 0 | 0.25904 | 0.11039 | 0
LV Sub Medium Non-Domestic | 0 | 0.29606 | 0.041933 | 0.10792 | 0.020608 | 0 | 0.073392 | 0 | 0 |  |  | 0.092494 | 0.19497 | 0.027616 | 0.07107 | 0.071428 | 0 | 0.25439 | 0 | 0
HV Medium Non-Domestic | 0 | 0.30727 | 0.014362 | 0.029779 | 0 | 0 | 0 | 0 | 0 |  |  | 0.095875 | 0.20235 | 0.028661 | 0.059428 | 0 | 0 | 0 | 0 | 0
LV Network Domestic | 0 | 3.6177 | 0.51241 | 0.92339 | 0.17633 | 0 | 0.62798 | 0.070423 | 0 |  |  | 1.3033 | 2.3825 | 0.33745 | 0.60811 | 0.61118 | 0 | 2.1766 | 0.92756 | 0
LV Network Non-Domestic Non-CT | 0 | 3.6886 | 0.52245 | 0.94181 | 0.17985 | 0 | 0.64051 | 0.071828 | 0 |  |  | 1.3293 | 2.4292 | 0.34407 | 0.62024 | 0.62337 | 0 | 2.2201 | 0.94607 | 0
LV HH Metered | 0 | 2.9117 | 0.4124 | 0.74322 | 0.14192 | 0 | 0.40436 | 0 | 0 |  |  | 1.049 | 1.9175 | 0.27159 | 0.48946 | 0.49193 | 0 | 1.4016 | 0 | 0
LV Sub HH Metered | 0 | 2.743 | 0.38852 | 0.70018 | 0.13371 | 0 | 0 | 0 | 0 |  |  | 0.98828 | 1.8064 | 0.25586 | 0.46111 | 0.46344 | 0 | 0 | 0 | 0
HV HH Metered | 0 | 2.4939 | 0.11657 | 0.16806 | 0 | 0 | 0 | 0 | 0 |  |  | 0.89851 | 1.6424 | 0.23262 | 0.33538 | 0 | 0 | 0 | 0 | 0
NHH UMS category A | 0 | 0.17665 | 0.025021 | 0.063184 | 0.012066 | 0 | 0.042971 | 0.0048188 | 0.01035 |  |  | 0.053725 | 0.11633 | 0.016478 | 0.041611 | 0.041821 | 0 | 0.14894 | 0.06347 | 0.13632 | 0.95243
NHH UMS category B | 0 | 0.2949 | 0.04177 | 0.080599 | 0.015391 | 0 | 0.054814 | 0.006147 | 0.013202 |  |  | 0.095272 | 0.19421 | 0.027508 | 0.053079 | 0.053347 | 0 | 0.18999 | 0.080963 | 0.17389 | 0.95243
NHH UMS category C | 0 | 0.5143 | 0.072845 | 0.13619 | 0.026007 | 0 | 0.09262 | 0.010387 | 0.022308 |  |  | 0.17167 | 0.3387 | 0.047973 | 0.08969 | 0.090142 | 0 | 0.32103 | 0.13681 | 0.29382 | 0.95243
NHH UMS category D | 0 | 0.062907 | 0.0089101 | 0.046102 | 0.0088035 | 0 | 0.031353 | 0.003516 | 0.0075515 |  |  | 0.013771 | 0.041428 | 0.0058678 | 0.030361 | 0.030514 | 0 | 0.10867 | 0.04631 | 0.099462 | 0.95243
LV UMS (Pseudo HH Metered) | 0 | 8.2108 | 1.163 | 1.9507 | 0.3725 | 0 | 1.3266 | 0.14877 | 0.31952 |  |  | 2.8557 | 5.4073 | 0.76588 | 1.2846 | 1.2911 | 0 | 4.5982 | 1.9595 | 4.2085 | 0.95243
LV Generation NHH or Aggregate HH | 0 | -0.17232 | -0.024408 | -0.061618 | -0.011766 | 0 | -0.041905 | -0.0046994 | 0 |  |  | -0.052415 | -0.11349 | -0.016074 | -0.040579 | -0.040784 | 0 | -0.14525 | -0.061896 | 0
LV Sub Generation NHH | 0 | -0.17022 | -0.024109 | -0.060863 | -0.011622 | 0 | -0.041392 | 0 | 0 |  |  | -0.051773 | -0.1121 | -0.015877 | -0.040082 | -0.040285 | 0 | -0.14347 | 0 | 0
LV Generation Intermittent | 0 | -0.17232 | -0.024408 | -0.061618 | -0.011766 | 0 | -0.041905 | -0.0046994 | 0 |  |  | -0.052415 | -0.11349 | -0.016074 | -0.040579 | -0.040784 | 0 | -0.14525 | -0.061896 | 0
LV Generation Intermittent no RP charge | 0 | -0.17232 | -0.024408 | -0.061618 | -0.011766 | 0 | -0.041905 | -0.0046994 | 0 |  |  | -0.052415 | -0.11349 | -0.016074 | -0.040579 | -0.040784 | 0 | -0.14525 | -0.061896 | 0
LV Generation Non-Intermittent | 0 | -2.4414 | -0.3458 | -0.62318 | -0.119 | 0 | -0.42382 | -0.047528 | 0 |  |  | -0.8796 | -1.6078 | -0.22773 | -0.4104 | -0.41248 | 0 | -1.469 | -0.626 | 0
LV Generation Non-Intermittent no RP charge | 0 | -2.4414 | -0.3458 | -0.62318 | -0.119 | 0 | -0.42382 | -0.047528 | 0 |  |  | -0.8796 | -1.6078 | -0.22773 | -0.4104 | -0.41248 | 0 | -1.469 | -0.626 | 0
LV Sub Generation Intermittent | 0 | -0.17022 | -0.024109 | -0.060863 | -0.011622 | 0 | -0.041392 | 0 | 0 |  |  | -0.051773 | -0.1121 | -0.015877 | -0.040082 | -0.040285 | 0 | -0.14347 | 0 | 0
LV Sub Generation Intermittent no RP charge | 0 | -0.17022 | -0.024109 | -0.060863 | -0.011622 | 0 | -0.041392 | 0 | 0 |  |  | -0.051773 | -0.1121 | -0.015877 | -0.040082 | -0.040285 | 0 | -0.14347 | 0 | 0
LV Sub Generation Non-Intermittent | 0 | -2.4115 | -0.34156 | -0.61556 | -0.11755 | 0 | -0.41863 | 0 | 0 |  |  | -0.86884 | -1.5881 | -0.22494 | -0.40538 | -0.40743 | 0 | -1.451 | 0 | 0
LV Sub Generation Non-Intermittent no RP charge | 0 | -2.4115 | -0.34156 | -0.61556 | -0.11755 | 0 | -0.41863 | 0 | 0 |  |  | -0.86884 | -1.5881 | -0.22494 | -0.40538 | -0.40743 | 0 | -1.451 | 0 | 0
HV Generation Intermittent | 0 | -0.16843 | -0.0078726 | -0.019874 | 0 | 0 | 0 | 0 | 0 |  |  | -0.05123 | -0.11092 | -0.015711 | -0.039662 | -0.039862 | 0 | 0 | 0 | 0
HV Generation Intermittent no RP charge | 0 | -0.16843 | -0.0078726 | -0.019874 | 0 | 0 | 0 | 0 | 0 |  |  | -0.05123 | -0.11092 | -0.015711 | -0.039662 | -0.039862 | 0 | 0 | 0 | 0
HV Generation Non-Intermittent | 0 | -2.3862 | -0.11153 | -0.201 | 0 | 0 | 0 | 0 | 0 |  |  | -0.85973 | -1.5715 | -0.22258 | -0.40113 | -0.40315 | 0 | 0 | 0 | 0
HV Generation Non-Intermittent no RP charge | 0 | -2.3862 | -0.11153 | -0.201 | 0 | 0 | 0 | 0 | 0 |  |  | -0.85973 | -1.5715 | -0.22258 | -0.40113 | -0.40315 | 0 | 0 | 0 | 0
3302. Unit rate 2 p/kWh (elements)
Data sources:
x1 = 3005. Unit rate 2 total p/kWh (taking account of standing charges) — for Tariffs with Unit rate 2 p/kWh from Standard 2 kWh
x2 = 2904. Pay-as-you-go unit rate 2 (p/kWh) — for Tariffs with Unit rate 2 p/kWh from PAYG 2 kWh
x3 = 2904. Pay-as-you-go unit rate 2 (p/kWh) — for Tariffs with Unit rate 2 p/kWh from PAYG 2 kWh & customer
x4 = 2203. LV unmetered service model asset charge (p/kWh) — for Tariffs with Unit rate 2 p/kWh from PAYG 2 kWh & customer
x5 = 2712. Operating expenditure for unmetered customer assets (p/kWh) — for Tariffs with Unit rate 2 p/kWh from PAYG 2 kWh & customer
Combine tables = x1 or x2 or x3 or x4 or x5
| GSPs | Assets 132kV | Assets 132kV/EHV | Assets EHV | Assets EHV/HV | Assets 132kV/HV | Assets HV | Assets HV/LV | Assets LV circuits | Assets LV customer | Assets HV customer | Transmission exit | Operating 132kV | Operating 132kV/EHV | Operating EHV | Operating EHV/HV | Operating 132kV/HV | Operating HV | Operating HV/LV | Operating LV circuits | Operating LV customer | Operating HV customer
Domestic Unrestricted
Domestic Two Rate | 0 | 0.032432 | 0.0045936 | 0.016368 | 0.0031256 | 0 | 0.011132 | 0.0012483 | 0 |  |  | 0 | 0.021358 | 0.0030252 | 0.010779 | 0.010834 | 0 | 0.038584 | 0.016442 | 0
Domestic Off Peak (related MPAN)
Small Non Domestic Unrestricted
Small Non Domestic Two Rate | 0 | 0.03099 | 0.0043894 | 0.015879 | 0.0030323 | 0 | 0.010799 | 0.001211 | 0 |  |  | 0 | 0.020409 | 0.0028907 | 0.010457 | 0.01051 | 0 | 0.037431 | 0.015951 | 0
Small Non Domestic Off Peak (related MPAN)
LV Medium Non-Domestic | 0 | 0.02679 | 0.0037946 | 0.012725 | 0.0024299 | 0 | 0.0086538 | 0.00097046 | 0 |  |  | 0 | 0.017643 | 0.002499 | 0.00838 | 0.0084223 | 0 | 0.029995 | 0.012782 | 0
LV Sub Medium Non-Domestic | 0 | 0.026539 | 0.0037589 | 0.012605 | 0.0024071 | 0 | 0.0085725 | 0 | 0 |  |  | 0 | 0.017477 | 0.0024755 | 0.0083012 | 0.0083431 | 0 | 0.029713 | 0 | 0
HV Medium Non-Domestic | 0 | 0.027421 | 0.0012817 | 0.0034384 | 0 | 0 | 0 | 0 | 0 |  |  | 0 | 0.018059 | 0.0025578 | 0.0068618 | 0 | 0 | 0 | 0 | 0
LV Network Domestic | 0 | 0.058552 | 0.0082932 | 0.072026 | 0.013754 | 0 | 0.048983 | 0.0054931 | 0 |  |  | 0 | 0.03856 | 0.0054616 | 0.047433 | 0.047673 | 0 | 0.16978 | 0.072351 | 0
LV Network Non-Domestic Non-CT | 0 | 0.0597 | 0.0084558 | 0.073463 | 0.014028 | 0 | 0.049961 | 0.0056027 | 0 |  |  | 0 | 0.039316 | 0.0055687 | 0.04838 | 0.048624 | 0 | 0.17317 | 0.073795 | 0
LV HH Metered | 0 | 0.047124 | 0.0066747 | 0.057973 | 0.01107 | 0 | 0.031541 | 0 | 0 |  |  | 0 | 0.031034 | 0.0043957 | 0.038179 | 0.038371 | 0 | 0.10932 | 0 | 0
LV Sub HH Metered | 0 | 0.044395 | 0.0062881 | 0.054615 | 0.010429 | 0 | 0 | 0 | 0 |  |  | 0 | 0.029237 | 0.0041411 | 0.035967 | 0.036149 | 0 | 0 | 0 | 0
HV HH Metered | 0 | 0.040363 | 0.0018866 | 0.013109 | 0 | 0 | 0 | 0 | 0 |  |  | 0 | 0.026581 | 0.0037649 | 0.02616 | 0 | 0 | 0 | 0 | 0
NHH UMS category A
NHH UMS category B
NHH UMS category C
NHH UMS category D
LV UMS (Pseudo HH Metered) | 0 | 0.052145 | 0.0073858 | 0.054781 | 0.010461 | 0 | 0.037256 | 0.0041779 | 0.0089731 |  |  | 0.0096864 | 0.034341 | 0.004864 | 0.036077 | 0.036259 | 0 | 0.12913 | 0.055029 | 0.11819 | 0.95243
LV Generation NHH or Aggregate HH
LV Sub Generation NHH
LV Generation Intermittent
LV Generation Intermittent no RP charge
LV Generation Non-Intermittent | 0 | -0.039513 | -0.0055966 | -0.048609 | -0.0092824 | 0 | -0.033058 | -0.0037073 | 0 |  |  | 0 | -0.026022 | -0.0036857 | -0.032012 | -0.032174 | 0 | -0.11458 | -0.048829 | 0
LV Generation Non-Intermittent no RP charge | 0 | -0.039513 | -0.0055966 | -0.048609 | -0.0092824 | 0 | -0.033058 | -0.0037073 | 0 |  |  | 0 | -0.026022 | -0.0036857 | -0.032012 | -0.032174 | 0 | -0.11458 | -0.048829 | 0
LV Sub Generation Intermittent
LV Sub Generation Intermittent no RP charge
LV Sub Generation Non-Intermittent | 0 | -0.03903 | -0.0055281 | -0.048014 | -0.0091688 | 0 | -0.032654 | 0 | 0 |  |  | 0 | -0.025703 | -0.0036406 | -0.03162 | -0.03178 | 0 | -0.11318 | 0 | 0
LV Sub Generation Non-Intermittent no RP charge | 0 | -0.03903 | -0.0055281 | -0.048014 | -0.0091688 | 0 | -0.032654 | 0 | 0 |  |  | 0 | -0.025703 | -0.0036406 | -0.03162 | -0.03178 | 0 | -0.11318 | 0 | 0
HV Generation Intermittent
HV Generation Intermittent no RP charge
HV Generation Non-Intermittent | 0 | -0.03862 | -0.0018052 | -0.015679 | 0 | 0 | 0 | 0 | 0 |  |  | 0 | -0.025434 | -0.0036024 | -0.031289 | -0.031447 | 0 | 0 | 0 | 0
HV Generation Non-Intermittent no RP charge | 0 | -0.03862 | -0.0018052 | -0.015679 | 0 | 0 | 0 | 0 | 0 |  |  | 0 | -0.025434 | -0.0036024 | -0.031289 | -0.031447 | 0 | 0 | 0 | 0
3303. Unit rate 3 p/kWh (elements)
Data sources:
x1 = 3006. Unit rate 3 total p/kWh (taking account of standing charges) — for Tariffs with Unit rate 3 p/kWh from Standard 3 kWh
x2 = 2905. Pay-as-you-go unit rate 3 (p/kWh) — for Tariffs with Unit rate 3 p/kWh from PAYG 3 kWh
x3 = 2905. Pay-as-you-go unit rate 3 (p/kWh) — for Tariffs with Unit rate 3 p/kWh from PAYG 3 kWh & customer
x4 = 2203. LV unmetered service model asset charge (p/kWh) — for Tariffs with Unit rate 3 p/kWh from PAYG 3 kWh & customer
x5 = 2712. Operating expenditure for unmetered customer assets (p/kWh) — for Tariffs with Unit rate 3 p/kWh from PAYG 3 kWh & customer
Combine tables = x1 or x2 or x3 or x4 or x5
| GSPs | Assets 132kV | Assets 132kV/EHV | Assets EHV | Assets EHV/HV | Assets 132kV/HV | Assets HV | Assets HV/LV | Assets LV circuits | Assets LV customer | Assets HV customer | Transmission exit | Operating 132kV | Operating 132kV/EHV | Operating EHV | Operating EHV/HV | Operating 132kV/HV | Operating HV | Operating HV/LV | Operating LV circuits | Operating LV customer | Operating HV customer
Domestic Unrestricted
Domestic Two Rate
Domestic Off Peak (related MPAN)
Small Non Domestic Unrestricted
Small Non Domestic Two Rate
Small Non Domestic Off Peak (related MPAN)
LV Medium Non-Domestic
LV Sub Medium Non-Domestic
HV Medium Non-Domestic
LV Network Domestic | 0 | 0.030625 | 0.0043377 | 0.014545 | 0.0027775 | 0 | 0.0098917 | 0.0011093 | 0 |  |  | 0 | 0.020168 | 0.0028566 | 0.0095787 | 0.0096271 | 0 | 0.034286 | 0.014611 | 0
LV Network Non-Domestic Non-CT | 0 | 0.031225 | 0.0044227 | 0.014835 | 0.0028329 | 0 | 0.010089 | 0.0011314 | 0 |  |  | 0 | 0.020564 | 0.0029126 | 0.0097698 | 0.0098191 | 0 | 0.03497 | 0.014902 | 0
LV HH Metered | 0 | 0.024648 | 0.0034911 | 0.011707 | 0.0022356 | 0 | 0.0063694 | 0 | 0 |  |  | 0 | 0.016232 | 0.0022991 | 0.0077098 | 0.0077487 | 0 | 0.022077 | 0 | 0
LV Sub HH Metered | 0 | 0.02322 | 0.0032889 | 0.011029 | 0.0021061 | 0 | 0 | 0 | 0 |  |  | 0 | 0.015292 | 0.0021659 | 0.0072633 | 0.0072999 | 0 | 0 | 0 | 0
HV HH Metered | 0 | 0.021111 | 0.00098675 | 0.0026472 | 0 | 0 | 0 | 0 | 0 |  |  | 0 | 0.013903 | 0.0019692 | 0.0052828 | 0 | 0 | 0 | 0 | 0
NHH UMS category A
NHH UMS category B
NHH UMS category C
NHH UMS category D
LV UMS (Pseudo HH Metered) | 0 | 0.021201 | 0.0030028 | 0.01007 | 0.0019229 | 0 | 0.0068482 | 0.00076798 | 0.0016494 |  |  | 0 | 0.013962 | 0.0019776 | 0.0066315 | 0.006665 | 0 | 0.023737 | 0.010115 | 0.021725 | 0.95243
LV Generation NHH or Aggregate HH
LV Sub Generation NHH
LV Generation Intermittent
LV Generation Intermittent no RP charge
LV Generation Non-Intermittent | 0 | -0.020667 | -0.0029272 | -0.0098162 | -0.0018745 | 0 | -0.0066758 | -0.00074865 | 0 |  |  | 0 | -0.01361 | -0.0019278 | -0.0064646 | -0.0064972 | 0 | -0.023139 | -0.0098606 | 0
LV Generation Non-Intermittent no RP charge | 0 | -0.020667 | -0.0029272 | -0.0098162 | -0.0018745 | 0 | -0.0066758 | -0.00074865 | 0 |  |  | 0 | -0.01361 | -0.0019278 | -0.0064646 | -0.0064972 | 0 | -0.023139 | -0.0098606 | 0
LV Sub Generation Intermittent
LV Sub Generation Intermittent no RP charge
LV Sub Generation Non-Intermittent | 0 | -0.020414 | -0.0028914 | -0.009696 | -0.0018515 | 0 | -0.0065941 | 0 | 0 |  |  | 0 | -0.013444 | -0.0019042 | -0.0063854 | -0.0064177 | 0 | -0.022856 | 0 | 0
LV Sub Generation Non-Intermittent no RP charge | 0 | -0.020414 | -0.0028914 | -0.009696 | -0.0018515 | 0 | -0.0065941 | 0 | 0 |  |  | 0 | -0.013444 | -0.0019042 | -0.0063854 | -0.0064177 | 0 | -0.022856 | 0 | 0
HV Generation Intermittent
HV Generation Intermittent no RP charge
HV Generation Non-Intermittent | 0 | -0.0202 | -0.00094416 | -0.0031661 | 0 | 0 | 0 | 0 | 0 |  |  | 0 | -0.013303 | -0.0018842 | -0.0063185 | -0.0063504 | 0 | 0 | 0 | 0
HV Generation Non-Intermittent no RP charge | 0 | -0.0202 | -0.00094416 | -0.0031661 | 0 | 0 | 0 | 0 | 0 |  |  | 0 | -0.013303 | -0.0018842 | -0.0063185 | -0.0063504 | 0 | 0 | 0 | 0
3304. Fixed charge p/MPAN/day (elements)
Data sources:
x1 = 3107. Fixed charge from standing charges factors p/MPAN/day — for Tariffs with Fixed charge p/MPAN/day from Fixed from network & customer
x2 = 2206. Service model p/MPAN/day (in Replacement annuities for service models) — for Tariffs with Fixed charge p/MPAN/day from Customer
x3 = 2206. Service model p/MPAN/day (in Replacement annuities for service models) — for Tariffs with Fixed charge p/MPAN/day from Fixed from network & customer
x4 = 2711. Operating expenditure for customer assets p/MPAN/day total (in Operating expenditure for customer assets p/MPAN/day) — for Tariffs with Fixed charge p/MPAN/day from Customer
x5 = 2711. Operating expenditure for customer assets p/MPAN/day total (in Operating expenditure for customer assets p/MPAN/day) — for Tariffs with Fixed charge p/MPAN/day from Fixed from network & customer
Combine tables = x1 or x2 or x3 or x4 or x5
| GSPs | Assets 132kV | Assets 132kV/EHV | Assets EHV | Assets EHV/HV | Assets 132kV/HV | Assets HV | Assets HV/LV | Assets LV circuits | Assets LV customer | Assets HV customer | Transmission exit | Operating 132kV | Operating 132kV/EHV | Operating EHV | Operating EHV/HV | Operating 132kV/HV | Operating HV | Operating HV/LV | Operating LV circuits | Operating LV customer | Operating HV customer
Domestic Unrestricted | 0 | 0 | 0 | 0 | 0 | 0 | 0 | 0 | 0.20766 | 0 | 0 | 0 | 0 | 0 | 0 | 0 | 0 | 0 | 0 | 2.7352 | 2.8745 | 0
Domestic Two Rate | 0 | 0 | 0 | 0 | 0 | 0 | 0 | 0 | 0.20766 | 0 | 0 | 0 | 0 | 0 | 0 | 0 | 0 | 0 | 0 | 2.7352 | 2.8745 | 0
Domestic Off Peak (related MPAN)
Small Non Domestic Unrestricted | 0 | 0 | 0 | 0 | 0 | 0 | 0 | 0 | 0.20766 | 0 | 0 | 0 | 0 | 0 | 0 | 0 | 0 | 0 | 0 | 2.7352 | 6.4671 | 0
Small Non Domestic Two Rate | 0 | 0 | 0 | 0 | 0 | 0 | 0 | 0 | 0.20766 | 0 | 0 | 0 | 0 | 0 | 0 | 0 | 0 | 0 | 0 | 2.7352 | 6.4671 | 0
Small Non Domestic Off Peak (related MPAN)
LV Medium Non-Domestic | 0 | 0 | 0 | 0 | 0 | 0 | 0 | 0 | 2.3938 | 0 | 0 | 0 | 0 | 0 | 0 | 0 | 0 | 0 | 0 | 31.5288 | 7.8737 | 0
LV Sub Medium Non-Domestic | 0 | 0 | 0 | 0 | 0 | 0 | 0 | 1.6326 | 0 | 0 | 0 | 0 | 0 | 0 | 0 | 0 | 0 | 0 | 21.5028 | 0 | 5.8393 | 0
HV Medium Non-Domestic | 0 | 0 | 0 | 2.377 | 0 | 0 | 0 | 0 | 0 | 0 | 0 | 0 | 0 | 0 | 4.7437 | 23.838 | 0 | 61.9685 | 0 | 0 | 0 | 101.4319
LV Network Domestic | 0 | 0 | 0 | 0 | 0 | 0 | 0 | 0 | 0.20766 | 0 | 0 | 0 | 0 | 0 | 0 | 0 | 0 | 0 | 0 | 2.7352 | 2.8745 | 0
LV Network Non-Domestic Non-CT | 0 | 0 | 0 | 0 | 0 | 0 | 0 | 0 | 0.20766 | 0 | 0 | 0 | 0 | 0 | 0 | 0 | 0 | 0 | 0 | 2.7352 | 6.4671 | 0
LV HH Metered | [9 empty] | 0 | 0 | [9 empty] | 13.274 | 0
LV Sub HH Metered | [9 empty] | 0 | 0 | [9 empty] | 10.2238 | 0
HV HH Metered | [9 empty] | 0 | 0 | [9 empty] | 0 | 101.4319
NHH UMS category A
NHH UMS category B
NHH UMS category C
NHH UMS category D
LV UMS (Pseudo HH Metered)
LV Generation NHH or Aggregate HH | [9 empty] | 0 | 0 | [9 empty] | 0 | 0
LV Sub Generation NHH | [9 empty] | 0 | 0 | [9 empty] | 0 | 0
LV Generation Intermittent | [9 empty] | 0 | 0 | [9 empty] | 0 | 0
LV Generation Intermittent no RP charge | [9 empty] | 0 | 0 | [9 empty] | 0 | 0
LV Generation Non-Intermittent | [9 empty] | 0 | 0 | [9 empty] | 0 | 0
LV Generation Non-Intermittent no RP charge | [9 empty] | 0 | 0 | [9 empty] | 0 | 0
LV Sub Generation Intermittent | [9 empty] | 0 | 0 | [9 empty] | 0 | 0
LV Sub Generation Intermittent no RP charge | [9 empty] | 0 | 0 | [9 empty] | 0 | 0
LV Sub Generation Non-Intermittent | [9 empty] | 0 | 0 | [9 empty] | 0 | 0
LV Sub Generation Non-Intermittent no RP charge | [9 empty] | 0 | 0 | [9 empty] | 0 | 0
HV Generation Intermittent | [9 empty] | 0 | 0 | [9 empty] | 0 | 48.9038
HV Generation Intermittent no RP charge | [9 empty] | 0 | 0 | [9 empty] | 0 | 48.9038
HV Generation Non-Intermittent | [9 empty] | 0 | 0 | [9 empty] | 0 | 48.9038
HV Generation Non-Intermittent no RP charge | [9 empty] | 0 | 0 | [9 empty] | 0 | 48.9038
3305. Capacity charge p/kVA/day (elements)
Data sources:
x1 = 3002. Capacity charge p/kVA/day — for Tariffs with Capacity charge p/kVA/day from Capacity
Copy cells = x1
| GSPs | Assets 132kV | Assets 132kV/EHV | Assets EHV | Assets EHV/HV | Assets 132kV/HV | Assets HV | Assets HV/LV | Assets LV circuits | Assets LV customer | Assets HV customer | Transmission exit | Operating 132kV | Operating 132kV/EHV | Operating EHV | Operating EHV/HV | Operating 132kV/HV | Operating HV | Operating HV/LV | Operating LV circuits | Operating LV customer | Operating HV customer
Domestic Unrestricted
Domestic Two Rate
Domestic Off Peak (related MPAN)
Small Non Domestic Unrestricted
Small Non Domestic Two Rate
Small Non Domestic Off Peak (related MPAN)
LV Medium Non-Domestic
LV Sub Medium Non-Domestic
HV Medium Non-Domestic
LV Network Domestic
LV Network Non-Domestic Non-CT
LV HH Metered | 0 | 0 | 0 | 0 | 0 | 0 | 0.12314 | 0.069045 | 0.13451 |  |  | 0 | 0 | 0 | 0 | 0 | 0 | 0.42681 | 0.90941 | 1.7717
LV Sub HH Metered | 0 | 0 | 0 | 0 | 0 | 0 | 0.60816 | 0.0682 | 0 |  |  | 0 | 0 | 0 | 0 | 0 | 0 | 2.1079 | 0.89828 | 0
HV HH Metered | 0 | 0 | 0 | 0.080009 | 0 | 0 | 0 | 0 | 0 |  |  | 0 | 0 | 0 | 0.15967 | 0.80238 | 0 | 2.0858 | 0 | 0
NHH UMS category A
NHH UMS category B
NHH UMS category C
NHH UMS category D
LV UMS (Pseudo HH Metered)
LV Generation NHH or Aggregate HH
LV Sub Generation NHH
LV Generation Intermittent
LV Generation Intermittent no RP charge
LV Generation Non-Intermittent
LV Generation Non-Intermittent no RP charge
LV Sub Generation Intermittent
LV Sub Generation Intermittent no RP charge
LV Sub Generation Non-Intermittent
LV Sub Generation Non-Intermittent no RP charge
HV Generation Intermittent
HV Generation Intermittent no RP charge
HV Generation Non-Intermittent
HV Generation Non-Intermittent no RP charge
3306. Exceeded capacity charge p/kVA/day (elements)
Data sources:
x1 = 3007. Exceeded capacity charge p/kVA/day — for Tariffs with Exceeded capacity charge p/kVA/day from Capacity
Copy cells = x1
| GSPs | Assets 132kV | Assets 132kV/EHV | Assets EHV | Assets EHV/HV | Assets 132kV/HV | Assets HV | Assets HV/LV | Assets LV circuits | Assets LV customer | Assets HV customer | Transmission exit | Operating 132kV | Operating 132kV/EHV | Operating EHV | Operating EHV/HV | Operating 132kV/HV | Operating HV | Operating HV/LV | Operating LV circuits | Operating LV customer | Operating HV customer
Domestic Unrestricted
Domestic Two Rate
Domestic Off Peak (related MPAN)
Small Non Domestic Unrestricted
Small Non Domestic Two Rate
Small Non Domestic Off Peak (related MPAN)
LV Medium Non-Domestic
LV Sub Medium Non-Domestic
HV Medium Non-Domestic
LV Network Domestic
LV Network Non-Domestic Non-CT
LV HH Metered | 0 | 0 | 0 | 0 | 0 | 0 | 0.6481 | 1.3809 | 2.6903 |  |  | 0 | 0 | 0 | 0 | 0 | 0 | 0.42681 | 0.90941 | 1.7717
LV Sub HH Metered | 0 | 0 | 0 | 0 | 0 | 0 | 3.2008 | 1.364 | 0 |  |  | 0 | 0 | 0 | 0 | 0 | 0 | 2.1079 | 0.89828 | 0
HV HH Metered | 0 | 0 | 0 | 0.24245 | 1.2184 | 0 | 3.1673 | 0 | 0 |  |  | 0 | 0 | 0 | 0.15967 | 0.80238 | 0 | 2.0858 | 0 | 0
NHH UMS category A
NHH UMS category B
NHH UMS category C
NHH UMS category D
LV UMS (Pseudo HH Metered)
LV Generation NHH or Aggregate HH
LV Sub Generation NHH
LV Generation Intermittent
LV Generation Intermittent no RP charge
LV Generation Non-Intermittent
LV Generation Non-Intermittent no RP charge
LV Sub Generation Intermittent
LV Sub Generation Intermittent no RP charge
LV Sub Generation Non-Intermittent
LV Sub Generation Non-Intermittent no RP charge
HV Generation Intermittent
HV Generation Intermittent no RP charge
HV Generation Non-Intermittent
HV Generation Non-Intermittent no RP charge
3307. Reactive power charge p/kVArh (elements)
Data sources:
x1 = 3206. Pay-as-you-go reactive p/kVArh
x2 = 3203. Standard reactive p/kVArh
Combine tables = x1 or x2
| GSPs | Assets 132kV | Assets 132kV/EHV | Assets EHV | Assets EHV/HV | Assets 132kV/HV | Assets HV | Assets HV/LV | Assets LV circuits | Assets LV customer | Assets HV customer | Transmission exit | Operating 132kV | Operating 132kV/EHV | Operating EHV | Operating EHV/HV | Operating 132kV/HV | Operating HV | Operating HV/LV | Operating LV circuits | Operating LV customer | Operating HV customer
Domestic Unrestricted
Domestic Two Rate
Domestic Off Peak (related MPAN)
Small Non Domestic Unrestricted
Small Non Domestic Two Rate
Small Non Domestic Off Peak (related MPAN)
LV Medium Non-Domestic
LV Sub Medium Non-Domestic
HV Medium Non-Domestic
LV Network Domestic
LV Network Non-Domestic Non-CT
LV HH Metered | 0 | 0.043148 | 0.0061114 | 0.015428 | 0.0029462 | 0 | 0.008394 | 0 | 0 |  |  | 0.013124 | 0.028415 | 0.0040247 | 0.01016 | 0.010212 | 0 | 0.029094 | 0 | 0
LV Sub HH Metered | 0 | 0.039041 | 0.0055298 | 0.01396 | 0.0026658 | 0 | 0 | 0 | 0 |  |  | 0.011875 | 0.025711 | 0.0036417 | 0.0091934 | 0.0092398 | 0 | 0 | 0 | 0
HV HH Metered | 0 | 0.034164 | 0.0015969 | 0.003225 | 0 | 0 | 0 | 0 | 0 |  |  | 0.010391 | 0.022499 | 0.0031867 | 0.006436 | 0 | 0 | 0 | 0 | 0
NHH UMS category A
NHH UMS category B
NHH UMS category C
NHH UMS category D
LV UMS (Pseudo HH Metered)
LV Generation NHH or Aggregate HH
LV Sub Generation NHH
LV Generation Intermittent | 0 | 0.031561 | 0.0044703 | 0.011285 | 0.002155 | 0 | 0.0076749 | 0.00086069 | 0.0018485 |  |  | 0.0095998 | 0.020785 | 0.002944 | 0.0074321 | 0.0074696 | 0 | 0.026602 | 0.011336 | 0.024347
LV Generation Intermittent no RP charge
LV Generation Non-Intermittent | 0 | 0.031561 | 0.0044703 | 0.011285 | 0.002155 | 0 | 0.0076749 | 0.00086069 | 0.0018485 |  |  | 0.0095998 | 0.020785 | 0.002944 | 0.0074321 | 0.0074696 | 0 | 0.026602 | 0.011336 | 0.024347
LV Generation Non-Intermittent no RP charge
LV Sub Generation Intermittent | 0 | 0.031175 | 0.0044156 | 0.011147 | 0.0021286 | 0 | 0.007581 | 0.00085015 | 0 |  |  | 0.0094822 | 0.020531 | 0.0029079 | 0.0073411 | 0.0073781 | 0 | 0.026276 | 0.011198 | 0
LV Sub Generation Intermittent no RP charge
LV Sub Generation Non-Intermittent | 0 | 0.031175 | 0.0044156 | 0.011147 | 0.0021286 | 0 | 0.007581 | 0.00085015 | 0 |  |  | 0.0094822 | 0.020531 | 0.0029079 | 0.0073411 | 0.0073781 | 0 | 0.026276 | 0.011198 | 0
LV Sub Generation Non-Intermittent no RP charge
HV Generation Intermittent | 0 | 0.030848 | 0.0014419 | 0.00364 | 0 | 0 | 0 | 0 | 0 |  |  | 0.0093828 | 0.020315 | 0.0028774 | 0.0072641 | 0.0073008 | 0 | 0.026001 | 0 | 0
HV Generation Intermittent no RP charge
HV Generation Non-Intermittent | 0 | 0.030848 | 0.0014419 | 0.00364 | 0 | 0 | 0 | 0 | 0 |  |  | 0.0093828 | 0.020315 | 0.0028774 | 0.0072641 | 0.0073008 | 0 | 0.026001 | 0 | 0
HV Generation Non-Intermittent no RP charge
3308. Summary of charges before revenue matching
Data sources:
x1 = 3301. Unit rate 1 p/kWh (elements)
x2 = 3302. Unit rate 2 p/kWh (elements)
x3 = 3303. Unit rate 3 p/kWh (elements)
x4 = 3304. Fixed charge p/MPAN/day (elements)
x5 = 3305. Capacity charge p/kVA/day (elements)
x6 = 3306. Exceeded capacity charge p/kVA/day (elements)
x7 = 3307. Reactive power charge p/kVArh (elements)
Kind: | Cell summation | Cell summation | Cell summation | Cell summation | Cell summation | Cell summation | Cell summation
Formula: | =SUM(x1) | =SUM(x2) | =SUM(x3) | =SUM(x4) | =SUM(x5) | =SUM(x6) | =SUM(x7)
| Unit rate 1 p/kWh (total) | Unit rate 2 p/kWh (total) | Unit rate 3 p/kWh (total) | Fixed charge p/MPAN/day (total) | Capacity charge p/kVA/day (total) | Exceeded capacity charge p/kVA/day (total) | Reactive power charge p/kVArh
Domestic Unrestricted | 1.5974 | 0 | 0 | 5.8174 | 0 | 0 | 0
Domestic Two Rate | 1.9813 | 0.16992 | 0 | 5.8174 | 0 | 0 | 0
Domestic Off Peak (related MPAN) | 0.14888 | 0 | 0 | 0 | 0 | 0 | 0
Small Non Domestic Unrestricted | 1.3283 | 0 | 0 | 9.41 | 0 | 0 | 0
Small Non Domestic Two Rate | 1.5556 | 0.16395 | 0 | 9.41 | 0 | 0 | 0
Small Non Domestic Off Peak (related MPAN) | 0.15765 | 0 | 0 | 0 | 0 | 0 | 0
LV Medium Non-Domestic | 1.3955 | 0.13509 | 0 | 41.7963 | 0 | 0 | 0
LV Sub Medium Non-Domestic | 1.2519 | 0.12019 | 0 | 28.9746 | 0 | 0 | 0
HV Medium Non-Domestic | 0.73773 | 0.059619 | 0 | 194.3591 | 0 | 0 | 0
LV Network Domestic | 14.275 | 0.58836 | 0.15441 | 5.8174 | 0 | 0 | 0
LV Network Non-Domestic Non-CT | 14.5574 | 0.60006 | 0.15747 | 9.41 | 0 | 0 | 0
LV HH Metered | 10.2347 | 0.37569 | 0.10452 | 13.274 | 3.4346 | 7.8272 | 0.17106
LV Sub HH Metered | 7.9406 | 0.22122 | 0.071666 | 10.2238 | 3.6826 | 7.571 | 0.12086
HV HH Metered | 5.8874 | 0.11186 | 0.0459 | 101.4319 | 3.1279 | 7.676 | 0.081499
NHH UMS category A | 1.9062 | 0 | 0 | 0 | 0 | 0 | 0
NHH UMS category B | 2.3275 | 0 | 0 | 0 | 0 | 0 | 0
NHH UMS category C | 3.3169 | 0 | 0 | 0 | 0 | 0 | 0
NHH UMS category D | 1.498 | 0 | 0 | 0 | 0 | 0 | 0
LV UMS (Pseudo HH Metered) | 36.8151 | 1.5512 | 1.0827 | 0 | 0 | 0 | 0
LV Generation NHH or Aggregate HH | -0.7872 | 0 | 0 | 0 | 0 | 0 | 0
LV Sub Generation NHH | -0.71179 | 0 | 0 | 0 | 0 | 0 | 0
LV Generation Intermittent | -0.7872 | 0 | 0 | 0 | 0 | 0 | 0.17037
LV Generation Intermittent no RP charge | -0.7872 | 0 | 0 | 0 | 0 | 0 | 0
LV Generation Non-Intermittent | -9.6337 | -0.39707 | -0.10421 | 0 | 0 | 0 | 0.17037
LV Generation Non-Intermittent no RP charge | -9.6337 | -0.39707 | -0.10421 | 0 | 0 | 0 | 0
LV Sub Generation Intermittent | -0.71179 | 0 | 0 | 0 | 0 | 0 | 0.14241
LV Sub Generation Intermittent no RP charge | -0.71179 | 0 | 0 | 0 | 0 | 0 | 0
LV Sub Generation Non-Intermittent | -8.8505 | -0.34032 | -0.092454 | 0 | 0 | 0 | 0.14241
LV Sub Generation Non-Intermittent no RP charge | -8.8505 | -0.34032 | -0.092454 | 0 | 0 | 0 | 0
HV Generation Intermittent | -0.45356 | 0 | 0 | 48.9038 | 0 | 0 | 0.10907
HV Generation Intermittent no RP charge | -0.45356 | 0 | 0 | 48.9038 | 0 | 0 | 0
HV Generation Non-Intermittent | -6.1568 | -0.14788 | -0.052166 | 48.9038 | 0 | 0 | 0.10907
HV Generation Non-Intermittent no RP charge | -6.1568 | -0.14788 | -0.052166 | 48.9038 | 0 | 0 | 0
Revenue shortfall or surplus for 0 in 0 (0)
3401. Net revenues by tariff before matching (£)
Data sources:
x1 = 1010. Days in the charging year (in Financial and general assumptions)
x2 = 3308. Fixed charge p/MPAN/day (total) (in Summary of charges before revenue matching)
x3 = 2305. MPANs (in Equivalent volume for each end user)
x4 = 3308. Capacity charge p/kVA/day (total) (in Summary of charges before revenue matching)
x5 = 2305. Import capacity (kVA) (in Equivalent volume for each end user)
x6 = 3308. Exceeded capacity charge p/kVA/day (total) (in Summary of charges before revenue matching)
x7 = 2305. Exceeded capacity (kVA) (in Equivalent volume for each end user)
x8 = 3308. Unit rate 1 p/kWh (total) (in Summary of charges before revenue matching)
x9 = 2305. Rate 1 units (MWh) (in Equivalent volume for each end user)
x10 = 3308. Unit rate 2 p/kWh (total) (in Summary of charges before revenue matching)
x11 = 2305. Rate 2 units (MWh) (in Equivalent volume for each end user)
x12 = 3308. Unit rate 3 p/kWh (total) (in Summary of charges before revenue matching)
x13 = 2305. Rate 3 units (MWh) (in Equivalent volume for each end user)
x14 = 3308. Reactive power charge p/kVArh (in Summary of charges before revenue matching)
x15 = 2305. Reactive power units (MVArh) (in Equivalent volume for each end user)
Calculation =0.01*x1*(x2*x3+x4*x5+x6*x7)+10*(x8*x9+x10*x11+x12*x13+x14*x15)
Net revenues
Domestic Unrestricted | =SUM(x1): 95883074.361
Domestic Two Rate | =SUM(x1): 17641425.9931
Domestic Off Peak (related MPAN) | =SUM(x1): 68424.3259
Small Non Domestic Unrestricted | =SUM(x1): 19498908.8645
Small Non Domestic Two Rate | =SUM(x1): 7453532.744
Small Non Domestic Off Peak (related MPAN) | =SUM(x1): 27304.5583
LV Medium Non-Domestic | =SUM(x1): 0.013187
LV Sub Medium Non-Domestic | =SUM(x1): 0.010935
HV Medium Non-Domestic | =SUM(x1): 0.012186
LV Network Domestic | =SUM(x1): 5.3605
LV Network Non-Domestic Non-CT | =SUM(x1): 5616053.1058
LV HH Metered | =SUM(x1): 21335009.6093
LV Sub HH Metered | =SUM(x1): 10224435.4044
HV HH Metered | =SUM(x1): 21631739.2758
NHH UMS category A | =SUM(x1): 194748.5874
NHH UMS category B | =SUM(x1): 183298.6054
NHH UMS category C | =SUM(x1): 32955.2281
NHH UMS category D | =SUM(x1): 0
LV UMS (Pseudo HH Metered) | =SUM(x1): 2834145.9366
LV Generation NHH or Aggregate HH | =SUM(x1): -26352.858
LV Sub Generation NHH | =SUM(x1): -655.3769
LV Generation Intermittent | =SUM(x1): -616678.5547
LV Generation Intermittent no RP charge | =SUM(x1): 0
LV Generation Non-Intermittent | =SUM(x1): -18368.1196
LV Generation Non-Intermittent no RP charge | =SUM(x1): 0
LV Sub Generation Intermittent | =SUM(x1): -90497.283
LV Sub Generation Intermittent no RP charge | =SUM(x1): 0
LV Sub Generation Non-Intermittent | =SUM(x1): -29444.9836
LV Sub Generation Non-Intermittent no RP charge | =SUM(x1): 0
HV Generation Intermittent | =SUM(x1): -1807592.2397
HV Generation Intermittent no RP charge | =SUM(x1): 0
HV Generation Non-Intermittent | =SUM(x1): -1316065.9469
HV Generation Non-Intermittent no RP charge | =SUM(x1): 0
3402. Revenue surplus or shortfall
Data sources:
x1 = 3401. Net revenues by tariff before matching (£)
x2 = 1076. Target CDCM net revenue (£/year)
x3 = Total net revenues before matching (£) (in Revenue surplus or shortfall)
Kind: | =SUM(x1): Cell summation; =SUM(x2): Calculation
Formula: | =SUM(x1): =SUM(x1); =SUM(x2): =x2-x3
| Total net revenues before matching (£) | Revenue shortfall (surplus) £
Revenue surplus or shortfall | =SUM(x1): 198719406.6339; =SUM(x2): 177415891.3734
Adder for 0 in 0 (0)
3501. Adder value at which the minimum is breached
Data sources:
x1 = 3308. Unit rate 1 p/kWh (total) (in Summary of charges before revenue matching)
x2 = 3308. Unit rate 2 p/kWh (total) (in Summary of charges before revenue matching)
x3 = 3308. Unit rate 3 p/kWh (total) (in Summary of charges before revenue matching)
Kind: | =SUM(x1): Calculation; =SUM(x2): Calculation; =SUM(x3): Calculation
Formula: | =SUM(x1): =0-x1; =SUM(x2): =0-x2; =SUM(x3): =0-x3
| Adder threshold for Unit rate 1 p/kWh | Adder threshold for Unit rate 2 p/kWh | Adder threshold for Unit rate 3 p/kWh
Domestic Unrestricted | =SUM(x1): -1.5974
Domestic Two Rate | =SUM(x1): -1.9813; =SUM(x2): -0.16992
Domestic Off Peak (related MPAN) | =SUM(x1): -0.14888
Small Non Domestic Unrestricted | =SUM(x1): -1.3283
Small Non Domestic Two Rate | =SUM(x1): -1.5556; =SUM(x2): -0.16395
Small Non Domestic Off Peak (related MPAN) | =SUM(x1): -0.15765
LV Medium Non-Domestic | =SUM(x1): -1.3955; =SUM(x2): -0.13509
LV Sub Medium Non-Domestic | =SUM(x1): -1.2519; =SUM(x2): -0.12019
HV Medium Non-Domestic | =SUM(x1): -0.73773; =SUM(x2): -0.059619
LV Network Domestic | =SUM(x1): -14.275; =SUM(x2): -0.58836; =SUM(x3): -0.15441
LV Network Non-Domestic Non-CT | =SUM(x1): -14.5574; =SUM(x2): -0.60006; =SUM(x3): -0.15747
LV HH Metered | =SUM(x1): -10.2347; =SUM(x2): -0.37569; =SUM(x3): -0.10452
LV Sub HH Metered | =SUM(x1): -7.9406; =SUM(x2): -0.22122; =SUM(x3): -0.071666
HV HH Metered | =SUM(x1): -5.8874; =SUM(x2): -0.11186; =SUM(x3): -0.0459
NHH UMS category A | =SUM(x1): -1.9062
NHH UMS category B | =SUM(x1): -2.3275
NHH UMS category C | =SUM(x1): -3.3169
NHH UMS category D | =SUM(x1): -1.498
LV UMS (Pseudo HH Metered) | =SUM(x1): -36.8151; =SUM(x2): -1.5512; =SUM(x3): -1.0827
LV Generation NHH or Aggregate HH | =SUM(x1): 0.7872
LV Sub Generation NHH | =SUM(x1): 0.71179
LV Generation Intermittent | =SUM(x1): 0.7872
LV Generation Intermittent no RP charge | =SUM(x1): 0.7872
LV Generation Non-Intermittent | =SUM(x1): 9.6337; =SUM(x2): 0.39707; =SUM(x3): 0.10421
LV Generation Non-Intermittent no RP charge | =SUM(x1): 9.6337; =SUM(x2): 0.39707; =SUM(x3): 0.10421
LV Sub Generation Intermittent | =SUM(x1): 0.71179
LV Sub Generation Intermittent no RP charge | =SUM(x1): 0.71179
LV Sub Generation Non-Intermittent | =SUM(x1): 8.8505; =SUM(x2): 0.34032; =SUM(x3): 0.092454
LV Sub Generation Non-Intermittent no RP charge | =SUM(x1): 8.8505; =SUM(x2): 0.34032; =SUM(x3): 0.092454
HV Generation Intermittent | =SUM(x1): 0.45356
HV Generation Intermittent no RP charge | =SUM(x1): 0.45356
HV Generation Non-Intermittent | =SUM(x1): 6.1568; =SUM(x2): 0.14788; =SUM(x3): 0.052166
HV Generation Non-Intermittent no RP charge | =SUM(x1): 6.1568; =SUM(x2): 0.14788; =SUM(x3): 0.052166
3502. Marginal revenue effect of adder
Data sources:
x1 = 2302. Load coefficient
x2 = 2305. Rate 1 units (MWh) (in Equivalent volume for each end user)
x3 = 2305. Rate 2 units (MWh) (in Equivalent volume for each end user)
x4 = 2305. Rate 3 units (MWh) (in Equivalent volume for each end user)
Kind: | =SUM(x1): Calculation; =SUM(x2): Calculation; =SUM(x3): Calculation
Formula: | =SUM(x1): =IF(x1<0,0,x2*10); =SUM(x2): =IF(x1<0,0,x3*10); =SUM(x3): =IF(x1<0,0,x4*10)
| Effect through Unit rate 1 p/kWh | Effect through Unit rate 2 p/kWh | Effect through Unit rate 3 p/kWh
Domestic Unrestricted | =SUM(x1): 43307645.8507; =SUM(x2): 0; =SUM(x3): 0
Domestic Two Rate | =SUM(x1): 6089313.4364; =SUM(x2): 6647675.2618; =SUM(x3): 0
Domestic Off Peak (related MPAN) | =SUM(x1): 459597.0836; =SUM(x2): 0; =SUM(x3): 0
Small Non Domestic Unrestricted | =SUM(x1): 11826441.8944; =SUM(x2): 0; =SUM(x3): 0
Small Non Domestic Two Rate | =SUM(x1): 3947846.0901; =SUM(x2): 1833733.3008; =SUM(x3): 0
Small Non Domestic Off Peak (related MPAN) | =SUM(x1): 173198.1948; =SUM(x2): 0; =SUM(x3): 0
LV Medium Non-Domestic | =SUM(x1): 0.0080133; =SUM(x2): 0.0019867; =SUM(x3): 0
LV Sub Medium Non-Domestic | =SUM(x1): 0.0078188; =SUM(x2): 0.0021812; =SUM(x3): 0
HV Medium Non-Domestic | =SUM(x1): 0.0077903; =SUM(x2): 0.0022097; =SUM(x3): 0
LV Network Domestic | =SUM(x1): 0.22038; =SUM(x2): 0.56003; =SUM(x3): 0.52892
LV Network Non-Domestic Non-CT | =SUM(x1): 268914.7008; =SUM(x2): 1989280.9837; =SUM(x3): 1882581.0564
LV HH Metered | =SUM(x1): 873980.1792; =SUM(x2): 6340614.7731; =SUM(x3): 5580233.4081
LV Sub HH Metered | =SUM(x1): 498689.6483; =SUM(x2): 3697134.5451; =SUM(x3): 3405481.6992
HV HH Metered | =SUM(x1): 1541236.9691; =SUM(x2): 10973900.2167; =SUM(x3): 11892449.6177
NHH UMS category A | =SUM(x1): 102166.7633; =SUM(x2): 0; =SUM(x3): 0
NHH UMS category B | =SUM(x1): 78753.0616; =SUM(x2): 0; =SUM(x3): 0
NHH UMS category C | =SUM(x1): 9935.4795; =SUM(x2): 0; =SUM(x3): 0
NHH UMS category D | =SUM(x1): 0; =SUM(x2): 0; =SUM(x3): 0
LV UMS (Pseudo HH Metered) | =SUM(x1): 41065.8924; =SUM(x2): 295462.091; =SUM(x3): 797992.437
LV Generation NHH or Aggregate HH | =SUM(x1): 0; =SUM(x2): 0; =SUM(x3): 0
LV Sub Generation NHH | =SUM(x1): 0; =SUM(x2): 0; =SUM(x3): 0
LV Generation Intermittent | =SUM(x1): 0; =SUM(x2): 0; =SUM(x3): 0
LV Generation Intermittent no RP charge | =SUM(x1): 0; =SUM(x2): 0; =SUM(x3): 0
LV Generation Non-Intermittent | =SUM(x1): 0; =SUM(x2): 0; =SUM(x3): 0
LV Generation Non-Intermittent no RP charge | =SUM(x1): 0; =SUM(x2): 0; =SUM(x3): 0
LV Sub Generation Intermittent | =SUM(x1): 0; =SUM(x2): 0; =SUM(x3): 0
LV Sub Generation Intermittent no RP charge | =SUM(x1): 0; =SUM(x2): 0; =SUM(x3): 0
LV Sub Generation Non-Intermittent | =SUM(x1): 0; =SUM(x2): 0; =SUM(x3): 0
LV Sub Generation Non-Intermittent no RP charge | =SUM(x1): 0; =SUM(x2): 0; =SUM(x3): 0
HV Generation Intermittent | =SUM(x1): 0; =SUM(x2): 0; =SUM(x3): 0
HV Generation Intermittent no RP charge | =SUM(x1): 0; =SUM(x2): 0; =SUM(x3): 0
HV Generation Non-Intermittent | =SUM(x1): 0; =SUM(x2): 0; =SUM(x3): 0
HV Generation Non-Intermittent no RP charge | =SUM(x1): 0; =SUM(x2): 0; =SUM(x3): 0
3503. Constraint-free solution
Data sources:
x1 = 3402. Revenue shortfall (surplus) £ (in Revenue surplus or shortfall)
x2 = 3502. Effect through Unit rate 1 p/kWh (in Marginal revenue effect of adder)
x3 = 3502. Effect through Unit rate 2 p/kWh (in Marginal revenue effect of adder)
x4 = 3502. Effect through Unit rate 3 p/kWh (in Marginal revenue effect of adder)
Calculation =x1/SUM(x2,x3,x4)
Constraint-free solution
Constraint-free solution | =SUM(x1): 1.4244
3504. Starting point
Data sources:
x1 = 3503. Constraint-free solution
x2 = 3501. Adder threshold for Unit rate 1 p/kWh (in Adder value at which the minimum is breached)
x3 = 3501. Adder threshold for Unit rate 2 p/kWh (in Adder value at which the minimum is breached)
x4 = 3501. Adder threshold for Unit rate 3 p/kWh (in Adder value at which the minimum is breached)
Calculation =MIN(x1,x2,x3,x4)
Starting point
Starting point | =SUM(x1): -36.8151
3505. Solve for General adder rate (p/kWh)
Data sources:
x1 = 3504. Starting point
x2 = 3501. Adder threshold for Unit rate 1 p/kWh (in Adder value at which the minimum is breached)
x3 = 3501. Adder threshold for Unit rate 2 p/kWh (in Adder value at which the minimum is breached)
x4 = 3501. Adder threshold for Unit rate 3 p/kWh (in Adder value at which the minimum is breached)
x5 = 3502. Effect through Unit rate 1 p/kWh (in Marginal revenue effect of adder)
x6 = 3502. Effect through Unit rate 2 p/kWh (in Marginal revenue effect of adder)
x7 = 3502. Effect through Unit rate 3 p/kWh (in Marginal revenue effect of adder)
x8 = Location (in Solve for General adder rate (p/kWh))
x9 = Kink (in Solve for General adder rate (p/kWh))
x10 = Ranking before tie break (in Solve for General adder rate (p/kWh))
x11 = Counter (in Solve for General adder rate (p/kWh))
x12 = Tie breaker (in Solve for General adder rate (p/kWh))
x13 = Ranking (in Solve for General adder rate (p/kWh))
x14 = Kink reordering (in Solve for General adder rate (p/kWh))
x15 = Starting slope contributions (in Solve for General adder rate (p/kWh))
x16 = New slope (in Solve for General adder rate (p/kWh))
x17 = Location (ordered) (in Solve for General adder rate (p/kWh))
x18 = Starting values (in Solve for General adder rate (p/kWh))
x19 = 3402. Revenue shortfall (surplus) £ (in Revenue surplus or shortfall)
x20 = 3503. Constraint-free solution
x21 = Value (in Solve for General adder rate (p/kWh))
Kind: | Special calculation | Special calculation | Special calculation | Special calculation | Special calculation | Fixed data | Calculation | Special calculation | Special calculation | Special calculation | Special calculation | Special calculation | Special calculation
Formula: | = x1 or x2 or x3 or x4 | Special calculation | =IF(ISERROR(x8),x9,0) | =MAX(x1,x8)*x9 | =RANK(x8,x8,1) |  | =x10*99+x11 | =RANK(x12,x12,1) | =MATCH(x11,x13,0) | =INDEX(x8,x14,1) or =x8 | Special calculation | Special calculation | Special calculation
| Location | Kink | Starting slope contributions | Starting values | Ranking before tie break | Counter | Tie breaker | Ranking | Kink reordering | Location (ordered) | New slope | Value | Root
Starting point | =SUM(x1): -36.8151; =SUM(x6): 0; =SUM(x7): 0 |  |  | -36.8151 | 0 | -318466030.1048
Kink 1 | -1.5974 | 43307645.8507 | 0 | -69180199.6844 | 11 | 1 | 1090 | 11 | 19 | -36.8151 | 41065.8924 | -318466030.1048
Kink 2 | -1.9813 | 6089313.4364 | 0 | -12064633.3853 | 9 | 2 | 893 | 9 | 11 | -14.5574 | 309980.5932 | -317551998.8781
Kink 3 | -0.14888 | 459597.0836 | 0 | -68424.3259 | 29 | 3 | 2874 | 29 | 10 | -14.275 | 309980.8135 | -317464456.3167
Kink 4 | -1.3283 | 11826441.8944 | 0 | -15708801.9839 | 16 | 4 | 1588 | 16 | 12 | -10.2347 | 1183960.9928 | -316212029.9871
Kink 5 | -1.5556 | 3947846.0901 | 0 | -6141255.1401 | 12 | 5 | 1193 | 12 | 13 | -7.9406 | 1682650.6411 | -313495923.2488
Kink 6 | -0.15765 | 173198.1948 | 0 | -27304.5583 | 26 | 6 | 2580 | 26 | 14 | -5.8874 | 3223887.6102 | -310041092.581
Kink 7 | -1.3955 | 0.0080133 | 0 | -0.011183 | 15 | 7 | 1492 | 15 | 17 | -3.3169 | 3233823.0896 | -301754296.762
Kink 8 | -1.2519 | 0.0078188 | 0 | -0.0097881 | 17 | 8 | 1691 | 17 | 16 | -2.3275 | 3312576.1512 | -298554710.3721
Kink 9 | -0.73773 | 0.0077903 | 0 | -0.0057471 | 19 | 9 | 1890 | 19 | 2 | -1.9813 | 9401889.5877 | -297407793.4779
Kink 10 | -14.275 | 0.22038 | 0 | -3.146 | 3 | 10 | 307 | 3 | 15 | -1.9062 | 9504056.351 | -296701745.8383
Kink 11 | -14.5574 | 268914.7008 | 0 | -3914698.7372 | 2 | 11 | 209 | 2 | 1 | -1.5974 | 52811702.2016 | -293767175.3368
Kink 12 | -10.2347 | 873980.1792 | 0 | -8944882.5424 | 4 | 12 | 408 | 4 | 5 | -1.5556 | 56759548.2917 | -291558765.2643
Kink 13 | -7.9406 | 498689.6483 | 0 | -3959878.4847 | 5 | 13 | 508 | 5 | 52 | -1.5512 | 57055010.3827 | -291308087.8744
Kink 14 | -5.8874 | 1541236.9691 | 0 | -9073816.0928 | 6 | 14 | 608 | 6 | 18 | -1.498 | 57055010.3827 | -288271369.9428
Kink 15 | -1.9062 | 102166.7633 | 0 | -194748.5874 | 10 | 15 | 1005 | 10 | 7 | -1.3955 | 57055010.3907 | -282427623.9387
Kink 16 | -2.3275 | 78753.0616 | 0 | -183298.6054 | 8 | 16 | 808 | 8 | 4 | -1.3283 | 68881452.2851 | -278590413.9535
Kink 17 | -3.3169 | 9935.4795 | 0 | -32955.2281 | 7 | 17 | 710 | 7 | 8 | -1.2519 | 68881452.2929 | -273327503.0428
Kink 18 | -1.498 | 0 | 0 | 0 | 14 | 18 | 1404 | 14 | 85 | -1.0827 | 69679444.7299 | -261674720.2425
Kink 19 | -36.8151 | 41065.8924 | 0 | -1511843.8293 | 1 | 19 | 118 | 1 | 9 | -0.73773 | 69679444.7377 | -237637221.9318
Kink 20 | 0.7872 | 0 | 0 | 0 | 91 | 20 | 9029 | 91 | 44 | -0.60006 | 71668725.7214 | -228044715.8302
Kink 21 | 0.71179 | 0 | 0 | 0 | 88 | 21 | 8733 | 88 | 43 | -0.58836 | 71668726.2814 | -227206222.2005
Kink 22 | 0.7872 | 0 | 0 | 0 | 91 | 22 | 9031 | 92 | 45 | -0.37569 | 78009341.0545 | -211964077.5097
Kink 23 | 0.7872 | 0 | 0 | 0 | 91 | 23 | 9032 | 93 | 46 | -0.22122 | 81706475.5996 | -199914327.8622
Kink 24 | 9.6337 | 0 | 0 | 0 | 98 | 24 | 9726 | 98 | 35 | -0.16992 | 88354150.8614 | -195722705.5045
Kink 25 | 9.6337 | 0 | 0 | 0 | 98 | 25 | 9727 | 99 | 38 | -0.16395 | 90187884.1622 | -195195139.6991
Kink 26 | 0.71179 | 0 | 0 | 0 | 88 | 26 | 8738 | 89 | 6 | -0.15765 | 90361082.357 | -194626867.1008
Kink 27 | 0.71179 | 0 | 0 | 0 | 88 | 27 | 8739 | 90 | 77 | -0.15747 | 92243663.4134 | -194610988.0697
Kink 28 | 8.8505 | 0 | 0 | 0 | 96 | 28 | 9532 | 96 | 76 | -0.15441 | 92243663.9423 | -194328689.9304
Kink 29 | 8.8505 | 0 | 0 | 0 | 96 | 29 | 9533 | 97 | 3 | -0.14888 | 92703261.0259 | -193818196.0979
Kink 30 | 0.45356 | 0 | 0 | 0 | 86 | 30 | 8544 | 86 | 40 | -0.13509 | 92703261.0279 | -192539482.3067
Kink 31 | 0.45356 | 0 | 0 | 0 | 86 | 31 | 8545 | 87 | 41 | -0.12019 | 92703261.0301 | -191158892.6812
Kink 32 | 6.1568 | 0 | 0 | 0 | 94 | 32 | 9338 | 94 | 47 | -0.11186 | 103677161.2468 | -190386828.2906
Kink 33 | 6.1568 | 0 | 0 | 0 | 94 | 33 | 9339 | 95 | 78 | -0.10452 | 109257394.6549 | -189625140.8431
Kink 34 | 0 | 0 | 0 | 0 | 37 | 34 | 3697 | 37 | 79 | -0.071666 | 112662876.3541 | -186035797.6804
Kink 35 | -0.16992 | 6647675.2618 | 0 | -1129581.1588 | 24 | 35 | 2411 | 24 | 42 | -0.059619 | 112662876.3563 | -184678654.3605
Kink 36 | 0 | 0 | 0 | 0 | 37 | 36 | 3699 | 38 | 80 | -0.0459 | 124555325.9739 | -183132988.3647
Kink 37 | 0 | 0 | 0 | 0 | 37 | 37 | 3700 | 39 | 34 | 0 | 124555325.9739 | -177415891.3734
Kink 38 | -0.16395 | 1833733.3008 | 0 | -300640.9311 | 25 | 38 | 2513 | 25 | 36 | 0 | 124555325.9739 | -177415891.3734
Kink 39 | 0 | 0 | 0 | 0 | 37 | 39 | 3702 | 40 | 37 | 0 | 124555325.9739 | -177415891.3734
Kink 40 | -0.13509 | 0.0019867 | 0 | -0.00026837 | 30 | 40 | 3010 | 30 | 39 | 0 | 124555325.9739 | -177415891.3734
Kink 41 | -0.12019 | 0.0021812 | 0 | -0.00026217 | 31 | 41 | 3110 | 31 | 48 | 0 | 124555325.9739 | -177415891.3734
Kink 42 | -0.059619 | 0.0022097 | 0 | -0.00013174 | 35 | 42 | 3507 | 35 | 49 | 0 | 124555325.9739 | -177415891.3734
Kink 43 | -0.58836 | 0.56003 | 0 | -0.3295 | 21 | 43 | 2122 | 21 | 50 | 0 | 124555325.9739 | -177415891.3734
Kink 44 | -0.60006 | 1989280.9837 | 0 | -1193692.3921 | 20 | 44 | 2024 | 20 | 51 | 0 | 124555325.9739 | -177415891.3734
Kink 45 | -0.37569 | 6340614.7731 | 0 | -2382090.8718 | 22 | 45 | 2223 | 22 | 53 | 0 | 124555325.9739 | -177415891.3734
Kink 46 | -0.22122 | 3697134.5451 | 0 | -817888.2796 | 23 | 46 | 2323 | 23 | 54 | 0 | 124555325.9739 | -177415891.3734
Kink 47 | -0.11186 | 10973900.2167 | 0 | -1227588.8359 | 32 | 47 | 3215 | 32 | 55 | 0 | 124555325.9739 | -177415891.3734
Kink 48 | 0 | 0 | 0 | 0 | 37 | 48 | 3711 | 41 | 56 | 0 | 124555325.9739 | -177415891.3734
Kink 49 | 0 | 0 | 0 | 0 | 37 | 49 | 3712 | 42 | 59 | 0 | 124555325.9739 | -177415891.3734
Kink 50 | 0 | 0 | 0 | 0 | 37 | 50 | 3713 | 43 | 60 | 0 | 124555325.9739 | -177415891.3734
Kink 51 | 0 | 0 | 0 | 0 | 37 | 51 | 3714 | 44 | 63 | 0 | 124555325.9739 | -177415891.3734
Kink 52 | -1.5512 | 295462.091 | 0 | -458314.8609 | 13 | 52 | 1339 | 13 | 64 | 0 | 124555325.9739 | -177415891.3734
Kink 53 | 0 | 0 | 0 | 0 | 37 | 53 | 3716 | 45 | 67 | 0 | 124555325.9739 | -177415891.3734
Kink 54 | 0 | 0 | 0 | 0 | 37 | 54 | 3717 | 46 | 68 | 0 | 124555325.9739 | -177415891.3734
Kink 55 | 0 | 0 | 0 | 0 | 37 | 55 | 3718 | 47 | 69 | 0 | 124555325.9739 | -177415891.3734
Kink 56 | 0 | 0 | 0 | 0 | 37 | 56 | 3719 | 48 | 70 | 0 | 124555325.9739 | -177415891.3734
Kink 57 | 0.39707 | 0 | 0 | 0 | 84 | 57 | 8373 | 84 | 71 | 0 | 124555325.9739 | -177415891.3734
Kink 58 | 0.39707 | 0 | 0 | 0 | 84 | 58 | 8374 | 85 | 72 | 0 | 124555325.9739 | -177415891.3734
Kink 59 | 0 | 0 | 0 | 0 | 37 | 59 | 3722 | 49 | 73 | 0 | 124555325.9739 | -177415891.3734
Kink 60 | 0 | 0 | 0 | 0 | 37 | 60 | 3723 | 50 | 74 | 0 | 124555325.9739 | -177415891.3734
Kink 61 | 0.34032 | 0 | 0 | 0 | 82 | 61 | 8179 | 82 | 75 | 0 | 124555325.9739 | -177415891.3734
Kink 62 | 0.34032 | 0 | 0 | 0 | 82 | 62 | 8180 | 83 | 81 | 0 | 124555325.9739 | -177415891.3734
Kink 63 | 0 | 0 | 0 | 0 | 37 | 63 | 3726 | 51 | 82 | 0 | 124555325.9739 | -177415891.3734
Kink 64 | 0 | 0 | 0 | 0 | 37 | 64 | 3727 | 52 | 83 | 0 | 124555325.9739 | -177415891.3734
Kink 65 | 0.14788 | 0 | 0 | 0 | 80 | 65 | 7985 | 80 | 84 | 0 | 124555325.9739 | -177415891.3734
Kink 66 | 0.14788 | 0 | 0 | 0 | 80 | 66 | 7986 | 81 | 86 | 0 | 124555325.9739 | -177415891.3734
Kink 67 | 0 | 0 | 0 | 0 | 37 | 67 | 3730 | 53 | 87 | 0 | 124555325.9739 | -177415891.3734
Kink 68 | 0 | 0 | 0 | 0 | 37 | 68 | 3731 | 54 | 88 | 0 | 124555325.9739 | -177415891.3734
Kink 69 | 0 | 0 | 0 | 0 | 37 | 69 | 3732 | 55 | 89 | 0 | 124555325.9739 | -177415891.3734
Kink 70 | 0 | 0 | 0 | 0 | 37 | 70 | 3733 | 56 | 92 | 0 | 124555325.9739 | -177415891.3734
Kink 71 | 0 | 0 | 0 | 0 | 37 | 71 | 3734 | 57 | 93 | 0 | 124555325.9739 | -177415891.3734
Kink 72 | 0 | 0 | 0 | 0 | 37 | 72 | 3735 | 58 | 96 | 0 | 124555325.9739 | -177415891.3734
Kink 73 | 0 | 0 | 0 | 0 | 37 | 73 | 3736 | 59 | 97 | 0 | 124555325.9739 | -177415891.3734
Kink 74 | 0 | 0 | 0 | 0 | 37 | 74 | 3737 | 60 | 98 | 0.052166 | 124555325.9739 | -170918331.2467
Kink 75 | 0 | 0 | 0 | 0 | 37 | 75 | 3738 | 61 | 99 | 0.052166 | 124555325.9739 | -170918331.2467
Kink 76 | -0.15441 | 0.52892 | 0 | -0.081672 | 28 | 76 | 2848 | 28 | 94 | 0.092454 | 124555325.9739 | -165900248.3673
Kink 77 | -0.15747 | 1882581.0564 | 0 | -296456.5897 | 27 | 77 | 2750 | 27 | 95 | 0.092454 | 124555325.9739 | -165900248.3673
Kink 78 | -0.10452 | 5580233.4081 | 0 | -583233.0665 | 33 | 78 | 3345 | 33 | 90 | 0.10421 | 124555325.9739 | -164436100.9787
Kink 79 | -0.071666 | 3405481.6992 | 0 | -244055.5724 | 34 | 79 | 3445 | 34 | 91 | 0.10421 | 124555325.9739 | -164436100.9787
Kink 80 | -0.0459 | 11892449.6177 | 0 | -545864.1563 | 36 | 80 | 3644 | 36 | 65 | 0.14788 | 124555325.9739 | -158997152.453
Kink 81 | 0 | 0 | 0 | 0 | 37 | 81 | 3744 | 62 | 66 | 0.14788 | 124555325.9739 | -158997152.453
Kink 82 | 0 | 0 | 0 | 0 | 37 | 82 | 3745 | 63 | 61 | 0.34032 | 124555325.9739 | -135027156.3039
Kink 83 | 0 | 0 | 0 | 0 | 37 | 83 | 3746 | 64 | 62 | 0.34032 | 124555325.9739 | -135027156.3039
Kink 84 | 0 | 0 | 0 | 0 | 37 | 84 | 3747 | 65 | 57 | 0.39707 | 124555325.9739 | -127958145.4547
Kink 85 | -1.0827 | 797992.437 | 0 | -863987.2464 | 18 | 85 | 1867 | 18 | 58 | 0.39707 | 124555325.9739 | -127958145.4547
Kink 86 | 0 | 0 | 0 | 0 | 37 | 86 | 3749 | 66 | 30 | 0.45356 | 124555325.9739 | -120922037.7232
Kink 87 | 0 | 0 | 0 | 0 | 37 | 87 | 3750 | 67 | 31 | 0.45356 | 124555325.9739 | -120922037.7232
Kink 88 | 0 | 0 | 0 | 0 | 37 | 88 | 3751 | 68 | 21 | 0.71179 | 124555325.9739 | -88759018.747
Kink 89 | 0 | 0 | 0 | 0 | 37 | 89 | 3752 | 69 | 26 | 0.71179 | 124555325.9739 | -88759018.747
Kink 90 | 0.10421 | 0 | 0 | 0 | 78 | 90 | 7812 | 78 | 27 | 0.71179 | 124555325.9739 | -88759018.747
Kink 91 | 0.10421 | 0 | 0 | 0 | 78 | 91 | 7813 | 79 | 20 | 0.7872 | 124555325.9739 | -79365463.4898
Kink 92 | 0 | 0 | 0 | 0 | 37 | 92 | 3755 | 70 | 22 | 0.7872 | 124555325.9739 | -79365463.4898
Kink 93 | 0 | 0 | 0 | 0 | 37 | 93 | 3756 | 71 | 23 | 0.7872 | 124555325.9739 | -79365463.4898
Kink 94 | 0.092454 | 0 | 0 | 0 | 76 | 94 | 7618 | 76 | 32 | 6.1568 | 124555325.9739 | 589447552.8534 | 1.4244
Kink 95 | 0.092454 | 0 | 0 | 0 | 76 | 95 | 7619 | 77 | 33 | 6.1568 | 124555325.9739 | 589447552.8534
Kink 96 | 0 | 0 | 0 | 0 | 37 | 96 | 3759 | 72 | 28 | 8.8505 | 124555325.9739 | 924962284.9809
Kink 97 | 0 | 0 | 0 | 0 | 37 | 97 | 3760 | 73 | 29 | 8.8505 | 124555325.9739 | 924962284.9809
Kink 98 | 0.052166 | 0 | 0 | 0 | 74 | 98 | 7424 | 74 | 24 | 9.6337 | 124555325.9739 | 1022515442.274
Kink 99 | 0.052166 | 0 | 0 | 0 | 74 | 99 | 7425 | 75 | 25 | 9.6337 | 124555325.9739 | 1022515442.274
3506. General adder rate (p/kWh)
Data sources:
x1 = 3505. Root (in Solve for General adder rate (p/kWh))
Calculation =MIN(x1)
General adder rate (p/kWh)
General adder rate (p/kWh) | =SUM(x1): 1.4244
3507. Adder
Data sources:
x1 = 2302. Load coefficient
x2 = 3506. General adder rate (p/kWh)
x3 = 3501. Adder threshold for Unit rate 1 p/kWh (in Adder value at which the minimum is breached)
x4 = 3501. Adder threshold for Unit rate 2 p/kWh (in Adder value at which the minimum is breached)
x5 = 3501. Adder threshold for Unit rate 3 p/kWh (in Adder value at which the minimum is breached)
x6 = Adder on Unit rate 1 p/kWh (in Adder)
x7 = 2305. Rate 1 units (MWh) (in Equivalent volume for each end user)
x8 = Adder on Unit rate 2 p/kWh (in Adder)
x9 = 2305. Rate 2 units (MWh) (in Equivalent volume for each end user)
x10 = Adder on Unit rate 3 p/kWh (in Adder)
x11 = 2305. Rate 3 units (MWh) (in Equivalent volume for each end user)
Kind: | =SUM(x1): Calculation; =SUM(x2): Calculation; =SUM(x3): Calculation; =SUM(x4): Calculation
Formula: | =SUM(x1): =IF(x1<0,0,MAX(x2,x3)); =SUM(x2): =IF(x1<0,0,MAX(x2,x4)); =SUM(x3): =IF(x1<0,0,MAX(x2,x5)); =SUM(x4): =0+10*(x6*x7+x8*x9+x10*x11)
| Adder on Unit rate 1 p/kWh | Adder on Unit rate 2 p/kWh | Adder on Unit rate 3 p/kWh | Net revenues by tariff from adder
Domestic Unrestricted | =SUM(x1): 1.4244; =SUM(x4): 61687162.1651
Domestic Two Rate | =SUM(x1): 1.4244; =SUM(x2): 1.4244; =SUM(x4): 18142493.5918
Domestic Off Peak (related MPAN) | =SUM(x1): 1.4244; =SUM(x4): 654647.4478
Small Non Domestic Unrestricted | =SUM(x1): 1.4244; =SUM(x4): 16845515.9509
Small Non Domestic Two Rate | =SUM(x1): 1.4244; =SUM(x2): 1.4244; =SUM(x4): 8235248.4983
Small Non Domestic Off Peak (related MPAN) | =SUM(x1): 1.4244; =SUM(x4): 246702.5145
LV Medium Non-Domestic | =SUM(x1): 1.4244; =SUM(x2): 1.4244; =SUM(x4): 0.014244
LV Sub Medium Non-Domestic | =SUM(x1): 1.4244; =SUM(x2): 1.4244; =SUM(x4): 0.014244
HV Medium Non-Domestic | =SUM(x1): 1.4244; =SUM(x2): 1.4244; =SUM(x4): 0.014244
LV Network Domestic | =SUM(x1): 1.4244; =SUM(x2): 1.4244; =SUM(x3): 1.4244; =SUM(x4): 1.865
LV Network Non-Domestic Non-CT | =SUM(x1): 1.4244; =SUM(x2): 1.4244; =SUM(x3): 1.4244; =SUM(x4): 5898098.6217
LV HH Metered | =SUM(x1): 1.4244; =SUM(x2): 1.4244; =SUM(x3): 1.4244; =SUM(x4): 18224880.0747
LV Sub HH Metered | =SUM(x1): 1.4244; =SUM(x2): 1.4244; =SUM(x3): 1.4244; =SUM(x4): 10827256.4821
HV HH Metered | =SUM(x1): 1.4244; =SUM(x2): 1.4244; =SUM(x3): 1.4244; =SUM(x4): 34766026.5441
NHH UMS category A | =SUM(x1): 1.4244; =SUM(x4): 145525.7512
NHH UMS category B | =SUM(x1): 1.4244; =SUM(x4): 112175.4089
NHH UMS category C | =SUM(x1): 1.4244; =SUM(x4): 14152.0399
NHH UMS category D | =SUM(x1): 1.4244; =SUM(x4): 0
LV UMS (Pseudo HH Metered) | =SUM(x1): 1.4244; =SUM(x2): 1.4244; =SUM(x3): 1.4244; =SUM(x4): 1616004.3747
LV Generation NHH or Aggregate HH | =SUM(x1): 0; =SUM(x4): 0
LV Sub Generation NHH | =SUM(x1): 0; =SUM(x4): 0
LV Generation Intermittent | =SUM(x1): 0; =SUM(x4): 0
LV Generation Intermittent no RP charge | =SUM(x1): 0; =SUM(x4): 0
LV Generation Non-Intermittent | =SUM(x1): 0; =SUM(x2): 0; =SUM(x3): 0; =SUM(x4): 0
LV Generation Non-Intermittent no RP charge | =SUM(x1): 0; =SUM(x2): 0; =SUM(x3): 0; =SUM(x4): 0
LV Sub Generation Intermittent | =SUM(x1): 0; =SUM(x4): 0
LV Sub Generation Intermittent no RP charge | =SUM(x1): 0; =SUM(x4): 0
LV Sub Generation Non-Intermittent | =SUM(x1): 0; =SUM(x2): 0; =SUM(x3): 0; =SUM(x4): 0
LV Sub Generation Non-Intermittent no RP charge | =SUM(x1): 0; =SUM(x2): 0; =SUM(x3): 0; =SUM(x4): 0
HV Generation Intermittent | =SUM(x1): 0; =SUM(x4): 0
HV Generation Intermittent no RP charge | =SUM(x1): 0; =SUM(x4): 0
HV Generation Non-Intermittent | =SUM(x1): 0; =SUM(x2): 0; =SUM(x3): 0; =SUM(x4): 0
HV Generation Non-Intermittent no RP charge | =SUM(x1): 0; =SUM(x2): 0; =SUM(x3): 0; =SUM(x4): 0
Tariff component adjustment and rounding for 0 in 0 (0)
3601. Tariffs before rounding
Data sources:
x1 = 3308. Unit rate 1 p/kWh (total) (in Summary of charges before revenue matching)
x2 = 3507. Adder on Unit rate 1 p/kWh (in Adder)
x3 = 3308. Unit rate 2 p/kWh (total) (in Summary of charges before revenue matching)
x4 = 3507. Adder on Unit rate 2 p/kWh (in Adder)
x5 = 3308. Unit rate 3 p/kWh (total) (in Summary of charges before revenue matching)
x6 = 3507. Adder on Unit rate 3 p/kWh (in Adder)
x7 = 3308. Fixed charge p/MPAN/day (total) (in Summary of charges before revenue matching)
x8 = 3308. Capacity charge p/kVA/day (total) (in Summary of charges before revenue matching)
x9 = 3308. Exceeded capacity charge p/kVA/day (total) (in Summary of charges before revenue matching)
x10 = 3308. Reactive power charge p/kVArh (in Summary of charges before revenue matching)
Kind: | Calculation | Calculation | Calculation | Copy cells | Copy cells | Copy cells | Copy cells
Formula: | =x1+x2 | =x3+x4 | =x5+x6 | =x7 | =x8 | =x9 | =x10
| Unit rate 1 p/kWh | Unit rate 2 p/kWh | Unit rate 3 p/kWh | Fixed charge p/MPAN/day | Capacity charge p/kVA/day | Exceeded capacity charge p/kVA/day | Reactive power charge p/kVArh
Domestic Unrestricted | =SUM(x1): 3.0218; =SUM(x4): 5.8174
Domestic Two Rate | =SUM(x1): 3.4057; =SUM(x2): 1.5943; =SUM(x4): 5.8174
Domestic Off Peak (related MPAN) | =SUM(x1): 1.5733
Small Non Domestic Unrestricted | =SUM(x1): 2.7527; =SUM(x4): 9.41
Small Non Domestic Two Rate | =SUM(x1): 2.98; =SUM(x2): 1.5883; =SUM(x4): 9.41
Small Non Domestic Off Peak (related MPAN) | =SUM(x1): 1.582
LV Medium Non-Domestic | =SUM(x1): 2.8199; =SUM(x2): 1.5595; =SUM(x4): 41.7963
LV Sub Medium Non-Domestic | =SUM(x1): 2.6763; =SUM(x2): 1.5446; =SUM(x4): 28.9746
HV Medium Non-Domestic | =SUM(x1): 2.1621; =SUM(x2): 1.484; =SUM(x4): 194.3591
LV Network Domestic | =SUM(x1): 15.6994; =SUM(x2): 2.0128; =SUM(x3): 1.5788; =SUM(x4): 5.8174
LV Network Non-Domestic Non-CT | =SUM(x1): 15.9818; =SUM(x2): 2.0245; =SUM(x3): 1.5819; =SUM(x4): 9.41
LV HH Metered | 11.659 | 1.8001 | 1.5289 | 13.274 | 3.4346 | 7.8272 | 0.17106
LV Sub HH Metered | 9.365 | 1.6456 | 1.4961 | 10.2238 | 3.6826 | 7.571 | 0.12086
HV HH Metered | 7.3118 | 1.5363 | 1.4703 | 101.4319 | 3.1279 | 7.676 | 0.081499
NHH UMS category A | =SUM(x1): 3.3306
NHH UMS category B | =SUM(x1): 3.7519
NHH UMS category C | =SUM(x1): 4.7413
NHH UMS category D | =SUM(x1): 2.9223
LV UMS (Pseudo HH Metered) | =SUM(x1): 38.2395; =SUM(x2): 2.9756; =SUM(x3): 2.5071
LV Generation NHH or Aggregate HH | =SUM(x1): -0.7872; =SUM(x4): 0
LV Sub Generation NHH | =SUM(x1): -0.71179; =SUM(x4): 0
LV Generation Intermittent | =SUM(x1): -0.7872; =SUM(x4): 0; =SUM(x7): 0.17037
LV Generation Intermittent no RP charge | =SUM(x1): -0.7872; =SUM(x4): 0
LV Generation Non-Intermittent | -9.6337 | -0.39707 | -0.10421 | 0 |  |  | 0.17037
LV Generation Non-Intermittent no RP charge | =SUM(x1): -9.6337; =SUM(x2): -0.39707; =SUM(x3): -0.10421; =SUM(x4): 0
LV Sub Generation Intermittent | =SUM(x1): -0.71179; =SUM(x4): 0; =SUM(x7): 0.14241
LV Sub Generation Intermittent no RP charge | =SUM(x1): -0.71179; =SUM(x4): 0
LV Sub Generation Non-Intermittent | -8.8505 | -0.34032 | -0.092454 | 0 |  |  | 0.14241
LV Sub Generation Non-Intermittent no RP charge | =SUM(x1): -8.8505; =SUM(x2): -0.34032; =SUM(x3): -0.092454; =SUM(x4): 0
HV Generation Intermittent | =SUM(x1): -0.45356; =SUM(x4): 48.9038; =SUM(x7): 0.10907
HV Generation Intermittent no RP charge | =SUM(x1): -0.45356; =SUM(x4): 48.9038
HV Generation Non-Intermittent | -6.1568 | -0.14788 | -0.052166 | 48.9038 |  |  | 0.10907
HV Generation Non-Intermittent no RP charge | =SUM(x1): -6.1568; =SUM(x2): -0.14788; =SUM(x3): -0.052166; =SUM(x4): 48.9038
3602. Decimal places
| Unit rate 1 p/kWh | Unit rate 2 p/kWh | Unit rate 3 p/kWh | Fixed charge p/MPAN/day | Capacity charge p/kVA/day | Exceeded capacity charge p/kVA/day | Reactive power charge p/kVArh
Decimal places | 3 | 3 | 3 | 2 | 2 | 2 | 3
3603. Tariff rounding
Data sources:
x1 = 3601. Unit rate 1 p/kWh before rounding (in Tariffs before rounding)
x2 = 3602. Unit rate 1 p/kWh decimal places (in Decimal places)
x3 = 3601. Unit rate 2 p/kWh before rounding (in Tariffs before rounding)
x4 = 3602. Unit rate 2 p/kWh decimal places (in Decimal places)
x5 = 3601. Unit rate 3 p/kWh before rounding (in Tariffs before rounding)
x6 = 3602. Unit rate 3 p/kWh decimal places (in Decimal places)
x7 = 3601. Fixed charge p/MPAN/day before rounding (in Tariffs before rounding)
x8 = 3602. Fixed charge p/MPAN/day decimal places (in Decimal places)
x9 = 3601. Capacity charge p/kVA/day before rounding (in Tariffs before rounding)
x10 = 3602. Capacity charge p/kVA/day decimal places (in Decimal places)
x11 = 3601. Exceeded capacity charge p/kVA/day before rounding (in Tariffs before rounding)
x12 = 3602. Exceeded capacity charge p/kVA/day decimal places (in Decimal places)
x13 = 3601. Reactive power charge p/kVArh before rounding (in Tariffs before rounding)
x14 = 3602. Reactive power charge p/kVArh decimal places (in Decimal places)
Kind: | Calculation | Calculation | Calculation | Calculation | Calculation | Calculation | Calculation
Formula: | =ROUND(x1,x2)-x1 | =ROUND(x3,x4)-x3 | =ROUND(x5,x6)-x5 | =ROUND(x7,x8)-x7 | =ROUND(x9,x10)-x9 | =ROUND(x11,x12)-x11 | =ROUND(x13,x14)-x13
| Unit rate 1 p/kWh | Unit rate 2 p/kWh | Unit rate 3 p/kWh | Fixed charge p/MPAN/day | Capacity charge p/kVA/day | Exceeded capacity charge p/kVA/day | Reactive power charge p/kVArh
Domestic Unrestricted | =SUM(x1): 0.00019267; =SUM(x4): 0.002634
Domestic Two Rate | =SUM(x1): 0.00032599; =SUM(x2): -0.00031549; =SUM(x4): 0.002634
Domestic Off Peak (related MPAN) | =SUM(x1): -0.0002732
Small Non Domestic Unrestricted | =SUM(x1): 0.00032779; =SUM(x4): 4.0372e-05
Small Non Domestic Two Rate | =SUM(x1): 9.3464e-06; =SUM(x2): -0.00034445; =SUM(x4): 4.0372e-05
Small Non Domestic Off Peak (related MPAN) | =SUM(x1): -4.3468e-05
LV Medium Non-Domestic | =SUM(x1): 7.3225e-05; =SUM(x2): -0.00047958; =SUM(x4): 0.003718
LV Sub Medium Non-Domestic | =SUM(x1): -0.00026687; =SUM(x2): 0.00041299; =SUM(x4): -0.0046134
HV Medium Non-Domestic | =SUM(x1): -0.00012272; =SUM(x2): -1.3711e-05; =SUM(x4): 0.00086579
LV Network Domestic | =SUM(x1): -0.00038075; =SUM(x2): 0.00024308; =SUM(x3): 0.00019261; =SUM(x4): 0.002634
LV Network Non-Domestic Non-CT | =SUM(x1): 0.00020621; =SUM(x2): -0.00045649; =SUM(x3): 0.00013226; =SUM(x4): 4.0372e-05
LV HH Metered | -4.5749e-05 | -8.1943e-05 | 8.8057e-05 | -0.0039836 | -0.0046373 | 0.0027764 | -5.8187e-05
LV Sub HH Metered | 3.89e-05 | 0.00038353 | -5.9767e-05 | -0.0037959 | -0.0025716 | -0.0010374 | 0.00014272
HV HH Metered | 0.00024625 | -0.00025867 | -0.00029432 | -0.0019191 | 0.0021146 | 0.0040433 | -0.00049896
NHH UMS category A | =SUM(x1): 0.00042235
NHH UMS category B | =SUM(x1): 9.489e-05
NHH UMS category C | =SUM(x1): -0.00031804
NHH UMS category D | =SUM(x1): -0.00034979
LV UMS (Pseudo HH Metered) | =SUM(x1): -0.00046732; =SUM(x2): 0.00042583; =SUM(x3): -9.5306e-05
LV Generation NHH or Aggregate HH | =SUM(x1): 0.00020382; =SUM(x4): 0
LV Sub Generation NHH | =SUM(x1): -0.00021291; =SUM(x4): 0
LV Generation Intermittent | =SUM(x1): 0.00020382; =SUM(x4): 0; =SUM(x7): -0.0003721
LV Generation Intermittent no RP charge | =SUM(x1): 0.00020382; =SUM(x4): 0
LV Generation Non-Intermittent | -0.0002784 | 7.4517e-05 | 0.00020904 | 0 |  |  | -0.0003721
LV Generation Non-Intermittent no RP charge | =SUM(x1): -0.0002784; =SUM(x2): 7.4517e-05; =SUM(x3): 0.00020904; =SUM(x4): 0
LV Sub Generation Intermittent | =SUM(x1): -0.00021291; =SUM(x4): 0; =SUM(x7): -0.00041132
LV Sub Generation Intermittent no RP charge | =SUM(x1): -0.00021291; =SUM(x4): 0
LV Sub Generation Non-Intermittent | -0.00048985 | 0.00032053 | 0.00045404 | 0 |  |  | -0.00041132
LV Sub Generation Non-Intermittent no RP charge | =SUM(x1): -0.00048985; =SUM(x2): 0.00032053; =SUM(x3): 0.00045404; =SUM(x4): 0
HV Generation Intermittent | =SUM(x1): -0.00043566; =SUM(x4): -0.0037547; =SUM(x7): -7.1144e-05
HV Generation Intermittent no RP charge | =SUM(x1): -0.00043566; =SUM(x4): -0.0037547
HV Generation Non-Intermittent | -0.00019026 | -0.00012404 | 0.00016606 | -0.0037547 |  |  | -7.1144e-05
HV Generation Non-Intermittent no RP charge | =SUM(x1): -0.00019026; =SUM(x2): -0.00012404; =SUM(x3): 0.00016606; =SUM(x4): -0.0037547
3604. All the way tariffs
Data sources:
x1 = 3601. Unit rate 1 p/kWh before rounding (in Tariffs before rounding)
x2 = 3603. Unit rate 1 p/kWh rounding (in Tariff rounding)
x3 = 3601. Unit rate 2 p/kWh before rounding (in Tariffs before rounding)
x4 = 3603. Unit rate 2 p/kWh rounding (in Tariff rounding)
x5 = 3601. Unit rate 3 p/kWh before rounding (in Tariffs before rounding)
x6 = 3603. Unit rate 3 p/kWh rounding (in Tariff rounding)
x7 = 3601. Fixed charge p/MPAN/day before rounding (in Tariffs before rounding)
x8 = 3603. Fixed charge p/MPAN/day rounding (in Tariff rounding)
x9 = 3601. Capacity charge p/kVA/day before rounding (in Tariffs before rounding)
x10 = 3603. Capacity charge p/kVA/day rounding (in Tariff rounding)
x11 = 3601. Exceeded capacity charge p/kVA/day before rounding (in Tariffs before rounding)
x12 = 3603. Exceeded capacity charge p/kVA/day rounding (in Tariff rounding)
x13 = 3601. Reactive power charge p/kVArh before rounding (in Tariffs before rounding)
x14 = 3603. Reactive power charge p/kVArh rounding (in Tariff rounding)
Kind: | Calculation | Calculation | Calculation | Calculation | Calculation | Calculation | Calculation
Formula: | =x1+x2 | =x3+x4 | =x5+x6 | =x7+x8 | =x9+x10 | =x11+x12 | =x13+x14
| Unit rate 1 p/kWh | Unit rate 2 p/kWh | Unit rate 3 p/kWh | Fixed charge p/MPAN/day | Capacity charge p/kVA/day | Exceeded capacity charge p/kVA/day | Reactive power charge p/kVArh
Domestic Unrestricted | =SUM(x1): 3.022; =SUM(x4): 5.82
Domestic Two Rate | =SUM(x1): 3.406; =SUM(x2): 1.594; =SUM(x4): 5.82
Domestic Off Peak (related MPAN) | =SUM(x1): 1.573
Small Non Domestic Unrestricted | =SUM(x1): 2.753; =SUM(x4): 9.41
Small Non Domestic Two Rate | =SUM(x1): 2.98; =SUM(x2): 1.588; =SUM(x4): 9.41
Small Non Domestic Off Peak (related MPAN) | =SUM(x1): 1.582
LV Medium Non-Domestic | =SUM(x1): 2.82; =SUM(x2): 1.559; =SUM(x4): 41.8
LV Sub Medium Non-Domestic | =SUM(x1): 2.676; =SUM(x2): 1.545; =SUM(x4): 28.97
HV Medium Non-Domestic | =SUM(x1): 2.162; =SUM(x2): 1.484; =SUM(x4): 194.36
LV Network Domestic | =SUM(x1): 15.699; =SUM(x2): 2.013; =SUM(x3): 1.579; =SUM(x4): 5.82
LV Network Non-Domestic Non-CT | =SUM(x1): 15.982; =SUM(x2): 2.024; =SUM(x3): 1.582; =SUM(x4): 9.41
LV HH Metered | 11.659 | 1.8 | 1.529 | 13.27 | 3.43 | 7.83 | 0.171
LV Sub HH Metered | 9.365 | 1.646 | 1.496 | 10.22 | 3.68 | 7.57 | 0.121
HV HH Metered | 7.312 | 1.536 | 1.47 | 101.43 | 3.13 | 7.68 | 0.081
NHH UMS category A | =SUM(x1): 3.331
NHH UMS category B | =SUM(x1): 3.752
NHH UMS category C | =SUM(x1): 4.741
NHH UMS category D | =SUM(x1): 2.922
LV UMS (Pseudo HH Metered) | =SUM(x1): 38.239; =SUM(x2): 2.976; =SUM(x3): 2.507
LV Generation NHH or Aggregate HH | =SUM(x1): -0.787; =SUM(x4): 0
LV Sub Generation NHH | =SUM(x1): -0.712; =SUM(x4): 0
LV Generation Intermittent | =SUM(x1): -0.787; =SUM(x4): 0; =SUM(x7): 0.17
LV Generation Intermittent no RP charge | =SUM(x1): -0.787; =SUM(x4): 0
LV Generation Non-Intermittent | -9.634 | -0.397 | -0.104 | 0 |  |  | 0.17
LV Generation Non-Intermittent no RP charge | =SUM(x1): -9.634; =SUM(x2): -0.397; =SUM(x3): -0.104; =SUM(x4): 0
LV Sub Generation Intermittent | =SUM(x1): -0.712; =SUM(x4): 0; =SUM(x7): 0.142
LV Sub Generation Intermittent no RP charge | =SUM(x1): -0.712; =SUM(x4): 0
LV Sub Generation Non-Intermittent | -8.851 | -0.34 | -0.092 | 0 |  |  | 0.142
LV Sub Generation Non-Intermittent no RP charge | =SUM(x1): -8.851; =SUM(x2): -0.34; =SUM(x3): -0.092; =SUM(x4): 0
HV Generation Intermittent | =SUM(x1): -0.454; =SUM(x4): 48.9; =SUM(x7): 0.109
HV Generation Intermittent no RP charge | =SUM(x1): -0.454; =SUM(x4): 48.9
HV Generation Non-Intermittent | -6.157 | -0.148 | -0.052 | 48.9 |  |  | 0.109
HV Generation Non-Intermittent no RP charge | =SUM(x1): -6.157; =SUM(x2): -0.148; =SUM(x3): -0.052; =SUM(x4): 48.9
3605. Net revenues by tariff from rounding
Data sources:
x1 = 1010. Days in the charging year (in Financial and general assumptions)
x2 = 3603. Fixed charge p/MPAN/day rounding (in Tariff rounding)
x3 = 2305. MPANs (in Equivalent volume for each end user)
x4 = 3603. Capacity charge p/kVA/day rounding (in Tariff rounding)
x5 = 2305. Import capacity (kVA) (in Equivalent volume for each end user)
x6 = 3603. Exceeded capacity charge p/kVA/day rounding (in Tariff rounding)
x7 = 2305. Exceeded capacity (kVA) (in Equivalent volume for each end user)
x8 = 3603. Unit rate 1 p/kWh rounding (in Tariff rounding)
x9 = 2305. Rate 1 units (MWh) (in Equivalent volume for each end user)
x10 = 3603. Unit rate 2 p/kWh rounding (in Tariff rounding)
x11 = 2305. Rate 2 units (MWh) (in Equivalent volume for each end user)
x12 = 3603. Unit rate 3 p/kWh rounding (in Tariff rounding)
x13 = 2305. Rate 3 units (MWh) (in Equivalent volume for each end user)
x14 = 3603. Reactive power charge p/kVArh rounding (in Tariff rounding)
x15 = 2305. Reactive power units (MVArh) (in Equivalent volume for each end user)
Calculation =0.01*x1*(x2*x3+x4*x5+x6*x7)+10*(x8*x9+x10*x11+x12*x13+x14*x15)
Net revenues by tariff from rounding
Domestic Unrestricted | =SUM(x1): 20434.4931
Domestic Two Rate | =SUM(x1): 1901.4133
Domestic Off Peak (related MPAN) | =SUM(x1): -125.5612
Small Non Domestic Unrestricted | =SUM(x1): 3892.8613
Small Non Domestic Two Rate | =SUM(x1): -590.399
Small Non Domestic Off Peak (related MPAN) | =SUM(x1): -7.5286
LV Medium Non-Domestic | =SUM(x1): -2.1162e-07
LV Sub Medium Non-Domestic | =SUM(x1): -1.3266e-06
HV Medium Non-Domestic | =SUM(x1): -9.5822e-07
LV Network Domestic | =SUM(x1): 0.00097064
LV Network Non-Domestic Non-CT | =SUM(x1): -602.745
LV HH Metered | =SUM(x1): -11725.4536
LV Sub HH Metered | =SUM(x1): -2145.5036
HV HH Metered | =SUM(x1): 89.3821
NHH UMS category A | =SUM(x1): 43.1499
NHH UMS category B | =SUM(x1): 7.4729
NHH UMS category C | =SUM(x1): -3.1599
NHH UMS category D | =SUM(x1): 0
LV UMS (Pseudo HH Metered) | =SUM(x1): 30.5708
LV Generation NHH or Aggregate HH | =SUM(x1): 6.823
LV Sub Generation NHH | =SUM(x1): -0.19604
LV Generation Intermittent | =SUM(x1): 139.2097
LV Generation Intermittent no RP charge | =SUM(x1): 0
LV Generation Non-Intermittent | =SUM(x1): 0.46878
LV Generation Non-Intermittent no RP charge | =SUM(x1): 0
LV Sub Generation Intermittent | =SUM(x1): -34.4807
LV Sub Generation Intermittent no RP charge | =SUM(x1): 0
LV Sub Generation Non-Intermittent | =SUM(x1): 11.7162
LV Sub Generation Non-Intermittent no RP charge | =SUM(x1): 0
HV Generation Intermittent | =SUM(x1): -1787.132
HV Generation Intermittent no RP charge | =SUM(x1): 0
HV Generation Non-Intermittent | =SUM(x1): 64.4495
HV Generation Non-Intermittent no RP charge | =SUM(x1): 0
3606. Revenue forecast summary
Data sources:
x1 = 3402. Total net revenues before matching (£) (in Revenue surplus or shortfall)
x2 = 3507. Net revenues by tariff from adder (in Adder)
x3 = 3605. Net revenues by tariff from rounding
x4 = Total net revenues before matching (£) (in Revenue forecast summary)
x5 = Total net revenues from adder (£) (in Revenue forecast summary)
x6 = Total net revenues from rounding (£) (in Revenue forecast summary)
x7 = Total net revenues (£) (in Revenue forecast summary)
x8 = 1076. Target CDCM net revenue (£/year)
Kind: | Copy cells | Cell summation | Cell summation | Calculation | Calculation
Formula: | =x1 | =SUM(x2) | =SUM(x3) | =x4+x5+x6 | =x7-x8
| Total net revenues before matching (£) | Total net revenues from adder (£) | Total net revenues from rounding (£) | Total net revenues (£) | Deviation from target revenue (£)
Revenue forecast summary | 198719406.6339 | 177415891.3734 | 9599.8519 | 376144897.8592 | 9599.8519
3607. Tariffs
Data sources:
x1 = 3604. Unit rate 1 p/kWh (in All the way tariffs)
x2 = 2304. Discount for each tariff (except for fixed charges) (in LDNO discounts and volumes adjusted for discount)
x3 = 3604. Unit rate 2 p/kWh (in All the way tariffs)
x4 = 3604. Unit rate 3 p/kWh (in All the way tariffs)
x5 = 3604. Fixed charge p/MPAN/day (in All the way tariffs)
x6 = 2304. Discount for each tariff for fixed charges only (in LDNO discounts and volumes adjusted for discount)
x7 = 3604. Capacity charge p/kVA/day (in All the way tariffs)
x8 = 3604. Exceeded capacity charge p/kVA/day (in All the way tariffs)
x9 = 3604. Reactive power charge p/kVArh (in All the way tariffs)
Kind: | Calculation | Calculation | Calculation | Calculation | Calculation | Calculation | Calculation
Formula: | =ROUND(x1*(1-x2),3) | =ROUND(x3*(1-x2),3) | =ROUND(x4*(1-x2),3) | =ROUND(x5*(1-x6),2) | =ROUND(x7*(1-x2),2) | =ROUND(x8*(1-x2),2) | =ROUND(x9*(1-x2),3)
| Unit rate 1 p/kWh | Unit rate 2 p/kWh | Unit rate 3 p/kWh | Fixed charge p/MPAN/day | Capacity charge p/kVA/day | Exceeded capacity charge p/kVA/day | Reactive power charge p/kVArh
> Domestic Unrestricted
Domestic Unrestricted | 3.022 | 0 | 0 | 5.82 | 0 | 0 | 0
LDNO LV: Domestic Unrestricted | 1.896 | 0 | 0 | 3.65 | 0 | 0 | 0
LDNO HV: Domestic Unrestricted | 1.152 | 0 | 0 | 2.22 | 0 | 0 | 0
> Domestic Two Rate
Domestic Two Rate | 3.406 | 1.594 | 0 | 5.82 | 0 | 0 | 0
LDNO LV: Domestic Two Rate | 2.137 | 1 | 0 | 3.65 | 0 | 0 | 0
LDNO HV: Domestic Two Rate | 1.298 | 0.608 | 0 | 2.22 | 0 | 0 | 0
> Domestic Off Peak (related MPAN)
Domestic Off Peak (related MPAN) | 1.573 | 0 | 0 | 0 | 0 | 0 | 0
LDNO LV: Domestic Off Peak (related MPAN) | 0.987 | 0 | 0 | 0 | 0 | 0 | 0
LDNO HV: Domestic Off Peak (related MPAN) | 0.6 | 0 | 0 | 0 | 0 | 0 | 0
> Small Non Domestic Unrestricted
Small Non Domestic Unrestricted | 2.753 | 0 | 0 | 9.41 | 0 | 0 | 0
LDNO LV: Small Non Domestic Unrestricted | 1.727 | 0 | 0 | 5.9 | 0 | 0 | 0
LDNO HV: Small Non Domestic Unrestricted | 1.049 | 0 | 0 | 3.59 | 0 | 0 | 0
> Small Non Domestic Two Rate
Small Non Domestic Two Rate | 2.98 | 1.588 | 0 | 9.41 | 0 | 0 | 0
LDNO LV: Small Non Domestic Two Rate | 1.869 | 0.996 | 0 | 5.9 | 0 | 0 | 0
LDNO HV: Small Non Domestic Two Rate | 1.136 | 0.605 | 0 | 3.59 | 0 | 0 | 0
> Small Non Domestic Off Peak (related MPAN)
Small Non Domestic Off Peak (related MPAN) | 1.582 | 0 | 0 | 0 | 0 | 0 | 0
LDNO LV: Small Non Domestic Off Peak (related MPAN) | 0.992 | 0 | 0 | 0 | 0 | 0 | 0
LDNO HV: Small Non Domestic Off Peak (related MPAN) | 0.603 | 0 | 0 | 0 | 0 | 0 | 0
> LV Medium Non-Domestic
LV Medium Non-Domestic | 2.82 | 1.559 | 0 | 41.8 | 0 | 0 | 0
LDNO LV: LV Medium Non-Domestic | 1.769 | 0.978 | 0 | 26.22 | 0 | 0 | 0
LDNO HV: LV Medium Non-Domestic | 1.075 | 0.594 | 0 | 15.93 | 0 | 0 | 0
> LV Sub Medium Non-Domestic
LV Sub Medium Non-Domestic | 2.676 | 1.545 | 0 | 28.97 | 0 | 0 | 0
> HV Medium Non-Domestic
HV Medium Non-Domestic | 2.162 | 1.484 | 0 | 194.36 | 0 | 0 | 0
> LV Network Domestic
LV Network Domestic | 15.699 | 2.013 | 1.579 | 5.82 | 0 | 0 | 0
LDNO LV: LV Network Domestic | 9.848 | 1.263 | 0.991 | 3.65 | 0 | 0 | 0
LDNO HV: LV Network Domestic | 5.984 | 0.767 | 0.602 | 2.22 | 0 | 0 | 0
> LV Network Non-Domestic Non-CT
LV Network Non-Domestic Non-CT | 15.982 | 2.024 | 1.582 | 9.41 | 0 | 0 | 0
LDNO LV: LV Network Non-Domestic Non-CT | 10.026 | 1.27 | 0.992 | 5.9 | 0 | 0 | 0
LDNO HV: LV Network Non-Domestic Non-CT | 6.092 | 0.772 | 0.603 | 3.59 | 0 | 0 | 0
> LV HH Metered
LV HH Metered | 11.659 | 1.8 | 1.529 | 13.27 | 3.43 | 7.83 | 0.171
LDNO LV: LV HH Metered | 7.314 | 1.129 | 0.959 | 8.32 | 2.15 | 4.91 | 0.107
LDNO HV: LV HH Metered | 4.444 | 0.686 | 0.583 | 5.06 | 1.31 | 2.98 | 0.065
> LV Sub HH Metered
LV Sub HH Metered | 9.365 | 1.646 | 1.496 | 10.22 | 3.68 | 7.57 | 0.121
LDNO HV: LV Sub HH Metered | 5.854 | 1.029 | 0.935 | 6.39 | 2.3 | 4.73 | 0.076
> HV HH Metered
HV HH Metered | 7.312 | 1.536 | 1.47 | 101.43 | 3.13 | 7.68 | 0.081
LDNO HV: HV HH Metered | 5.421 | 1.139 | 1.09 | 75.2 | 2.32 | 5.69 | 0.06
> NHH UMS category A
NHH UMS category A | 3.331 | 0 | 0 | 0 | 0 | 0 | 0
LDNO LV: NHH UMS category A | 2.09 | 0 | 0 | 0 | 0 | 0 | 0
LDNO HV: NHH UMS category A | 1.27 | 0 | 0 | 0 | 0 | 0 | 0
> NHH UMS category B
NHH UMS category B | 3.752 | 0 | 0 | 0 | 0 | 0 | 0
LDNO LV: NHH UMS category B | 2.354 | 0 | 0 | 0 | 0 | 0 | 0
LDNO HV: NHH UMS category B | 1.43 | 0 | 0 | 0 | 0 | 0 | 0
> NHH UMS category C
NHH UMS category C | 4.741 | 0 | 0 | 0 | 0 | 0 | 0
LDNO LV: NHH UMS category C | 2.974 | 0 | 0 | 0 | 0 | 0 | 0
LDNO HV: NHH UMS category C | 1.807 | 0 | 0 | 0 | 0 | 0 | 0
> NHH UMS category D
NHH UMS category D | 2.922 | 0 | 0 | 0 | 0 | 0 | 0
LDNO LV: NHH UMS category D | 1.833 | 0 | 0 | 0 | 0 | 0 | 0
LDNO HV: NHH UMS category D | 1.114 | 0 | 0 | 0 | 0 | 0 | 0
> LV UMS (Pseudo HH Metered)
LV UMS (Pseudo HH Metered) | 38.239 | 2.976 | 2.507 | 0 | 0 | 0 | 0
LDNO LV: LV UMS (Pseudo HH Metered) | 23.988 | 1.867 | 1.573 | 0 | 0 | 0 | 0
LDNO HV: LV UMS (Pseudo HH Metered) | 14.576 | 1.134 | 0.956 | 0 | 0 | 0 | 0
> LV Generation NHH or Aggregate HH
LV Generation NHH or Aggregate HH | -0.787 | 0 | 0 | 0 | 0 | 0 | 0
LDNO LV: LV Generation NHH or Aggregate HH | -0.787 | 0 | 0 | 0 | 0 | 0 | 0
LDNO HV: LV Generation NHH or Aggregate HH | -0.787 | 0 | 0 | 0 | 0 | 0 | 0
> LV Sub Generation NHH
LV Sub Generation NHH | -0.712 | 0 | 0 | 0 | 0 | 0 | 0
LDNO HV: LV Sub Generation NHH | -0.712 | 0 | 0 | 0 | 0 | 0 | 0
> LV Generation Intermittent
LV Generation Intermittent | -0.787 | 0 | 0 | 0 | 0 | 0 | 0.17
LDNO LV: LV Generation Intermittent | -0.787 | 0 | 0 | 0 | 0 | 0 | 0.17
LDNO HV: LV Generation Intermittent | -0.787 | 0 | 0 | 0 | 0 | 0 | 0.17
> LV Generation Intermittent no RP charge
LV Generation Intermittent no RP charge | -0.787 | 0 | 0 | 0 | 0 | 0 | 0
> LV Generation Non-Intermittent
LV Generation Non-Intermittent | -9.634 | -0.397 | -0.104 | 0 | 0 | 0 | 0.17
LDNO LV: LV Generation Non-Intermittent | -9.634 | -0.397 | -0.104 | 0 | 0 | 0 | 0.17
LDNO HV: LV Generation Non-Intermittent | -9.634 | -0.397 | -0.104 | 0 | 0 | 0 | 0.17
> LV Generation Non-Intermittent no RP charge
LV Generation Non-Intermittent no RP charge | -9.634 | -0.397 | -0.104 | 0 | 0 | 0 | 0
> LV Sub Generation Intermittent
LV Sub Generation Intermittent | -0.712 | 0 | 0 | 0 | 0 | 0 | 0.142
LDNO HV: LV Sub Generation Intermittent | -0.712 | 0 | 0 | 0 | 0 | 0 | 0.142
> LV Sub Generation Intermittent no RP charge
LV Sub Generation Intermittent no RP charge | -0.712 | 0 | 0 | 0 | 0 | 0 | 0
> LV Sub Generation Non-Intermittent
LV Sub Generation Non-Intermittent | -8.851 | -0.34 | -0.092 | 0 | 0 | 0 | 0.142
LDNO HV: LV Sub Generation Non-Intermittent | -8.851 | -0.34 | -0.092 | 0 | 0 | 0 | 0.142
> LV Sub Generation Non-Intermittent no RP charge
LV Sub Generation Non-Intermittent no RP charge | -8.851 | -0.34 | -0.092 | 0 | 0 | 0 | 0
> HV Generation Intermittent
HV Generation Intermittent | -0.454 | 0 | 0 | 48.9 | 0 | 0 | 0.109
LDNO HV: HV Generation Intermittent | -0.454 | 0 | 0 | 0 | 0 | 0 | 0.109
> HV Generation Intermittent no RP charge
HV Generation Intermittent no RP charge | -0.454 | 0 | 0 | 48.9 | 0 | 0 | 0
> HV Generation Non-Intermittent
HV Generation Non-Intermittent | -6.157 | -0.148 | -0.052 | 48.9 | 0 | 0 | 0.109
LDNO HV: HV Generation Non-Intermittent | -6.157 | -0.148 | -0.052 | 0 | 0 | 0 | 0.109
> HV Generation Non-Intermittent no RP charge
HV Generation Non-Intermittent no RP charge | -6.157 | -0.148 | -0.052 | 48.9 | 0 | 0 | 0
Technical model rules and version control
---
PerlModule: CDCM
agghhequalisation: rag
alwaysUseRAG: 1
blackPeakingProbabilityRequired: 1
coincidenceAdj: groupums
colour: orange
compact: 1
drm: top500gsp
extraLevels: 1
fixedCap: 1-4
matrices: ''
noReplacement: blanket
pcd: 1
portfolio: 1
protect: 1
revisionText: r7415
scaler: adderppugeneralminzeronogen
standing: sub132
summary: arp
targetRevenue: single
tariffs: commongensubdcp130dcp163pc12hhpc34hhgennoreact
template: '%-model228+'
timeOfDay: timeOfDay179
unauth: dayotex
validation: lenientnomsg
'~codeValidation':
CDCM/AML.pm: 456e00943a159e7b87cf01c5c4710e6a140ca47c
CDCM/Aggregation.pm: 372b53e6dba1fe9433020bbd13328009851a036a
CDCM/Contributions.pm: 27ad354dcefbc9a811f3db79dc8efe0f1833e5f3
CDCM/Discounts.pm: a7364da2114ba741a77c0d6cb86d8234e52f9f27
CDCM/Loads.pm: 8318fd13017faf9e8cc117bc2b5f75e978e6365b
CDCM/Master.pm: b888dfe95c5c84cdb82428a1727d2a974bc5a157
CDCM/Matching.pm: 01f6510e0d600acd5eaf457dc0ce7510a9e57a57
CDCM/NetworkSizer.pm: 50def4231b67757f2bd222cc1579fa342876afd0
CDCM/Operating.pm: c8ee43d2a1898e7c0e12aa50754522a86c4077c3
CDCM/Reactive.pm: e2318e6ee9559bf7cd3cfcfff58c399eb12c866a
CDCM/Revenue.pm: 6c445ed34c255f9ddc0b221c97478f1622f96850
CDCM/Routeing.pm: 9b718b597245d1b0721d2c7a64c50c2a706295b5
CDCM/SML.pm: aac911646d7138ef11303d19e73c7fb180fadeeb
CDCM/ServiceModels.pm: 962bc7cb35ba1dba1d76a82ebf31da562bb15636
CDCM/Setup.pm: fa9ab9e9febf3f6681cdfa8c05e2700627cf0251
CDCM/Sheets.pm: 9fd822bebed6e0c93722fe67a01c586d855391af
CDCM/Standing.pm: 0677863cc8c69940e82611a34f6a4cf6e6c938f6
CDCM/Summary.pm: 591dbcc9c325ebe7d3bb65b6fdd6fdc8c2b0d03b
CDCM/TariffList.pm: 64ad6df9569e545ee8cb15b755bb503f11a8d027
CDCM/Tariffs.pm: 76356ecc3a24bb7e0d1b998ff54ed84d4c66815d
CDCM/TimeOfDay179.pm: bcfbb0b849f3d51df08034f15d98c106a1026464
CDCM/Yardsticks.pm: 14fa4ca8c5e1b83888203f2a0a27b027b0e1be67
SpreadsheetModel/Arithmetic.pm: b1367f0a9de6b5af11373f288c79c34dcf1cd6d7
SpreadsheetModel/Book/FrontSheet.pm: 46ce018576f7ecdfeeb07df5d5468405cb06839c
SpreadsheetModel/Book/Manufacturing.pm: c9328f8ce467db0f50b8d1d3b6064a439a158536
SpreadsheetModel/Book/Validation.pm: ed2ab0782db26c535a153fdc187c4ac85d37bf0b
SpreadsheetModel/Book/WorkbookCreate.pm: a02f9620ecfc3c847594ec6a7f5d50a9a30b2168
SpreadsheetModel/Book/WorkbookFormats.pm: b659dd128e9de6350e6f389cbe5ac3c7e01ff09d
SpreadsheetModel/Columnset.pm: 672a86ec91518b1756e619af3caf5fd13a83fe72
SpreadsheetModel/Custom.pm: 64258a1a23160d1b05311a838e34f4078f7516be
SpreadsheetModel/Dataset.pm: 0d4dd59d0e133cd7ac0d1f5f60d67b42da63633e
SpreadsheetModel/FormatLegend.pm: 6542b2c1f994e4aa10f155c435cabafa7a9f5778
SpreadsheetModel/GroupBy.pm: a05f4878f468a3191257c58c4711fc115bde7e7d
SpreadsheetModel/Label.pm: 053d8801da63a168d467ae3cf12c6c32325befe3
SpreadsheetModel/Labelset.pm: 9869da1561c537b93ee2cbbfe04c5047c6144169
SpreadsheetModel/Logger.pm: 833fe1cc3c01cd760064f51dd812b9db75a8b221
SpreadsheetModel/Notes.pm: deac2cc524c26b5965f89ee6ab62979a9443d683
SpreadsheetModel/Object.pm: ad87af5906c5d614f2ee9535b691ad91f03c7c38
SpreadsheetModel/Reshape.pm: 44d60329c15bdfdf839a71781406c921808898b4
SpreadsheetModel/SegmentRoot.pm: b9c3f399e76a3369cc6271bc475efeffbc75e604
SpreadsheetModel/Shortcuts.pm: 862755d9f7270e4db643182f2a94f4d19dff749b
SpreadsheetModel/Stack.pm: 05a927d320fe0b49a01b5d253723cf04175915ac
SpreadsheetModel/SumProduct.pm: c5a66046bc650db92cb5b588c8b0b207eb91f4d4
'~datasetName': Blank
'~datasetSource': Empty dataset
Generated on Sun 20 Nov 2016 12:50:10 by www.dcmf.co.uk