## Overview
Company and Licence name, charging year, effective from, status
| Company and Licence name | Year | Effective From | Status
Company and Licence name, charging year, effective from, status | Western Power Distribution (South Wales) plc | 2021/2022 | 2021-04-01 | Final
List of data tables in this workbook
Worksheet | Information
Annex 1 LV, HV and Unmetered Supplies charges | Annex 1 contains the charges to LV and HV Designated Properties and Unmetered Supplies.
Annex 2 EHV charges | Annex 2 contains the charges to Designated EHV Properties and charges applied to LDNOs with Designated EHV Properties/end-users embedded in networks within the Western Power Distribution (South Wales) plc Licence area.
Annex 3 Preserved charges | Annex 3 contains details of any preserved and additional charges that are valid at this time.
Annex 4 LDNO charges | Annex 4 contains charges that are levied on the owner of an embedded network within the Western Power Distribution (South Wales) plc Licence area. Electricity suppliers and consumers who have properties connected to an embedded network should contact the embedded network owner to determine their distribution charges. The charges listed in this table are not payable by domestic consumers, business consumers or electricity suppliers.
Annex 5 LLFs | Annex 5 has been intentionally left blank as this charging statement is published a complete year before the LLFs have been audited. The line loss factors that are approved by the BSC Panel for the applicable year and consequently published on the Elexon website will take precedence and be used in Settlement. This annex will be re-published with these values once they are available.
Annex 6 Charges for New or Amended Designated EHV Properties | Annex 6 contains the charges for new or amended Designated EHV Properties and charges applied to LDNOs with new or amended Designated EHV Properties/end-users embedded in networks within the Western Power Distribution (South Wales) plc Licence area.
Nodal prices | Contains the underlying [nodal/network group] costs used to calculate the current EDCM charges.
Charge calculator | Charge calculator is a tool to help you estimate your distribution charges using current consumption data and forecast consumption data.
Notes to users of this spreadsheet
Please use this spreadsheet with reference to the LC14 use of system charging statement.
Notes to DNOs populating this spreadsheet
DNOs must endeavour to maintain consistency in the structure of this spreadsheet. Any changes to the structure must be noted in the 'Notes to users of this spreadsheet'
The drop down list on the charge calculator can be expanded by unprotecting the charge calculator sheet and selecting 'data', 'data validation...' and then expanding the 'source' data range. The sheet can then be protected.

## Annex 1 LV, HV and UMS charges
Back to Overview | 'DNOs paste value cells A15:J47 from CDCM 3701 into cells A14:J46
Western Power Distribution (South Wales) plc - Effective from 1 April 2021 - Final LV and HV charges
Time Bands for LV and HV Designated Properties | [5 empty] | Time Bands for Unmetered Properties
Time periods | Red Time Band | Amber Time Band |  | Green Time Band |  |  |  | Black Time Band | Yellow Time Band | Green Time Band
Monday to Friday | 17:00 to 19:30 | 07:30 to 17:00 19:30 to 22:00 |  | 00:00 to 07:30 22:00 to 24:00 |  | Monday to Friday Nov to Feb (excluding 22nd Dec to 4th Jan inclusive) |  | 17:00 to 19:30 | 07:30 to 17:00 19:30 to 22:00 | 00:00 to 07:30 22:00 to 24:00
Weekends |  | 12:00 to 13:00 16:00 to 21:00 |  | 00:00 to 12:00 13:00 to 16:00 21:00 to 24:00 |  | Monday to Friday Mar to Oct (plus 22nd Dec to 4th Jan inclusive) |  |  | 07:30 to 22:00 | 00:00 to 07:30 22:00 to 24:00
Notes | All the above times are in UK Clock time |  |  |  |  | Weekends |  |  | 12:00 to 13:00 16:00 to 21:00 | 00:00 to 12:00 13:00 to 16:00 21:00 to 24:00
[6 empty] | Notes |  | All the above times are in UK Clock time
Tariff name | Open LLFCs | PCs | Red/black unit charge p/kWh | Amber/yellow unit charge p/kWh | Green unit charge p/kWh | Fixed charge p/MPAN/day | Capacity charge p/kVA/day | Exceeded capacity charge p/kVA/day | Reactive power charge p/kVArh | Closed LLFCs
Domestic Aggregated | 100, 105, 800, 860, 101, 106, 801, 861, 116 | 0, 1 or 2 | 11.813 | 2.202 | 1.441 | 4.76
Domestic Aggregated (related MPAN) | 194, 843 | 2 | 11.813 | 2.202 | 1.441
Non-Domestic Aggregated | 1, 2, 3, 117, 200, 201, 810, 811, 862, 863 | 0 or 3-8 | 9.725 | 2.013 | 1.401 | 9.35 |  |  |  | 300, 344, 400
Non-Domestic Aggregated (related MPAN) | 294 | 4 | 9.725 | 2.013 | 1.401
LV Site Specific | 300 | 0 | 7.784 | 1.825 | 1.373 | 14.13 | 3.41 | 7.04 | 0.191
LV Sub Site Specific | 344 | 0 | 5.539 | 1.607 | 1.341 | 11.08 | 3.61 | 6.55 | 0.142
HV Site Specific | 400 | 0 | 5.047 | 1.554 | 1.334 | 100.57 | 3.74 | 7.05 | 0.105
LV Site Specific Storage Import | LST | 0 | 6.543 | 0.584 | 0.133 | 14.13 | 3.41 | 7.04 | 0.191
LV Sub Site Specific Storage Import | SST | 0 | 4.299 | 0.367 | 0.101 | 11.08 | 3.61 | 6.55 | 0.142
HV Site Specific Storage Import | HST | 0 | 3.807 | 0.314 | 0.093 | 100.57 | 3.74 | 7.05 | 0.105
Unmetered Supplies | 718, 701, 719, 720, 700 | 0, 1 or 8 | 25.464 | 3.351 | 2.383
LV Generation Aggregated | 697 | 0 or 8 | -6.796 | -0.618 | -0.129 | 0
LV Sub Generation Aggregated | 717 | 0 | -6.214 | -0.559 | -0.123 | 0
LV Generation Site Specific | 697, 603 | 0 | -6.796 | -0.618 | -0.129 | 0 |  |  | 0.214
LV Generation Site Specific no RP charge | 91, 92 | 0 | -6.796 | -0.618 | -0.129 | 0
LV Sub Generation Site Specific | 602, 604 | 0 | -6.214 | -0.559 | -0.123 | 0 |  |  | 0.179
LV Sub Generation Site Specific no RP charge | 93, 94 | 0 | -6.214 | -0.559 | -0.123 | 0
HV Generation Site Specific | 698, 606 | 0 | -4.254 | -0.36 | -0.101 | 62.81 |  |  | 0.15
HV Generation Site Specific no RP charge | 95, 96 | 0 | -4.254 | -0.36 | -0.101 | 62.81

## Annex 2 EHV charges
Back to Overview |  | Copy EDCM table 5001 range starting B101 and paste into G11. Extend or reduce print area as required. |  |  | Note: The list of MPANs / MSIDs provided may be incomplete; the DNO reserves the right to apply the listed charges to any other MPANs / MSIDs associated with the site.
Western Power Distribution (South Wales) plc - Effective from 1 April 2021 - Final EDCM charges
Time Periods for Designated EHV Properties
Time periods |  |  | Super Red Time Band
Monday to Friday Nov to Feb (excluding 22nd Dec to 4th Jan inclusive) |  |  | 17:00 - 19:30
Notes |  |  | All the above times are in UK Clock time
Import Unique Identifier | LLFC | Import MPANs/MSIDs | Export Unique Identifier | LLFC | Export MPANs/MSIDs | Name | Import Super Red unit charge (p/kWh) | Import fixed charge (p/day) | Import capacity charge (p/kVA/day) | Import exceeded capacity charge (p/kVA/day) | Export Super Red unit charge (p/kWh) | Export fixed charge (p/day) | Export capacity charge (p/kVA/day) | Export exceeded capacity charge (p/kVA/day)
419 | 419 | 2100041256896 | 425 | 425 | 2100041256901 | Mynydd Y Bwllfa WF |  | 26.78 | 1.88 | 1.88 |  | 1607.01 | 0.05 | 0.05
420 | 420 | 2100041327873 | 426 | 426 | 2100041327882 | Western Wood 2 Biomass |  | 144.96 | 2.15 | 2.15 | -0.11 | 1594.61 | 0.05 | 0.05
421 | 421 | 2100041453132 | 427 | 427 | 2100041453141 | Mynydd Y Gwair WF |  | 9.98 | 2 | 2 |  | 1636.4 | 0.05 | 0.05
460 | 460 | 2100041270311 | 975 | 975 | 2100041270320 | Penrhiwarwydd Farm PV | 0.468 | 12.1 | 2.34 | 2.34 |  | 740.67 | 0.05 | 0.05
461 | 461 | 2100041270288 |  |  |  | Cwmbargoed Coal Washery | 0.067 | 599.58 | 2.27 | 2.27
462 | 462 | 2100041272860 | 976 | 976 | 2100041272870 | Little Neath PV | 3.309 | 5.19 | 4.07 | 4.07 |  | 865.39 | 0.05 | 0.05
463 | 463 | 2100041136537 | 943 | 943 | 2100041136546 | Hoplass Farm PV | 3.309 | 2.59 | 6.33 | 6.33 |  | 777.12 | 0.05 | 0.05
464 | 464 | 2100041278152 | 977 | 977 | 2100041278161 | Gelliwern Isaf PV |  | 2.54 | 2.52 | 2.52 |  | 507.25 | 0.05 | 0.05
465 | 465 | 2100041290958 | 978 | 978 | 2100041290967 | Oak Cottage PV | 6.084 | 56.53 | 2.23 | 2.23 |  | 4324.64 | 0.05 | 0.05
466 | 466 | 2100041309926 | 979 | 979 | 2100041309935 | Red Court Farm PV | 4.986 | 3.41 | 3.24 | 3.24 |  | 545.99 | 0.05 | 0.05
467 | 467 | 2100041319358 | 980 | 980 | 2100041319367 | Carn Nicholas PV | 0.142 | 3.41 | 2.69 | 2.69 |  | 545.13 | 0.05 | 0.05
468 | 468 | 2100041320646 | 981 | 981 | 2100041320655 | Brynwhilach Farm PV |  | 45.28 | 1.58 | 1.58 |  | 845.53 | 0.05 | 0.05
469 | 469 | 2100041320682 | 982 | 982 | 2100041320691 | Pant Y Moch PV Boundary | 0.008 | 6.28 | 2.59 | 2.59 |  | 1114.67 | 0.05 | 0.05
470 | 470 | 2100041321808 | 983 | 983 | 2100041321817 | Jesus College PV | 0.153 | 3.19 | 5.13 | 5.13 |  | 542.52 | 0.05 | 0.05
471 | 471 | 2100041322183 | 984 | 984 | 2100041322192 | Sully Moors STOR | 0.17 | 17.74 | 1.65 | 1.65 | -0.327 | 473.03 | 0.05 | 0.05
472 | 472 | 2100041330919 | 985 | 985 | 2100041330928 | Hafod y Dafal PV | 0.466 | 30.86 | 2.03 | 2.03 |  | 1925.74 | 0.05 | 0.05
476 | 476 | 2100041336716 | 989 | 989 | 2100041336725 | Stormy Down PV |  | 22.04 | 1.96 | 1.96 |  | 1046.96 | 0.05 | 0.05
477 | 477 | 2100041336734 | 721 | 721 | 2100041336743 | Oak Grove Farm PV | 0.347 | 2.18 | 3.01 | 3.01 |  | 545.64 | 0.05 | 0.05
478 | 478 | 2100041329063 | 722 | 722 | 2100041329072 | Llancadle Farm PV | 0.11 | 26.34 | 2.25 | 2.25 |  | 513.56 | 0.05 | 0.05
479 | 479 | 2100041339178 | 723 | 723 | 2100041339187 | Lower House Farm PV | 1.85 | 144.16 | 2.4 | 2.4 |  | 6343.23 | 0.05 | 0.05
480 | 480 | 2100041343582 | 724 | 724 | 2100041343607 | Derwyn PV | 0.144 | 6.51 | 2.2 | 2.2 |  | 520.76 | 0.05 | 0.05
481 | 481 | 2100041343936 | 725 | 725 | 2100041343945 | Rosedew PV | 0.085 | 30.29 | 2.58 | 2.58 |  | 795.38 | 0.05 | 0.05
482 | 482 | 2100041344647 | 726 | 726 | 2100041344656 | Pen Rhiw Caradog PV | 0.049 | 13.04 | 2.75 | 2.75 |  | 537.42 | 0.05 | 0.05
483 | 483 | 2100041345400 | 727 | 727 | 2100041345419 | Mynydd Y Gwrhyd WF | 0.012 | 17.7 | 1.54 | 1.54 |  | 831.74 | 0.05 | 0.05
484 | 484 | 2100041346894 | 728 | 728 | 2100041346900 | Tonypandy STOR |  | 7.59 | 5.27 | 5.27 | -4.207 | 797.12 | 0.05 | 0.05
485 | 485 | 2100041346867 | 729 | 729 | 2100041346885 | Traston Road STOR | 0.022 | 5.58 | 4.36 | 4.36 | -0.022 | 587.66 | 0.05 | 0.05
486 | 486 | 2100041347202 | 730 | 730 | 2100041347211 | Maesgwyn Extension WF |  | 28.43 | 1.5 | 1.5 |  | 498.79 | 0.05 | 0.05
487 | 487 | 2100041363418 | 731 | 731 | 2100041363427 | Manor Farm PV | 1.791 | 10.67 | 2.48 | 2.48 |  | 821.56 | 0.05 | 0.05
489 | 489 | 2100041355189 | 733 | 733 | 2100041355198 | Rhewl Farm PV | 0.348 | 9.49 | 1.85 | 1.85 |  | 569.49 | 0.05 | 0.05
491 | 491 | 2100041383511 | 735 | 735 | 2100041383520 | Bargoed PV |  | 5.94 | 2.54 | 2.54 |  | 484.83 | 0.05 | 0.05
492 | 492 | 2100041383822 | 736 | 736 | 2100041383831 | Mynydd Brombil WF | 0.01 | 63.02 | 1.5 | 1.5 |  | 2122.76 | 0.05 | 0.05
493 | 493 | 2100041383840 | 737 | 737 | 2100041383850 | Rassau Ind Est STOR |  | 61.59 | 1.71 | 1.71 |  | 1547.97 | 0.05 | 0.05
494 | 494 | 2100041394105 | 738 | 738 | 2100041394114 | Llynfi Afan WF |  | 37.39 | 1.51 | 1.51 |  | 3777.39 | 0.05 | 0.05
495 | 495 | 2100041394123 | 739 | 739 | 2100041394132 | Mynydd Yr Aber 66kV WF |  | 109.11 | 1.43 | 1.43 |  | 5739.13 | 0.05 | 0.05
496 | 496 | 2100041401774 | 740 | 740 | 2100041401792 | Waun Y Pound 1 STOR |  | 14.01 | 1.74 | 1.74 |  | 476.76 | 0.05 | 0.05
497 | 497 | 2100041403638 | 741 | 741 | 2100041403647 | Cockett Valley PV | 0.378 | 4.63 | 4.59 | 4.59 |  | 944.64 | 0.05 | 0.05
498 | 498 | 2100041403656 | 742 | 742 | 2100041403665 | Nathenfoel PV | 6.407 | 1.5 | 5.1 | 5.1 |  | 631.89 | 0.05 | 0.05
499 | 499 | 2100041403674 | 743 | 743 | 2100041403683 | Waun Y Pound 2 STOR |  | 14.01 | 1.58 | 1.58 |  | 476.76 | 0.05 | 0.05
500 | 500 | 2100041407767 | 744 | 744 | 2100041407776 | St Peters Church WF |  | 170.47 | 1.06 | 1.06 |  | 7975.55 | 0.05 | 0.05
504 | 504 | 2100040007060 2100040007079 2100040007088 2100040007097 2100040007102 2100040007111 2100040007120 2100040007130 2100040014545 2189999999714 |  |  |  | Corus Trostre | 1.305 |  | 5.91 | 5.91
505 | 505 | 2100040135899 2100040135904 2189999999732 |  |  |  | Corus Orb | 0.031 | 3210.92 | 3.63 | 3.63
507 | 507 | 2100040067486 | 664 | 664 | 2100040067477 | ABB Cornelly |  | 10.62 | 1.88 | 1.88 |  | 803.72 | 0.05 | 0.05
508 | 508 | 2100041079038 | 674 | 674 | 2100041079047 | Bettws |  | 13.87 | 1.89 | 1.89 |  | 1026.36 | 0.05 | 0.05
509 | 509 | 2100040126342 | 660 | 660 | 2100040126333 | Blaen Bowi | 5.942 | 8.61 | 2.99 | 2.99
510 | 510 | 2199989614144 |  |  |  | Mir Steel |  | 915.33 | 1.04 | 1.04
511 | 511 | 2199989271918 2199989271927 2199989271936 2199989610089 |  |  |  | Boc Margam |  | 2577.66 | 4.43 | 4.43
512 | 512 | 2199989610024 | 778 | 778 | 2100041256140 | Ford Bridgend | 0.621 | 3367.24 | 7.38 | 7.38 |  | 105.23 | 0.05 | 0.05
513 | 513 | 2199989616995 |  |  |  | Alcoa | 0.006 | 670.59 | 2.14 | 2.14
514 | 514 | 2189999999928 |  |  |  | Celsa Rod Mills | 0.328 | 6252.07 | 4.15 | 4.15
515 | 515 | 2199989638961 2199989638970 |  |  |  | Murphy Oil | 3.8 | 7986.45 | 10 | 10
517 | 517 | 2189999998678 |  |  |  | Chevron |  | 30003.23 | 3.34 | 3.34
518 | 518 | 2189999996884 2189999996893 | 619 | 619 | 2100040023638 2100040023647 | Interbrew Magor USKM | 0.478 | 60.05 | 9.39 | 9.39
519 | 519 | 2199989611204 |  |  |  | Mainline Pipelines | 3.577 | 139.01 | 6.78 | 6.78
520 | 520 | 2189999999937 |  |  |  | Celsa 33 11 | 0.449 | 3515.53 | 4.21 | 4.21
522 | 522 | 2199989628537 |  |  |  | Lafarge - Blue Circle | 0.095 | 1101.53 | 4.79 | 4.79
529 | 529 | 2189999997284 |  |  |  | Inco | 0.222 | 1842.41 | 4.46 | 4.46
532 | 532 | 2199989640232 |  |  |  | DCWW Nantgaredig | 4.174 | 670.59 | 7.51 | 7.51
533 | 533 | 2199989633165 2199989633174 2199989633183 | 633 | 633 | 2198765427530 | Bridgend Paper Mill | 0.061 | 329.23 | 3.87 | 3.87 | -0.462 | 87.8 | 0.05 | 0.05
534 | 534 | 2189999997451 2189999997460 2189999997683 |  |  |  | Momentive Chemicals | 0.264 | 417.03 | 6.38 | 6.38
535 | 535 | 2189999998924 2189999998933 2189999998942 2199989663578 | 617 | 617 | 2100040890412 2100040890430 2100040890440 2100040890459 | Monsanto | 0.034 | 392.32 | 4.67 | 4.67 | -0.993 | 163.72 | 0.05 | 0.05
536 | 536 | 2199989353701 2199989353710 | 636 | 636 | 2189999997354 | Dow Corning |  | 257.56 | 10.14 | 10.14
538 | 538 | 2198765295402 | 786 | 786 | 2100041213572 | DCWW Rover Way |  | 171.49 | 5.1 | 5.1 | -0.244 | 106.53 | 0.05 | 0.05
539 | 539 | 2100040302060 |  |  |  | Simms metals |  | 1037.27 | 3.65 | 3.65
541 | 541 | 2100040752410 2100040752420 | 678 | 678 | 2100040752396 2100040752401 | Milford Energy | 3.577 | 134.22 | 8.64 | 8.64 | -4.382 | 143.8 | 0.05 | 0.05
542 | 542 | 2100040636538 2100040653932 |  |  |  | South Hook | 3.825 | 14792.99 | 10.32 | 10.32
545 | 545 | 2100040769015 2100040769033 2100040769042 |  |  |  | Felindre |  | 4400.49 | 1.82 | 1.82
546 | 546 | 2100040781360 2100040781379 |  |  |  | Timet | 0.006 | 670.59 | 3.65 | 3.65
547 | 547 | 2100040495610 | 663 | 663 | 2100040495600 | Blaen Cregan | 0.009 | 3.18 | 2.35 | 2.35
548 | 548 | 2100040878007 | 668 | 668 | 2100040878016 | Blaengwen Wind Farm | 0.335 | 683.05 | 4.77 | 4.77 |  | 15710.19 | 0.05 | 0.05
549 | 549 | 2100041471220 | 651 | 651 | 2100041471239 | Bryn Titli Wind Farm | 1.922 | 22.14 | 5.34 | 5.34 |  | 811.89 | 0.05 | 0.05
571 | 571 | 2100040067538 | 665 | 665 | 2100040067529 | Crymlin Burrows | 0.142 | 105.49 | 3.42 | 3.42
572 | 572 | 2199989635669 | 652 | 652 | 2189999997390 | Dyffryn Brodyn Wind Farm | 5.223 | 3.4 | 3.22 | 3.22
574 | 574 | 2199989614809 | 653 | 653 | 2199989612769 | Llyn Brianne | 4.191 | 15.42 | 2.98 | 2.98
575 | 575 | 2100041079171 | 676 | 676 | 2100041079180 | Maerdy | 0.01 | 22.48 | 2.38 | 2.38 |  | 1798.15 | 0.05 | 0.05
576 | 576 | 2100041416441 | 773 | 773 | 2100041416450 | HIRWAUN GE 33kV GEN | 0.01 | 76.5 | 1.71 | 1.71 | -0.02 | 765.01 | 0.05 | 0.05
577 | 577 | 2100040719992 | 661 | 661 | 2100040719983 | Margam Biomass |  | 313.53 | 1.35 | 1.35 |  | 2476.91 | 0.05 | 0.05
579 | 579 | 2100040485950 | 670 | 670 | 2100040485940 | Pwllfa Gwatkin |  | 19.98 | 1.63 | 1.63
580 | 580 | 2199989641937 | 650 | 650 | 2189999997345 | Taff Ely Wind Farm |  | 5.04 | 2.98 | 2.98 |  | 554.33 | 0.05 | 0.05
581 | 581 | 2100040609516 | 662 | 662 | 2100040609507 | Trecatti |  | 108.37 | 1.39 | 1.39 |  | 650.21 | 0.05 | 0.05
582 | 582 | 2100040694060 | 666 | 666 | 2100040694051 | Withyhedges Landfill | 6.24 | 9.83 | 2.67 | 2.67 | -7.776 | 565.41 | 0.05 | 0.05
583 | 583 | 2198765146436 | 659 | 659 | 2198765142992 | Parc Cynog | 5.136 | 2.5 | 2.89 | 2.89
584 | 584 | 2100040841771 | 667 | 667 | 2100040841780 | Parc Cynog (Pendine) | 5.136 | 27.45 | 2.61 | 2.61 |  | 479.16 | 0.05 | 0.05
585 | 585 | 2100040960600 | 684 | 684 | 2100040960619 | Maesgwyn |  | 75.92 | 1.96 | 1.96 |  | 5466.21 | 0.05 | 0.05
586 | 586 | 2100040989413 | 679 | 679 | 2100040989431 | Ferndale Wind Farm |  | 29.26 | 3.63 | 3.63 |  | 936.45 | 0.05 | 0.05
587 | 587 | 2100041090096 | 685 | 685 | 2100041090087 | Pant y Wal WF |  | 37.49 | 1.56 | 1.56 |  | 3501.97 | 0.05 | 0.05
588 | 588 | 2100041063650 | 686 | 686 | 2100041063669 | Mynydd Portref |  | 12.27 | 2.75 | 2.75 |  | 818.15 | 0.05 | 0.05
589 | 589 | 2100041383878 | 687 | 687 | 2100041383887 | Newton Down |  | 21.89 | 1.5 | 1.5 |  | 1047.12 | 0.05 | 0.05
590 | 590 | 2100041200253 | 649 | 649 | 2100041200262 | Tiers Cross PV | 0.002 | 11.31 | 4.94 | 4.94 |  | 1154.74 | 0.05 | 0.05
593 | 593 | 2189999997503 2189999997512 |  |  |  | Thyssenkruup Camford Pressing | 2.535 |  | 9.51 | 9.51
594 | 594 | 2189999997025 2189999997034 2189999997043 |  |  |  | Hoover | 0.847 | 417.03 | 9.69 | 9.69
610 | 610 | 2100041407749 | 745 | 745 | 2100041407758 | Berthllwyd PV |  | 3.9 | 2.35 | 2.35 |  | 662.77 | 0.05 | 0.05
612 | 612 | 2100041412093 | 747 | 747 | 2100041412109 | Whitton Mawr PV | 0.16 | 11.22 | 1.87 | 1.87 |  | 493.81 | 0.05 | 0.05
613 | 613 | 2100041412118 | 748 | 748 | 2100041412127 | Barry Dock Biomass | 0.168 | 101.78 | 2.3 | 2.3 | -0.334 | 1163.37 | 0.05 | 0.05
614 | 614 | 2100041412172 | 749 | 749 | 2100041412181 | North Tenement PV | 5.543 | 25.61 | 2.16 | 2.16 |  | 1165.07 | 0.05 | 0.05
615 | 615 | 2100041416423 | 772 | 772 | 2100041416432 | Bryncyrnau Isaf PV | 4.705 | 14.41 | 2.97 | 2.97 |  | 931.16 | 0.05 | 0.05
620 | 620 | 2199989611348 |  |  |  | University Hospital of Wales | 1.535 | 278.02 | 4.08 | 4.08
622 | 622 | 2199989609970 |  |  |  | QuinetiQ | 6.833 | 139.01 | 10.6 | 10.6
623 | 623 | 2100041070815 2100041071828 |  |  |  | Western Coal |  | 1353.58 | 10.25 | 10.25
625 | 625 | 2100040983990 | 658 | 658 | 2199989641360 | Tregaron | 6.79 | 1.38 | 1.79 | 1.79 | -6.79 | 137.63 | 0.05 | 0.05
627 | 627 | 2100041072798 | 646 | 646 | 2100041072803 | Waunarlydd STOR | 0.374 | 2.73 | 1.4 | 1.4 | -0.374 | 545.62 | 0.05 | 0.05
628 | 628 | 2100041078805 | 645 | 645 | 2100041078814 | Briton Ferry STOR | 0.002 | 4.14 | 1.29 | 1.29 | -0.002 | 900.93 | 0.05 | 0.05
629 | 629 | 2100041089700 | 644 | 644 | 2100041089685 | Hirwaun STOR | 0.01 | 3.86 | 1.41 | 1.41 | -0.02 | 840.82 | 0.05 | 0.05
631 | 631 | 2100041080121 | 643 | 643 | 2100041080130 | Ffos Las PV | 1.36 | 15.45 | 2.73 | 2.73 |  | 772.6 | 0.05 | 0.05
632 | 632 | 2100041080140 | 642 | 642 | 2100041080177 | Pont Andrew PV | 1.364 | 15.56 | 2.19 | 2.19 |  | 778.06 | 0.05 | 0.05
634 | 634 | 2100041495912 | 922 | 922 | 2100041495921 | Beaufort Power STOR |  | 5.68 | 1.92 | 1.92 |  | 2604.5 | 0.05 | 0.05
671 | 671 | 2100041495940 | 921 | 921 | 2100041495959 | Brecon Power STOR |  | 122.28 | 1.67 | 1.67 |  | 3887.54 | 0.05 | 0.05
680 | 680 | 2100041526631 | 990 | 990 | 2100041526640 | Bryn Blaen WF | 1.922 | 8.91 | 5.32 | 5.32 |  | 867.37 | 0.05 | 0.05
681 | 681 | 2100041539170 | 991 | 991 | 2100041539180 | Ystradffin Hydro | 4.208 | 58.67 | 2.98 | 2.98 | -7.263 | 1056.05 | 0.05 | 0.05
688 | 688 | 2100041546201 |  |  |  | Swansea University | 0.341 | 2930.87 | 5.32 | 5.32
750 | 750 | 2100041422668 | 779 | 779 | 2100041422677 | Brechfa Forest West WF |  | 8.14 | 2.15 | 2.15 |  | 984.73 | 0.05 | 0.05
760 | 760 | 2100041324775 |  |  |  | Pen Y Cymoedd WF Aux. | 0.01 | 1530.85 | 2.6 | 2.6
761 | 761 | 2100041490037 | 789 | 789 | 2100041490046 | Afan Way STOR |  | 8.89 | 2.2 | 2.2 |  | 711.58 | 0.05 | 0.05
762 | 762 | 2100041418350 | 774 | 774 | 2100041418360 | Manmoel PV | 0.465 | 37.76 | 1.65 | 1.65 |  | 1309.26 | 0.05 | 0.05
764 | 764 | 2100041444801 | 776 | 776 | 2100041444810 | Crumlin STOR | 0.462 | 13.94 | 2.09 | 2.09 | -0.462 | 838.84 | 0.05 | 0.05
765 | 765 | 2100041445958 | 777 | 777 | 2100041445967 | Pen Bryn Oer WF |  | 33.22 | 1.49 | 1.49 |  | 1049.8 | 0.05 | 0.05
880 | 880 | 2100041097589 2189999997595 2189999997600 | 601 | 601 | 2189999998739 | Tata Margam |  |  | 2.73 | 2.73 | -0.534 |  | 0.05 | 0.05
882 | 882 | 2100041103391 | 790 | 790 | 2100041103407 | Tir John STOR | 0.142 | 3.36 | 1.33 | 1.33 | -0.224 | 799.24 | 0.05 | 0.05
883 | 883 | 2100041105593 | 940 | 940 | 2100041105609 | Wear Point WF | 4.045 | 9.48 | 1.59 | 1.59 |  | 1354.3 | 0.05 | 0.05
884 | 884 | 2100041113229 | 791 | 791 | 2100041113247 | West Farm PV | 3.537 | 5.8 | 2.02 | 2.02 |  | 513.49 | 0.05 | 0.05
885 | 885 | 2100041113326 | 792 | 792 | 2100041113335 | Jordanston Farm PV | 4.151 | 2.69 | 5.48 | 5.48 |  | 612.21 | 0.05 | 0.05
886 | 886 | 2100041115787 | 793 | 793 | 2100041115796 | Rudbaxton PV | 6.211 | 6.52 | 4.87 | 4.87 |  | 1186.79 | 0.05 | 0.05
888 | 888 | 2100041120350 | 942 | 942 | 2100041120360 | Dowlais STOR |  | 5.61 | 1.31 | 1.31 | -0.046 | 1260.24 | 0.05 | 0.05
890 | 890 | 2100041142372 | 944 | 944 | 2100041142381 | Trident Park Recovery | 0.196 | 947.09 | 1.83 | 1.83 | -0.196 | 6978.51 | 0.05 | 0.05
891 | 891 | 2100041150763 | 945 | 945 | 2100041150772 | Baglan Bay PV | 0.002 | 7.22 | 3.39 | 3.39 |  | 1803.77 | 0.05 | 0.05
892 | 892 | 2100041150781 | 946 | 946 | 2100041150790 | Caermelyn PV | 6.691 | 4.89 | 2.08 | 2.08 |  | 488.53 | 0.05 | 0.05
893 | 893 | 2100041150833 | 947 | 947 | 2100041150842 | Liddlestone Ridge PV | 4.72 | 2.66 | 7.24 | 7.24 |  | 557.84 | 0.05 | 0.05
894 | 894 | 2100041172093 | 948 | 948 | 2100041172109 | Garn Farm PV | 0.143 | 32.1 | 2.02 | 2.02 |  | 513.61 | 0.05 | 0.05
895 | 895 | 2100041172075 | 949 | 949 | 2100041172084 | Llandarcy STOR | 0.146 | 14.69 | 1.7 | 1.7 | -0.146 | 587.54 | 0.05 | 0.05
896 | 896 | 2100041195090 | 950 | 950 | 2100041195106 | Treguff Farm PV | 0.117 | 12.91 | 2.05 | 2.05 |  | 490.54 | 0.05 | 0.05
897 | 897 | 2100041197887 | 951 | 951 | 2100041197896 | Loughor Solar Park | 0.08 | 3.24 | 2.52 | 2.52 |  | 506.01 | 0.05 | 0.05
898 | 898 | 2100041197869 | 952 | 952 | 2100041197878 | Sutton Farm PV | 0.144 | 12.53 | 2.67 | 2.67 |  | 1002.77 | 0.05 | 0.05
899 | 899 | 2100041201318 | 953 | 953 | 2100041201327 | Cefn Betingau PV |  | 1.37 | 4.94 | 4.94 |  | 494.68 | 0.05 | 0.05
900 | 900 | 2100041201293 | 954 | 954 | 2100041201309 | Clawdd Ddu PV | 0.051 | 1.89 | 5.96 | 5.96 |  | 774.65 | 0.05 | 0.05
901 | 901 | 2100041212221 | 955 | 955 | 2100041212230 | Pentre Solar Farm | 1.364 | 150.36 | 2.08 | 2.08 |  | 1503.57 | 0.05 | 0.05
902 | 902 | 2100041221059 | 956 | 956 | 2100041221068 | Barry STOR | 0.567 | 11.97 | 1.59 | 1.59 | -0.567 | 478.8 | 0.05 | 0.05
903 | 903 | 2100041230833 | 957 | 957 | 2100041230842 | Fenton Farm PV | 6.083 | 3.04 | 6.21 | 6.21 |  | 2190.91 | 0.05 | 0.05
904 | 904 | 2100041240344 | 958 | 958 | 2100041240353 | Yerbeston Gate Farm PV | 5.34 | 11.52 | 2.93 | 2.93 |  | 1152.21 | 0.05 | 0.05
905 | 905 | 2100041251258 | 959 | 959 | 2100041251267 | Pen Y Cae PV | 0.051 | 4.93 | 3.18 | 3.18 |  | 654.34 | 0.05 | 0.05
906 | 906 | 2100041251276 | 960 | 960 | 2100041251285 | Saron PV | 0.051 | 10.31 | 2.73 | 2.73 |  | 1274.39 | 0.05 | 0.05
907 | 907 | 2100041254969 | 961 | 961 | 2100041254978 | Hendre Fawr PV |  | 1.61 | 4.2 | 4.2 |  | 547.3 | 0.05 | 0.05
908 | 908 | 2100041257250 | 962 | 962 | 2100041257269 | Hendai Farm PV |  | 3.12 | 3.75 | 3.75 |  | 520.4 | 0.05 | 0.05
909 | 909 | 2100041258591 | 963 | 963 | 2100041258607 | Cwm Cae Singrug PV | 0.467 | 5.41 | 2.59 | 2.59 |  | 541.35 | 0.05 | 0.05
910 | 910 | 2100041252819 | 964 | 964 | 2100041252837 | Brynteg Farm PV | 1.359 | 4.75 | 3.73 | 3.73 |  | 510.31 | 0.05 | 0.05
911 | 911 | 2100041260304 | 965 | 965 | 2100041260313 | Court Coleman PV | 2.55 | 9.69 | 6.4 | 6.4 |  | 2907.93 | 0.05 | 0.05
912 | 912 | 2100041260331 | 966 | 966 | 2100041260340 | Llwyndu Farm PV | 6.48 | 2.31 | 7.01 | 7.01 |  | 502.2 | 0.05 | 0.05
913 | 913 | 2100041260651 | 967 | 967 | 2100041260660 | Cenin Energy Park (ex Stormy Down) |  | 374.15 | 1.4 | 1.4 |  | 694.85 | 0.05 | 0.05
914 | 914 | 2100041260633 | 968 | 968 | 2100041260642 | Abergelli Farm PV |  | 50.34 | 1.76 | 1.76 |  | 2338 | 0.05 | 0.05
915 | 915 | 2100041264080 | 969 | 969 | 2100041264099 | Crug Mawr Farm PV | 6.533 | 4.14 | 6.63 | 6.63 |  | 994.78 | 0.05 | 0.05
916 | 916 | 2100041265516 | 970 | 970 | 2100041265525 | Yerbeston Chapel Hill PV | 3.458 | 35.13 | 2.13 | 2.13 |  | 2810.48 | 0.05 | 0.05
917 | 917 | 2100041265809 | 971 | 971 | 2100041265818 | Aberaman Park Phase 2 | 0.05 | 122.97 | 2.42 | 2.42 | -1.924 | 1442.87 | 0.05 | 0.05
918 | 918 | 2100041267912 | 972 | 972 | 2100041267930 | Rhyd-y-Pandy PV |  | 4.46 | 3.24 | 3.24 |  | 891.99 | 0.05 | 0.05
919 | 919 | 2100041268837 | 973 | 973 | 2100041268846 | Haverfordwest PV | 6.083 | 4.71 | 2.63 | 2.63 |  | 941.32 | 0.05 | 0.05
920 | 920 | 2100041269812 | 974 | 974 | 2100041269821 | Blaenlliedi Farm WF | 1.364 | 13.32 | 2 | 2 |  | 666.15 | 0.05 | 0.05
2614 | 2614 | 2614 |  |  |  | Aberystwyth - Manweb | 0.273 |  | 14.27 | 14.27
7159 | 7159 | 7159 | 7159 | 7159 | 7159 | Solutia District Energy Newport | 0.022 | 6.51 | 1.98 | 1.98 | -0.008 | 203.79 | 0.05 | 0.05
7163 | 7163 | 7163 | 7163 | 7163 | 7163 | Aberaman Park | 0.05 | 17.9 | 2.73 | 2.73 | -0.723 | 559.99 | 0.05 | 0.05
7328 | 7328 | 7328 | 7329 | 7329 | 7329 | Dowlais II STOR CVA |  | 22.9 | 1.7 | 1.7 | -0.046 | 1258.27 | 0.05 | 0.05
7346 | 7346 | 7346 | 7347 | 7347 | 7347 | Alcoa B STOR | 0.007 | 23.05 | 1.5 | 1.5 | -0.007 | 1021.48 | 0.05 | 0.05
New Import 1 | New Import 1 | New Import 1 | New Export 1 | New Export 1 | New Export 1 | Afon Llan 33kV PV |  | 18.07 | 2.53 | 2.53 |  | 1659.8 | 0.05 | 0.05
New Import 2 | New Import 2 | New Import 2 | New Export 2 | New Export 2 | New Export 2 | BLACKBERRY LANE 33kV | 3.387 | 10.27 | 1.43 | 1.43 |  | 2259.22 | 0.05 | 0.05
New Import 3 | New Import 3 | New Import 3 | New Export 3 | New Export 3 | New Export 3 | Brechfa Forest West Ext 132kV WF |  | 5.97 | 2.22 | 2.22 |  | 1134.91 | 0.05 | 0.05
New Import 4 | New Import 4 | New Import 4 | New Export 4 | New Export 4 | New Export 4 | Bryn Henllys 33kV PV | 0.002 | 8.73 | 3.13 | 3.13 |  | 2297 | 0.05 | 0.05
New Import 5 | New Import 5 | New Import 5 | New Export 5 | New Export 5 | New Export 5 | Cwm Ifor 33kV PV | 0.005 | 2.05 | 2.12 | 2.12 |  | 628.2 | 0.05 | 0.05
New Import 6 | New Import 6 | New Import 6 | New Export 6 | New Export 6 | New Export 6 | ENVIROPARKS 33kV GEN | 0.01 | 166.32 | 1.77 | 1.77 | -0.02 | 1247.43 | 0.05 | 0.05
New Import 7 | New Import 7 | New Import 7 | New Export 7 | New Export 7 | New Export 7 | FOEL TRWSNANT 66kV |  | 73.32 | 1.51 | 1.51 |  | 5132.6 | 0.05 | 0.05
New Import 9 | New Import 9 | New Import 9 | New Export 9 | New Export 9 | New Export 9 | Hawse Farm 132kV PV |  | 1.81 | 3.34 | 3.34 |  | 991.05 | 0.05 | 0.05
New Import 10 | New Import 10 | New Import 10 | New Export 10 | New Export 10 | New Export 10 | Hendy 66kV WF | 1.921 | 32.75 | 5.35 | 5.35 |  | 2394.08 | 0.05 | 0.05
New Import 11 | New Import 11 | New Import 11 | New Export 11 | New Export 11 | New Export 11 | Hopkins Farm 33kV PV | 0.051 | 25.5 | 2.49 | 2.49 |  | 3501.17 | 0.05 | 0.05
New Import 12 | New Import 12 | New Import 12 | New Export 12 | New Export 12 | New Export 12 | LLANWERN FM 132kV GEN | 0.001 | 1.7 | 2.81 | 2.81 |  | 1005.96 | 0.05 | 0.05
New Import 13 | New Import 13 | New Import 13 | New Export 13 | New Export 13 | New Export 13 | Longlands Solar Park 33kV PV |  | 10.89 | 2.45 | 2.45 |  | 1055.99 | 0.05 | 0.05
New Import 14 | New Import 14 | New Import 14 | New Export 14 | New Export 14 | New Export 14 | Manmoel 33kV WF |  | 26.36 | 1.56 | 1.56 |  | 1098.28 | 0.05 | 0.05
New Import 15 | New Import 15 | New Import 15 |  |  |  | Manorafon 33kV | 3.239 |  | 7.58 | 7.58
New Import 16 | New Import 16 | New Import 16 | New Export 16 | New Export 16 | New Export 16 | MELIN COURT 33kV GEN | 0.037 | 17.86 | 1.71 | 1.71 |  | 1339.47 | 0.05 | 0.05
New Import 17 | New Import 17 | New Import 17 | New Export 17 | New Export 17 | New Export 17 | Mynydd Fforch-dwm 33kV PV | 0.002 | 50.54 | 1.28 | 1.28 |  | 5532.88 | 0.05 | 0.05
New Import 18 | New Import 18 | New Import 18 | New Export 18 | New Export 18 | New Export 18 | PENCOED STOR 132kV | 0.003 | 3.35 | 2.17 | 2.17 | -0.003 | 1411.13 | 0.05 | 0.05
New Import 19 | New Import 19 | New Import 19 | New Export 19 | New Export 19 | New Export 19 | PENDERI 132kV GEN | 0.044 | 14.81 | 3.65 | 3.65 |  | 8886.66 | 0.05 | 0.05
New Import 20 | New Import 20 | New Import 20 | New Export 20 | New Export 20 | New Export 20 | Penllergaer Solar Park 33kV |  | 11.48 | 1.38 | 1.38 |  | 1208.76 | 0.05 | 0.05
New Import 21 | New Import 21 | New Import 21 | New Export 21 | New Export 21 | New Export 21 | Pentrebach 66kV PV | 1.055 | 6.23 | 2.46 | 2.46 |  | 1413.13 | 0.05 | 0.05
New Import 22 | New Import 22 | New Import 22 | New Export 22 | New Export 22 | New Export 22 | SOUTHBROOK STOR 33kV GEN | 0.344 | 5.46 | 1.92 | 1.92 | -0.651 | 1091.37 | 0.05 | 0.05
New Import 23 | New Import 23 | New Import 23 | New Export 23 | New Export 23 | New Export 23 | Vogen 33kV Biomass | 0.022 | 423.18 | 1.68 | 1.68 | -0.022 | 4231.79 | 0.05 | 0.05
New Import 24 | New Import 24 | New Import 24 | New Export 24 | New Export 24 | New Export 24 | Wauntysswg Park 33kV PV |  | 1.66 | 3.57 | 3.57 |  | 1692.26 | 0.05 | 0.05
New Import 25 | New Import 25 | New Import 25 | New Export 25 | New Export 25 | New Export 25 | Wentlog 33kV Biomass | 0.048 | 525.11 | 1.83 | 1.83 | -0.413 | 2763.85 | 0.05 | 0.05
New Import 26 | New Import 26 | New Import 26 | New Export 26 | New Export 26 | New Export 26 | Wentlooge 132kV PV |  | 9.37 | 2.72 | 2.72 |  | 983.5 | 0.05 | 0.05

## Annex 2a Import
Note: The list of MPANs / MSIDs provided may be incomplete; the DNO reserves the right to apply the listed charges to any other MPANs / MSIDs associated with the site. Note: This table is automatically populated based on the content of the tab entitled 'Annex 2 EHV Charges'. The timebands are as shown in Annex 2.
Western Power Distribution (South Wales) plc - Effective from 1 April 2021 - Final EDCM import charges
Import Unique Identifier | LLFC | Import MPANs/MSIDs | Name | Import Super Red unit charge (p/kWh) | Import fixed charge (p/day) | Import capacity charge (p/kVA/day) | Import exceeded capacity charge (p/kVA/day)
419 | 419 | 2100041256896 | Mynydd Y Bwllfa WF |  | 26.78 | 1.88 | 1.88
420 | 420 | 2100041327873 | Western Wood 2 Biomass |  | 144.96 | 2.15 | 2.15
421 | 421 | 2100041453132 | Mynydd Y Gwair WF |  | 9.98 | 2 | 2
460 | 460 | 2100041270311 | Penrhiwarwydd Farm PV | 0.468 | 12.1 | 2.34 | 2.34
461 | 461 | 2100041270288 | Cwmbargoed Coal Washery | 0.067 | 599.58 | 2.27 | 2.27
462 | 462 | 2100041272860 | Little Neath PV | 3.309 | 5.19 | 4.07 | 4.07
463 | 463 | 2100041136537 | Hoplass Farm PV | 3.309 | 2.59 | 6.33 | 6.33
464 | 464 | 2100041278152 | Gelliwern Isaf PV |  | 2.54 | 2.52 | 2.52
465 | 465 | 2100041290958 | Oak Cottage PV | 6.084 | 56.53 | 2.23 | 2.23
466 | 466 | 2100041309926 | Red Court Farm PV | 4.986 | 3.41 | 3.24 | 3.24
467 | 467 | 2100041319358 | Carn Nicholas PV | 0.142 | 3.41 | 2.69 | 2.69
468 | 468 | 2100041320646 | Brynwhilach Farm PV |  | 45.28 | 1.58 | 1.58
469 | 469 | 2100041320682 | Pant Y Moch PV Boundary | 0.008 | 6.28 | 2.59 | 2.59
470 | 470 | 2100041321808 | Jesus College PV | 0.153 | 3.19 | 5.13 | 5.13
471 | 471 | 2100041322183 | Sully Moors STOR | 0.17 | 17.74 | 1.65 | 1.65
472 | 472 | 2100041330919 | Hafod y Dafal PV | 0.466 | 30.86 | 2.03 | 2.03
476 | 476 | 2100041336716 | Stormy Down PV |  | 22.04 | 1.96 | 1.96
477 | 477 | 2100041336734 | Oak Grove Farm PV | 0.347 | 2.18 | 3.01 | 3.01
478 | 478 | 2100041329063 | Llancadle Farm PV | 0.11 | 26.34 | 2.25 | 2.25
479 | 479 | 2100041339178 | Lower House Farm PV | 1.85 | 144.16 | 2.4 | 2.4
480 | 480 | 2100041343582 | Derwyn PV | 0.144 | 6.51 | 2.2 | 2.2
481 | 481 | 2100041343936 | Rosedew PV | 0.085 | 30.29 | 2.58 | 2.58
482 | 482 | 2100041344647 | Pen Rhiw Caradog PV | 0.049 | 13.04 | 2.75 | 2.75
483 | 483 | 2100041345400 | Mynydd Y Gwrhyd WF | 0.012 | 17.7 | 1.54 | 1.54
484 | 484 | 2100041346894 | Tonypandy STOR |  | 7.59 | 5.27 | 5.27
485 | 485 | 2100041346867 | Traston Road STOR | 0.022 | 5.58 | 4.36 | 4.36
486 | 486 | 2100041347202 | Maesgwyn Extension WF |  | 28.43 | 1.5 | 1.5
487 | 487 | 2100041363418 | Manor Farm PV | 1.791 | 10.67 | 2.48 | 2.48
489 | 489 | 2100041355189 | Rhewl Farm PV | 0.348 | 9.49 | 1.85 | 1.85
491 | 491 | 2100041383511 | Bargoed PV |  | 5.94 | 2.54 | 2.54
492 | 492 | 2100041383822 | Mynydd Brombil WF | 0.01 | 63.02 | 1.5 | 1.5
493 | 493 | 2100041383840 | Rassau Ind Est STOR |  | 61.59 | 1.71 | 1.71
494 | 494 | 2100041394105 | Llynfi Afan WF |  | 37.39 | 1.51 | 1.51
495 | 495 | 2100041394123 | Mynydd Yr Aber 66kV WF |  | 109.11 | 1.43 | 1.43
496 | 496 | 2100041401774 | Waun Y Pound 1 STOR |  | 14.01 | 1.74 | 1.74
497 | 497 | 2100041403638 | Cockett Valley PV | 0.378 | 4.63 | 4.59 | 4.59
498 | 498 | 2100041403656 | Nathenfoel PV | 6.407 | 1.5 | 5.1 | 5.1
499 | 499 | 2100041403674 | Waun Y Pound 2 STOR |  | 14.01 | 1.58 | 1.58
500 | 500 | 2100041407767 | St Peters Church WF |  | 170.47 | 1.06 | 1.06
504 | 504 | 2100040007060 2100040007079 2100040007088 2100040007097 2100040007102 2100040007111 2100040007120 2100040007130 2100040014545 2189999999714 | Corus Trostre | 1.305 |  | 5.91 | 5.91
505 | 505 | 2100040135899 2100040135904 2189999999732 | Corus Orb | 0.031 | 3210.92 | 3.63 | 3.63
507 | 507 | 2100040067486 | ABB Cornelly |  | 10.62 | 1.88 | 1.88
508 | 508 | 2100041079038 | Bettws |  | 13.87 | 1.89 | 1.89
509 | 509 | 2100040126342 | Blaen Bowi | 5.942 | 8.61 | 2.99 | 2.99
510 | 510 | 2199989614144 | Mir Steel |  | 915.33 | 1.04 | 1.04
511 | 511 | 2199989271918 2199989271927 2199989271936 2199989610089 | Boc Margam |  | 2577.66 | 4.43 | 4.43
512 | 512 | 2199989610024 | Ford Bridgend | 0.621 | 3367.24 | 7.38 | 7.38
513 | 513 | 2199989616995 | Alcoa | 0.006 | 670.59 | 2.14 | 2.14
514 | 514 | 2189999999928 | Celsa Rod Mills | 0.328 | 6252.07 | 4.15 | 4.15
515 | 515 | 2199989638961 2199989638970 | Murphy Oil | 3.8 | 7986.45 | 10 | 10
517 | 517 | 2189999998678 | Chevron |  | 30003.23 | 3.34 | 3.34
518 | 518 | 2189999996884 2189999996893 | Interbrew Magor USKM | 0.478 | 60.05 | 9.39 | 9.39
519 | 519 | 2199989611204 | Mainline Pipelines | 3.577 | 139.01 | 6.78 | 6.78
520 | 520 | 2189999999937 | Celsa 33 11 | 0.449 | 3515.53 | 4.21 | 4.21
522 | 522 | 2199989628537 | Lafarge - Blue Circle | 0.095 | 1101.53 | 4.79 | 4.79
529 | 529 | 2189999997284 | Inco | 0.222 | 1842.41 | 4.46 | 4.46
532 | 532 | 2199989640232 | DCWW Nantgaredig | 4.174 | 670.59 | 7.51 | 7.51
533 | 533 | 2199989633165 2199989633174 2199989633183 | Bridgend Paper Mill | 0.061 | 329.23 | 3.87 | 3.87
534 | 534 | 2189999997451 2189999997460 2189999997683 | Momentive Chemicals | 0.264 | 417.03 | 6.38 | 6.38
535 | 535 | 2189999998924 2189999998933 2189999998942 2199989663578 | Monsanto | 0.034 | 392.32 | 4.67 | 4.67
536 | 536 | 2199989353701 2199989353710 | Dow Corning |  | 257.56 | 10.14 | 10.14
538 | 538 | 2198765295402 | DCWW Rover Way |  | 171.49 | 5.1 | 5.1
539 | 539 | 2100040302060 | Simms metals |  | 1037.27 | 3.65 | 3.65
541 | 541 | 2100040752410 2100040752420 | Milford Energy | 3.577 | 134.22 | 8.64 | 8.64
542 | 542 | 2100040636538 2100040653932 | South Hook | 3.825 | 14792.99 | 10.32 | 10.32
545 | 545 | 2100040769015 2100040769033 2100040769042 | Felindre |  | 4400.49 | 1.82 | 1.82
546 | 546 | 2100040781360 2100040781379 | Timet | 0.006 | 670.59 | 3.65 | 3.65
547 | 547 | 2100040495610 | Blaen Cregan | 0.009 | 3.18 | 2.35 | 2.35
548 | 548 | 2100040878007 | Blaengwen Wind Farm | 0.335 | 683.05 | 4.77 | 4.77
549 | 549 | 2100041471220 | Bryn Titli Wind Farm | 1.922 | 22.14 | 5.34 | 5.34
571 | 571 | 2100040067538 | Crymlin Burrows | 0.142 | 105.49 | 3.42 | 3.42
572 | 572 | 2199989635669 | Dyffryn Brodyn Wind Farm | 5.223 | 3.4 | 3.22 | 3.22
574 | 574 | 2199989614809 | Llyn Brianne | 4.191 | 15.42 | 2.98 | 2.98
575 | 575 | 2100041079171 | Maerdy | 0.01 | 22.48 | 2.38 | 2.38
576 | 576 | 2100041416441 | HIRWAUN GE 33kV GEN | 0.01 | 76.5 | 1.71 | 1.71
577 | 577 | 2100040719992 | Margam Biomass |  | 313.53 | 1.35 | 1.35
579 | 579 | 2100040485950 | Pwllfa Gwatkin |  | 19.98 | 1.63 | 1.63
580 | 580 | 2199989641937 | Taff Ely Wind Farm |  | 5.04 | 2.98 | 2.98
581 | 581 | 2100040609516 | Trecatti |  | 108.37 | 1.39 | 1.39
582 | 582 | 2100040694060 | Withyhedges Landfill | 6.24 | 9.83 | 2.67 | 2.67
583 | 583 | 2198765146436 | Parc Cynog | 5.136 | 2.5 | 2.89 | 2.89
584 | 584 | 2100040841771 | Parc Cynog (Pendine) | 5.136 | 27.45 | 2.61 | 2.61
585 | 585 | 2100040960600 | Maesgwyn |  | 75.92 | 1.96 | 1.96
586 | 586 | 2100040989413 | Ferndale Wind Farm |  | 29.26 | 3.63 | 3.63
587 | 587 | 2100041090096 | Pant y Wal WF |  | 37.49 | 1.56 | 1.56
588 | 588 | 2100041063650 | Mynydd Portref |  | 12.27 | 2.75 | 2.75
589 | 589 | 2100041383878 | Newton Down |  | 21.89 | 1.5 | 1.5
590 | 590 | 2100041200253 | Tiers Cross PV | 0.002 | 11.31 | 4.94 | 4.94
593 | 593 | 2189999997503 2189999997512 | Thyssenkruup Camford Pressing | 2.535 |  | 9.51 | 9.51
594 | 594 | 2189999997025 2189999997034 2189999997043 | Hoover | 0.847 | 417.03 | 9.69 | 9.69
610 | 610 | 2100041407749 | Berthllwyd PV |  | 3.9 | 2.35 | 2.35
612 | 612 | 2100041412093 | Whitton Mawr PV | 0.16 | 11.22 | 1.87 | 1.87
613 | 613 | 2100041412118 | Barry Dock Biomass | 0.168 | 101.78 | 2.3 | 2.3
614 | 614 | 2100041412172 | North Tenement PV | 5.543 | 25.61 | 2.16 | 2.16
615 | 615 | 2100041416423 | Bryncyrnau Isaf PV | 4.705 | 14.41 | 2.97 | 2.97
620 | 620 | 2199989611348 | University Hospital of Wales | 1.535 | 278.02 | 4.08 | 4.08
622 | 622 | 2199989609970 | QuinetiQ | 6.833 | 139.01 | 10.6 | 10.6
623 | 623 | 2100041070815 2100041071828 | Western Coal |  | 1353.58 | 10.25 | 10.25
625 | 625 | 2100040983990 | Tregaron | 6.79 | 1.38 | 1.79 | 1.79
627 | 627 | 2100041072798 | Waunarlydd STOR | 0.374 | 2.73 | 1.4 | 1.4
628 | 628 | 2100041078805 | Briton Ferry STOR | 0.002 | 4.14 | 1.29 | 1.29
629 | 629 | 2100041089700 | Hirwaun STOR | 0.01 | 3.86 | 1.41 | 1.41
631 | 631 | 2100041080121 | Ffos Las PV | 1.36 | 15.45 | 2.73 | 2.73
632 | 632 | 2100041080140 | Pont Andrew PV | 1.364 | 15.56 | 2.19 | 2.19
634 | 634 | 2100041495912 | Beaufort Power STOR |  | 5.68 | 1.92 | 1.92
671 | 671 | 2100041495940 | Brecon Power STOR |  | 122.28 | 1.67 | 1.67
680 | 680 | 2100041526631 | Bryn Blaen WF | 1.922 | 8.91 | 5.32 | 5.32
681 | 681 | 2100041539170 | Ystradffin Hydro | 4.208 | 58.67 | 2.98 | 2.98
688 | 688 | 2100041546201 | Swansea University | 0.341 | 2930.87 | 5.32 | 5.32
750 | 750 | 2100041422668 | Brechfa Forest West WF |  | 8.14 | 2.15 | 2.15
760 | 760 | 2100041324775 | Pen Y Cymoedd WF Aux. | 0.01 | 1530.85 | 2.6 | 2.6
761 | 761 | 2100041490037 | Afan Way STOR |  | 8.89 | 2.2 | 2.2
762 | 762 | 2100041418350 | Manmoel PV | 0.465 | 37.76 | 1.65 | 1.65
764 | 764 | 2100041444801 | Crumlin STOR | 0.462 | 13.94 | 2.09 | 2.09
765 | 765 | 2100041445958 | Pen Bryn Oer WF |  | 33.22 | 1.49 | 1.49
880 | 880 | 2100041097589 2189999997595 2189999997600 | Tata Margam |  |  | 2.73 | 2.73
882 | 882 | 2100041103391 | Tir John STOR | 0.142 | 3.36 | 1.33 | 1.33
883 | 883 | 2100041105593 | Wear Point WF | 4.045 | 9.48 | 1.59 | 1.59
884 | 884 | 2100041113229 | West Farm PV | 3.537 | 5.8 | 2.02 | 2.02
885 | 885 | 2100041113326 | Jordanston Farm PV | 4.151 | 2.69 | 5.48 | 5.48
886 | 886 | 2100041115787 | Rudbaxton PV | 6.211 | 6.52 | 4.87 | 4.87
888 | 888 | 2100041120350 | Dowlais STOR |  | 5.61 | 1.31 | 1.31
890 | 890 | 2100041142372 | Trident Park Recovery | 0.196 | 947.09 | 1.83 | 1.83
891 | 891 | 2100041150763 | Baglan Bay PV | 0.002 | 7.22 | 3.39 | 3.39
892 | 892 | 2100041150781 | Caermelyn PV | 6.691 | 4.89 | 2.08 | 2.08
893 | 893 | 2100041150833 | Liddlestone Ridge PV | 4.72 | 2.66 | 7.24 | 7.24
894 | 894 | 2100041172093 | Garn Farm PV | 0.143 | 32.1 | 2.02 | 2.02
895 | 895 | 2100041172075 | Llandarcy STOR | 0.146 | 14.69 | 1.7 | 1.7
896 | 896 | 2100041195090 | Treguff Farm PV | 0.117 | 12.91 | 2.05 | 2.05
897 | 897 | 2100041197887 | Loughor Solar Park | 0.08 | 3.24 | 2.52 | 2.52
898 | 898 | 2100041197869 | Sutton Farm PV | 0.144 | 12.53 | 2.67 | 2.67
899 | 899 | 2100041201318 | Cefn Betingau PV |  | 1.37 | 4.94 | 4.94
900 | 900 | 2100041201293 | Clawdd Ddu PV | 0.051 | 1.89 | 5.96 | 5.96
901 | 901 | 2100041212221 | Pentre Solar Farm | 1.364 | 150.36 | 2.08 | 2.08
902 | 902 | 2100041221059 | Barry STOR | 0.567 | 11.97 | 1.59 | 1.59
903 | 903 | 2100041230833 | Fenton Farm PV | 6.083 | 3.04 | 6.21 | 6.21
904 | 904 | 2100041240344 | Yerbeston Gate Farm PV | 5.34 | 11.52 | 2.93 | 2.93
905 | 905 | 2100041251258 | Pen Y Cae PV | 0.051 | 4.93 | 3.18 | 3.18
906 | 906 | 2100041251276 | Saron PV | 0.051 | 10.31 | 2.73 | 2.73
907 | 907 | 2100041254969 | Hendre Fawr PV |  | 1.61 | 4.2 | 4.2
908 | 908 | 2100041257250 | Hendai Farm PV |  | 3.12 | 3.75 | 3.75
909 | 909 | 2100041258591 | Cwm Cae Singrug PV | 0.467 | 5.41 | 2.59 | 2.59
910 | 910 | 2100041252819 | Brynteg Farm PV | 1.359 | 4.75 | 3.73 | 3.73
911 | 911 | 2100041260304 | Court Coleman PV | 2.55 | 9.69 | 6.4 | 6.4
912 | 912 | 2100041260331 | Llwyndu Farm PV | 6.48 | 2.31 | 7.01 | 7.01
913 | 913 | 2100041260651 | Cenin Energy Park (ex Stormy Down) |  | 374.15 | 1.4 | 1.4
914 | 914 | 2100041260633 | Abergelli Farm PV |  | 50.34 | 1.76 | 1.76
915 | 915 | 2100041264080 | Crug Mawr Farm PV | 6.533 | 4.14 | 6.63 | 6.63
916 | 916 | 2100041265516 | Yerbeston Chapel Hill PV | 3.458 | 35.13 | 2.13 | 2.13
917 | 917 | 2100041265809 | Aberaman Park Phase 2 | 0.05 | 122.97 | 2.42 | 2.42
918 | 918 | 2100041267912 | Rhyd-y-Pandy PV |  | 4.46 | 3.24 | 3.24
919 | 919 | 2100041268837 | Haverfordwest PV | 6.083 | 4.71 | 2.63 | 2.63
920 | 920 | 2100041269812 | Blaenlliedi Farm WF | 1.364 | 13.32 | 2 | 2
2614 | 2614 | 2614 | Aberystwyth - Manweb | 0.273 |  | 14.27 | 14.27
7159 | 7159 | 7159 | Solutia District Energy Newport | 0.022 | 6.51 | 1.98 | 1.98
7163 | 7163 | 7163 | Aberaman Park | 0.05 | 17.9 | 2.73 | 2.73
7328 | 7328 | 7328 | Dowlais II STOR CVA |  | 22.9 | 1.7 | 1.7
7346 | 7346 | 7346 | Alcoa B STOR | 0.007 | 23.05 | 1.5 | 1.5
New Import 1 | New Import 1 | New Import 1 | Afon Llan 33kV PV |  | 18.07 | 2.53 | 2.53
New Import 2 | New Import 2 | New Import 2 | BLACKBERRY LANE 33kV | 3.387 | 10.27 | 1.43 | 1.43
New Import 3 | New Import 3 | New Import 3 | Brechfa Forest West Ext 132kV WF |  | 5.97 | 2.22 | 2.22
New Import 4 | New Import 4 | New Import 4 | Bryn Henllys 33kV PV | 0.002 | 8.73 | 3.13 | 3.13
New Import 5 | New Import 5 | New Import 5 | Cwm Ifor 33kV PV | 0.005 | 2.05 | 2.12 | 2.12
New Import 6 | New Import 6 | New Import 6 | ENVIROPARKS 33kV GEN | 0.01 | 166.32 | 1.77 | 1.77
New Import 7 | New Import 7 | New Import 7 | FOEL TRWSNANT 66kV |  | 73.32 | 1.51 | 1.51
New Import 9 | New Import 9 | New Import 9 | Hawse Farm 132kV PV |  | 1.81 | 3.34 | 3.34
New Import 10 | New Import 10 | New Import 10 | Hendy 66kV WF | 1.921 | 32.75 | 5.35 | 5.35
New Import 11 | New Import 11 | New Import 11 | Hopkins Farm 33kV PV | 0.051 | 25.5 | 2.49 | 2.49
New Import 12 | New Import 12 | New Import 12 | LLANWERN FM 132kV GEN | 0.001 | 1.7 | 2.81 | 2.81
New Import 13 | New Import 13 | New Import 13 | Longlands Solar Park 33kV PV |  | 10.89 | 2.45 | 2.45
New Import 14 | New Import 14 | New Import 14 | Manmoel 33kV WF |  | 26.36 | 1.56 | 1.56
New Import 15 | New Import 15 | New Import 15 | Manorafon 33kV | 3.239 |  | 7.58 | 7.58
New Import 16 | New Import 16 | New Import 16 | MELIN COURT 33kV GEN | 0.037 | 17.86 | 1.71 | 1.71
New Import 17 | New Import 17 | New Import 17 | Mynydd Fforch-dwm 33kV PV | 0.002 | 50.54 | 1.28 | 1.28
New Import 18 | New Import 18 | New Import 18 | PENCOED STOR 132kV | 0.003 | 3.35 | 2.17 | 2.17
New Import 19 | New Import 19 | New Import 19 | PENDERI 132kV GEN | 0.044 | 14.81 | 3.65 | 3.65
New Import 20 | New Import 20 | New Import 20 | Penllergaer Solar Park 33kV |  | 11.48 | 1.38 | 1.38
New Import 21 | New Import 21 | New Import 21 | Pentrebach 66kV PV | 1.055 | 6.23 | 2.46 | 2.46
New Import 22 | New Import 22 | New Import 22 | SOUTHBROOK STOR 33kV GEN | 0.344 | 5.46 | 1.92 | 1.92
New Import 23 | New Import 23 | New Import 23 | Vogen 33kV Biomass | 0.022 | 423.18 | 1.68 | 1.68
New Import 24 | New Import 24 | New Import 24 | Wauntysswg Park 33kV PV |  | 1.66 | 3.57 | 3.57
New Import 25 | New Import 25 | New Import 25 | Wentlog 33kV Biomass | 0.048 | 525.11 | 1.83 | 1.83
New Import 26 | New Import 26 | New Import 26 | Wentlooge 132kV PV |  | 9.37 | 2.72 | 2.72

## Annex 2b Export
Note: The list of MPANs / MSIDs provided may be incomplete; the DNO reserves the right to apply the listed charges to any other MPANs / MSIDs associated with the site. Note: This table is automatically populated based on the content of the tab entitled 'Annex 2 EHV Charges'. The timebands are as shown in Annex 2.
Western Power Distribution (South Wales) plc - Effective from 1 April 2021 - Final EDCM export charges
Export Unique Identifier | LLFC | Export MPANs/MSIDs | Name | Export Super Red unit charge (p/kWh) | Export fixed charge (p/day) | Export capacity charge (p/kVA/day) | Export exceeded capacity charge (p/kVA/day)
425 | 425 | 2100041256901 | Mynydd Y Bwllfa WF |  | 1607.01 | 0.05 | 0.05
426 | 426 | 2100041327882 | Western Wood 2 Biomass | -0.11 | 1594.61 | 0.05 | 0.05
427 | 427 | 2100041453141 | Mynydd Y Gwair WF |  | 1636.4 | 0.05 | 0.05
975 | 975 | 2100041270320 | Penrhiwarwydd Farm PV |  | 740.67 | 0.05 | 0.05
976 | 976 | 2100041272870 | Little Neath PV |  | 865.39 | 0.05 | 0.05
943 | 943 | 2100041136546 | Hoplass Farm PV |  | 777.12 | 0.05 | 0.05
977 | 977 | 2100041278161 | Gelliwern Isaf PV |  | 507.25 | 0.05 | 0.05
978 | 978 | 2100041290967 | Oak Cottage PV |  | 4324.64 | 0.05 | 0.05
979 | 979 | 2100041309935 | Red Court Farm PV |  | 545.99 | 0.05 | 0.05
980 | 980 | 2100041319367 | Carn Nicholas PV |  | 545.13 | 0.05 | 0.05
981 | 981 | 2100041320655 | Brynwhilach Farm PV |  | 845.53 | 0.05 | 0.05
982 | 982 | 2100041320691 | Pant Y Moch PV Boundary |  | 1114.67 | 0.05 | 0.05
983 | 983 | 2100041321817 | Jesus College PV |  | 542.52 | 0.05 | 0.05
984 | 984 | 2100041322192 | Sully Moors STOR | -0.327 | 473.03 | 0.05 | 0.05
985 | 985 | 2100041330928 | Hafod y Dafal PV |  | 1925.74 | 0.05 | 0.05
989 | 989 | 2100041336725 | Stormy Down PV |  | 1046.96 | 0.05 | 0.05
721 | 721 | 2100041336743 | Oak Grove Farm PV |  | 545.64 | 0.05 | 0.05
722 | 722 | 2100041329072 | Llancadle Farm PV |  | 513.56 | 0.05 | 0.05
723 | 723 | 2100041339187 | Lower House Farm PV |  | 6343.23 | 0.05 | 0.05
724 | 724 | 2100041343607 | Derwyn PV |  | 520.76 | 0.05 | 0.05
725 | 725 | 2100041343945 | Rosedew PV |  | 795.38 | 0.05 | 0.05
726 | 726 | 2100041344656 | Pen Rhiw Caradog PV |  | 537.42 | 0.05 | 0.05
727 | 727 | 2100041345419 | Mynydd Y Gwrhyd WF |  | 831.74 | 0.05 | 0.05
728 | 728 | 2100041346900 | Tonypandy STOR | -4.207 | 797.12 | 0.05 | 0.05
729 | 729 | 2100041346885 | Traston Road STOR | -0.022 | 587.66 | 0.05 | 0.05
730 | 730 | 2100041347211 | Maesgwyn Extension WF |  | 498.79 | 0.05 | 0.05
731 | 731 | 2100041363427 | Manor Farm PV |  | 821.56 | 0.05 | 0.05
733 | 733 | 2100041355198 | Rhewl Farm PV |  | 569.49 | 0.05 | 0.05
735 | 735 | 2100041383520 | Bargoed PV |  | 484.83 | 0.05 | 0.05
736 | 736 | 2100041383831 | Mynydd Brombil WF |  | 2122.76 | 0.05 | 0.05
737 | 737 | 2100041383850 | Rassau Ind Est STOR |  | 1547.97 | 0.05 | 0.05
738 | 738 | 2100041394114 | Llynfi Afan WF |  | 3777.39 | 0.05 | 0.05
739 | 739 | 2100041394132 | Mynydd Yr Aber 66kV WF |  | 5739.13 | 0.05 | 0.05
740 | 740 | 2100041401792 | Waun Y Pound 1 STOR |  | 476.76 | 0.05 | 0.05
741 | 741 | 2100041403647 | Cockett Valley PV |  | 944.64 | 0.05 | 0.05
742 | 742 | 2100041403665 | Nathenfoel PV |  | 631.89 | 0.05 | 0.05
743 | 743 | 2100041403683 | Waun Y Pound 2 STOR |  | 476.76 | 0.05 | 0.05
744 | 744 | 2100041407776 | St Peters Church WF |  | 7975.55 | 0.05 | 0.05
664 | 664 | 2100040067477 | ABB Cornelly |  | 803.72 | 0.05 | 0.05
674 | 674 | 2100041079047 | Bettws |  | 1026.36 | 0.05 | 0.05
660 | 660 | 2100040126333 | Blaen Bowi
778 | 778 | 2100041256140 | Ford Bridgend |  | 105.23 | 0.05 | 0.05
619 | 619 | 2100040023638 2100040023647 | Interbrew Magor USKM
633 | 633 | 2198765427530 | Bridgend Paper Mill | -0.462 | 87.8 | 0.05 | 0.05
617 | 617 | 2100040890412 2100040890430 2100040890440 2100040890459 | Monsanto | -0.993 | 163.72 | 0.05 | 0.05
636 | 636 | 2189999997354 | Dow Corning
786 | 786 | 2100041213572 | DCWW Rover Way | -0.244 | 106.53 | 0.05 | 0.05
678 | 678 | 2100040752396 2100040752401 | Milford Energy | -4.382 | 143.8 | 0.05 | 0.05
663 | 663 | 2100040495600 | Blaen Cregan
668 | 668 | 2100040878016 | Blaengwen Wind Farm |  | 15710.19 | 0.05 | 0.05
651 | 651 | 2100041471239 | Bryn Titli Wind Farm |  | 811.89 | 0.05 | 0.05
665 | 665 | 2100040067529 | Crymlin Burrows
652 | 652 | 2189999997390 | Dyffryn Brodyn Wind Farm
653 | 653 | 2199989612769 | Llyn Brianne
676 | 676 | 2100041079180 | Maerdy |  | 1798.15 | 0.05 | 0.05
773 | 773 | 2100041416450 | HIRWAUN GE 33kV GEN | -0.02 | 765.01 | 0.05 | 0.05
661 | 661 | 2100040719983 | Margam Biomass |  | 2476.91 | 0.05 | 0.05
670 | 670 | 2100040485940 | Pwllfa Gwatkin
650 | 650 | 2189999997345 | Taff Ely Wind Farm |  | 554.33 | 0.05 | 0.05
662 | 662 | 2100040609507 | Trecatti |  | 650.21 | 0.05 | 0.05
666 | 666 | 2100040694051 | Withyhedges Landfill | -7.776 | 565.41 | 0.05 | 0.05
659 | 659 | 2198765142992 | Parc Cynog
667 | 667 | 2100040841780 | Parc Cynog (Pendine) |  | 479.16 | 0.05 | 0.05
684 | 684 | 2100040960619 | Maesgwyn |  | 5466.21 | 0.05 | 0.05
679 | 679 | 2100040989431 | Ferndale Wind Farm |  | 936.45 | 0.05 | 0.05
685 | 685 | 2100041090087 | Pant y Wal WF |  | 3501.97 | 0.05 | 0.05
686 | 686 | 2100041063669 | Mynydd Portref |  | 818.15 | 0.05 | 0.05
687 | 687 | 2100041383887 | Newton Down |  | 1047.12 | 0.05 | 0.05
649 | 649 | 2100041200262 | Tiers Cross PV |  | 1154.74 | 0.05 | 0.05
745 | 745 | 2100041407758 | Berthllwyd PV |  | 662.77 | 0.05 | 0.05
747 | 747 | 2100041412109 | Whitton Mawr PV |  | 493.81 | 0.05 | 0.05
748 | 748 | 2100041412127 | Barry Dock Biomass | -0.334 | 1163.37 | 0.05 | 0.05
749 | 749 | 2100041412181 | North Tenement PV |  | 1165.07 | 0.05 | 0.05
772 | 772 | 2100041416432 | Bryncyrnau Isaf PV |  | 931.16 | 0.05 | 0.05
658 | 658 | 2199989641360 | Tregaron | -6.79 | 137.63 | 0.05 | 0.05
646 | 646 | 2100041072803 | Waunarlydd STOR | -0.374 | 545.62 | 0.05 | 0.05
645 | 645 | 2100041078814 | Briton Ferry STOR | -0.002 | 900.93 | 0.05 | 0.05
644 | 644 | 2100041089685 | Hirwaun STOR | -0.02 | 840.82 | 0.05 | 0.05
643 | 643 | 2100041080130 | Ffos Las PV |  | 772.6 | 0.05 | 0.05
642 | 642 | 2100041080177 | Pont Andrew PV |  | 778.06 | 0.05 | 0.05
922 | 922 | 2100041495921 | Beaufort Power STOR |  | 2604.5 | 0.05 | 0.05
921 | 921 | 2100041495959 | Brecon Power STOR |  | 3887.54 | 0.05 | 0.05
990 | 990 | 2100041526640 | Bryn Blaen WF |  | 867.37 | 0.05 | 0.05
991 | 991 | 2100041539180 | Ystradffin Hydro | -7.263 | 1056.05 | 0.05 | 0.05
779 | 779 | 2100041422677 | Brechfa Forest West WF |  | 984.73 | 0.05 | 0.05
789 | 789 | 2100041490046 | Afan Way STOR |  | 711.58 | 0.05 | 0.05
774 | 774 | 2100041418360 | Manmoel PV |  | 1309.26 | 0.05 | 0.05
776 | 776 | 2100041444810 | Crumlin STOR | -0.462 | 838.84 | 0.05 | 0.05
777 | 777 | 2100041445967 | Pen Bryn Oer WF |  | 1049.8 | 0.05 | 0.05
601 | 601 | 2189999998739 | Tata Margam | -0.534 |  | 0.05 | 0.05
790 | 790 | 2100041103407 | Tir John STOR | -0.224 | 799.24 | 0.05 | 0.05
940 | 940 | 2100041105609 | Wear Point WF |  | 1354.3 | 0.05 | 0.05
791 | 791 | 2100041113247 | West Farm PV |  | 513.49 | 0.05 | 0.05
792 | 792 | 2100041113335 | Jordanston Farm PV |  | 612.21 | 0.05 | 0.05
793 | 793 | 2100041115796 | Rudbaxton PV |  | 1186.79 | 0.05 | 0.05
942 | 942 | 2100041120360 | Dowlais STOR | -0.046 | 1260.24 | 0.05 | 0.05
944 | 944 | 2100041142381 | Trident Park Recovery | -0.196 | 6978.51 | 0.05 | 0.05
945 | 945 | 2100041150772 | Baglan Bay PV |  | 1803.77 | 0.05 | 0.05
946 | 946 | 2100041150790 | Caermelyn PV |  | 488.53 | 0.05 | 0.05
947 | 947 | 2100041150842 | Liddlestone Ridge PV |  | 557.84 | 0.05 | 0.05
948 | 948 | 2100041172109 | Garn Farm PV |  | 513.61 | 0.05 | 0.05
949 | 949 | 2100041172084 | Llandarcy STOR | -0.146 | 587.54 | 0.05 | 0.05
950 | 950 | 2100041195106 | Treguff Farm PV |  | 490.54 | 0.05 | 0.05
951 | 951 | 2100041197896 | Loughor Solar Park |  | 506.01 | 0.05 | 0.05
952 | 952 | 2100041197878 | Sutton Farm PV |  | 1002.77 | 0.05 | 0.05
953 | 953 | 2100041201327 | Cefn Betingau PV |  | 494.68 | 0.05 | 0.05
954 | 954 | 2100041201309 | Clawdd Ddu PV |  | 774.65 | 0.05 | 0.05
955 | 955 | 2100041212230 | Pentre Solar Farm |  | 1503.57 | 0.05 | 0.05
956 | 956 | 2100041221068 | Barry STOR | -0.567 | 478.8 | 0.05 | 0.05
957 | 957 | 2100041230842 | Fenton Farm PV |  | 2190.91 | 0.05 | 0.05
958 | 958 | 2100041240353 | Yerbeston Gate Farm PV |  | 1152.21 | 0.05 | 0.05
959 | 959 | 2100041251267 | Pen Y Cae PV |  | 654.34 | 0.05 | 0.05
960 | 960 | 2100041251285 | Saron PV |  | 1274.39 | 0.05 | 0.05
961 | 961 | 2100041254978 | Hendre Fawr PV |  | 547.3 | 0.05 | 0.05
962 | 962 | 2100041257269 | Hendai Farm PV |  | 520.4 | 0.05 | 0.05
963 | 963 | 2100041258607 | Cwm Cae Singrug PV |  | 541.35 | 0.05 | 0.05
964 | 964 | 2100041252837 | Brynteg Farm PV |  | 510.31 | 0.05 | 0.05
965 | 965 | 2100041260313 | Court Coleman PV |  | 2907.93 | 0.05 | 0.05
966 | 966 | 2100041260340 | Llwyndu Farm PV |  | 502.2 | 0.05 | 0.05
967 | 967 | 2100041260660 | Cenin Energy Park (ex Stormy Down) |  | 694.85 | 0.05 | 0.05
968 | 968 | 2100041260642 | Abergelli Farm PV |  | 2338 | 0.05 | 0.05
969 | 969 | 2100041264099 | Crug Mawr Farm PV |  | 994.78 | 0.05 | 0.05
970 | 970 | 2100041265525 | Yerbeston Chapel Hill PV |  | 2810.48 | 0.05 | 0.05
971 | 971 | 2100041265818 | Aberaman Park Phase 2 | -1.924 | 1442.87 | 0.05 | 0.05
972 | 972 | 2100041267930 | Rhyd-y-Pandy PV |  | 891.99 | 0.05 | 0.05
973 | 973 | 2100041268846 | Haverfordwest PV |  | 941.32 | 0.05 | 0.05
974 | 974 | 2100041269821 | Blaenlliedi Farm WF |  | 666.15 | 0.05 | 0.05
7159 | 7159 | 7159 | Solutia District Energy Newport | -0.008 | 203.79 | 0.05 | 0.05
7163 | 7163 | 7163 | Aberaman Park | -0.723 | 559.99 | 0.05 | 0.05
7329 | 7329 | 7329 | Dowlais II STOR CVA | -0.046 | 1258.27 | 0.05 | 0.05
7347 | 7347 | 7347 | Alcoa B STOR | -0.007 | 1021.48 | 0.05 | 0.05
New Export 1 | New Export 1 | New Export 1 | Afon Llan 33kV PV |  | 1659.8 | 0.05 | 0.05
New Export 2 | New Export 2 | New Export 2 | BLACKBERRY LANE 33kV |  | 2259.22 | 0.05 | 0.05
New Export 3 | New Export 3 | New Export 3 | Brechfa Forest West Ext 132kV WF |  | 1134.91 | 0.05 | 0.05
New Export 4 | New Export 4 | New Export 4 | Bryn Henllys 33kV PV |  | 2297 | 0.05 | 0.05
New Export 5 | New Export 5 | New Export 5 | Cwm Ifor 33kV PV |  | 628.2 | 0.05 | 0.05
New Export 6 | New Export 6 | New Export 6 | ENVIROPARKS 33kV GEN | -0.02 | 1247.43 | 0.05 | 0.05
New Export 7 | New Export 7 | New Export 7 | FOEL TRWSNANT 66kV |  | 5132.6 | 0.05 | 0.05
New Export 9 | New Export 9 | New Export 9 | Hawse Farm 132kV PV |  | 991.05 | 0.05 | 0.05
New Export 10 | New Export 10 | New Export 10 | Hendy 66kV WF |  | 2394.08 | 0.05 | 0.05
New Export 11 | New Export 11 | New Export 11 | Hopkins Farm 33kV PV |  | 3501.17 | 0.05 | 0.05
New Export 12 | New Export 12 | New Export 12 | LLANWERN FM 132kV GEN |  | 1005.96 | 0.05 | 0.05
New Export 13 | New Export 13 | New Export 13 | Longlands Solar Park 33kV PV |  | 1055.99 | 0.05 | 0.05
New Export 14 | New Export 14 | New Export 14 | Manmoel 33kV WF |  | 1098.28 | 0.05 | 0.05
New Export 16 | New Export 16 | New Export 16 | MELIN COURT 33kV GEN |  | 1339.47 | 0.05 | 0.05
New Export 17 | New Export 17 | New Export 17 | Mynydd Fforch-dwm 33kV PV |  | 5532.88 | 0.05 | 0.05
New Export 18 | New Export 18 | New Export 18 | PENCOED STOR 132kV | -0.003 | 1411.13 | 0.05 | 0.05
New Export 19 | New Export 19 | New Export 19 | PENDERI 132kV GEN |  | 8886.66 | 0.05 | 0.05
New Export 20 | New Export 20 | New Export 20 | Penllergaer Solar Park 33kV |  | 1208.76 | 0.05 | 0.05
New Export 21 | New Export 21 | New Export 21 | Pentrebach 66kV PV |  | 1413.13 | 0.05 | 0.05
New Export 22 | New Export 22 | New Export 22 | SOUTHBROOK STOR 33kV GEN | -0.651 | 1091.37 | 0.05 | 0.05
New Export 23 | New Export 23 | New Export 23 | Vogen 33kV Biomass | -0.022 | 4231.79 | 0.05 | 0.05
New Export 24 | New Export 24 | New Export 24 | Wauntysswg Park 33kV PV |  | 1692.26 | 0.05 | 0.05
New Export 25 | New Export 25 | New Export 25 | Wentlog 33kV Biomass | -0.413 | 2763.85 | 0.05 | 0.05
New Export 26 | New Export 26 | New Export 26 | Wentlooge 132kV PV |  | 983.5 | 0.05 | 0.05

## Annex 3 Preserved charges
Back to Overview
Western Power Distribution (South Wales) plc - Effective from 1 April 2021 - Final LV and HV tariffs
Supercustomer preserved charges/additional LLFCs
| Closed LLFCs | PCs | Red/black unit charge p/kWh | Amber/yellow unit charge p/kWh | Green unit charge p/kWh | Fixed charge p/MPAN/day
Notes:
Site Specific preserved charges/additional LLFCs
| Closed LLFCs | PCs | Red/black unit charge p/kWh | Amber/yellow unit charge p/kWh | Green unit charge p/kWh | Fixed charge p/MPAN/day | Capacity charge p/kVA/day | Exceeded capacity charge p/kVA/day | Reactive power charge p/kVArh
0
Notes:

## Annex 4 LDNO charges
Back to Overview | Copy from CDCM table 3701 "Tariffs!A42:I84" and paste values into A14 |  |  |  | Copy from EDCM table 6005 "LDNORev!B549:G683" and paste values into D57
Western Power Distribution (South Wales) plc - Effective from 1 April 2021 - Final LDNO tariffs
Time Bands for LV and HV Designated Properties |  |  |  |  | Time Bands for Unmetered Properties
Time periods | Red Time Band | Amber Time Band | Green Time Band |  |  |  | Black Time Band | Yellow Time Band | Green Time Band
Monday to Friday | 17:00 to 19:30 | 07:30 to 17:00 19:30 to 22:00 | 00:00 to 07:30 22:00 to 24:00 |  | Monday to Friday Nov to Feb (excluding 22nd Dec to 4th Jan inclusive) |  | 17:00 to 19:30 | 07:30 to 17:00 19:30 to 22:00 | 00:00 to 07:30 22:00 to 24:00
Weekends |  | 12:00 to 13:00 16:00 to 21:00 | 00:00 to 12:00 13:00 to 16:00 21:00 to 24:00 |  | Monday to Friday Mar to Oct (plus 22nd Dec to 4th Jan inclusive) |  |  | 07:30 to 22:00 | 00:00 to 07:30 22:00 to 24:00
Notes | All the above times are in UK Clock time |  |  |  | Weekends |  |  | 12:00 to 13:00 16:00 to 21:00 | 00:00 to 12:00 13:00 to 16:00 21:00 to 24:00
[5 empty] | Notes |  | All the above times are in UK Clock time
Tariff name | Unique billing identifier | PCs | Red/black unit charge p/kWh | Amber/yellow unit charge p/kWh | Green unit charge p/kWh | Fixed charge p/MPAN/day | Capacity charge p/kVA/day | Exceeded capacity charge p/kVA/day | Reactive power charge p/kVArh
LDNO LV: Domestic Aggregated | TBC | 0, 1 or 2 | 7.877 | 1.469 | 0.961 | 3.24
LDNO LV: Domestic Aggregated (related MPAN) | TBC | 2 | 7.877 | 1.469 | 0.961
LDNO LV: Non-Domestic Aggregated | TBC | 0 or 3-8 | 6.486 | 1.342 | 0.934 | 6.3
LDNO LV: Non-Domestic Aggregated (related MPAN) | TBC | 4 | 6.486 | 1.342 | 0.934
LDNO LV: LV Site Specific | TBC | 0 | 5.191 | 1.217 | 0.916 | 9.5 | 2.27 | 4.7 | 0.127
LDNO LV: LV Site Specific Storage Import | TBC | 0 | 4.364 | 0.39 | 0.089 | 9.5 | 2.27 | 4.7 | 0.127
LDNO LV: Unmetered Supplies | TBC | 0, 1 or 8 | 16.981 | 2.235 | 1.589
LDNO LV: LV Generation Aggregated | TBC | 0 or 8 | -6.796 | -0.618 | -0.129 | 0
LDNO LV: LV Generation Site Specific | TBC | 0 | -6.796 | -0.618 | -0.129 | 0 |  |  | 0.214
LDNO HV: Domestic Aggregated | TBC | 0, 1 or 2 | 4.859 | 0.906 | 0.593 | 2.08
LDNO HV: Domestic Aggregated (related MPAN) | TBC | 2 | 4.859 | 0.906 | 0.593
LDNO HV: Non-Domestic Aggregated | TBC | 0 or 3-8 | 4 | 0.828 | 0.576 | 3.97
LDNO HV: Non-Domestic Aggregated (related MPAN) | TBC | 4 | 4 | 0.828 | 0.576
LDNO HV: LV Site Specific | TBC | 0 | 3.202 | 0.751 | 0.565 | 5.94 | 1.4 | 2.9 | 0.078
LDNO HV: LV Sub Site Specific | TBC | 0 | 3.507 | 1.018 | 0.849 | 7.09 | 2.28 | 4.15 | 0.09
LDNO HV: HV Site Specific | TBC | 0 | 3.852 | 1.186 | 1.018 | 76.8 | 2.85 | 5.38 | 0.08
LDNO HV: LV Site Specific Storage Import | TBC | 0 | 2.692 | 0.24 | 0.055 | 5.94 | 1.4 | 2.9 | 0.078
LDNO HV: LV Sub Site Specific Storage Import | TBC | 0 | 2.722 | 0.232 | 0.064 | 7.09 | 2.28 | 4.15 | 0.09
LDNO HV: HV Site Specific Storage Import | TBC | 0 | 2.905 | 0.24 | 0.071 | 76.8 | 2.85 | 5.38 | 0.08
LDNO HV: Unmetered Supplies | TBC | 0, 1 or 8 | 10.475 | 1.378 | 0.98
LDNO HV: LV Generation Aggregated | TBC | 0 or 8 | -6.796 | -0.618 | -0.129 | 0
LDNO HV: LV Sub Generation Aggregated | TBC | 0 | -6.214 | -0.559 | -0.123 | 0
LDNO HV: LV Generation Site Specific | TBC | 0 | -6.796 | -0.618 | -0.129 | 0 |  |  | 0.214
LDNO HV: LV Sub Generation Site Specific | TBC | 0 | -6.214 | -0.559 | -0.123 | 0 |  |  | 0.179
LDNO HV: HV Generation Site Specific | TBC | 0 | -4.254 | -0.36 | -0.101 | 0 |  |  | 0.15
LDNO HVplus: Domestic Aggregated | TBC | 0, 1 or 2 | 3.013 | 0.562 | 0.368 | 1.37
LDNO HVplus: Domestic Aggregated (related MPAN) | TBC | 2 | 3.013 | 0.562 | 0.368
LDNO HVplus: Non-Domestic Aggregated | TBC | 0 or 3-8 | 2.481 | 0.513 | 0.357 | 2.54
LDNO HVplus: Non-Domestic Aggregated (related MPAN) | TBC | 4 | 2.481 | 0.513 | 0.357
LDNO HVplus: LV Site Specific | TBC | 0 | 1.986 | 0.465 | 0.35 | 3.76 | 0.87 | 1.8 | 0.049
LDNO HVplus: LV Sub Site Specific | TBC | 0 | 2.131 | 0.618 | 0.516 | 4.39 | 1.39 | 2.52 | 0.055
LDNO HVplus: HV Site Specific | TBC | 0 | 2.308 | 0.711 | 0.61 | 46.1 | 1.71 | 3.23 | 0.048
LDNO HVplus: LV Site Specific Storage Import | TBC | 0 | 1.669 | 0.149 | 0.034 | 3.76 | 0.87 | 1.8 | 0.049
LDNO HVplus: LV Sub Site Specific Storage Import | TBC | 0 | 1.654 | 0.141 | 0.039 | 4.39 | 1.39 | 2.52 | 0.055
LDNO HVplus: HV Site Specific Storage Import | TBC | 0 | 1.741 | 0.144 | 0.043 | 46.1 | 1.71 | 3.23 | 0.048
LDNO HVplus: Unmetered Supplies | TBC | 0, 1 or 8 | 6.496 | 0.855 | 0.608
LDNO HVplus: LV Generation Aggregated | TBC | 0 or 8 | -2.615 | -0.238 | -0.05 | 0
LDNO HVplus: LV Sub Generation Aggregated | TBC | 0 | -2.841 | -0.256 | -0.056 | 0
LDNO HVplus: LV Generation Site Specific | TBC | 0 | -2.615 | -0.238 | -0.05 | 0 |  |  | 0.082
LDNO HVplus: LV Sub Generation Site Specific | TBC | 0 | -2.841 | -0.256 | -0.056 | 0 |  |  | 0.082
LDNO HVplus: HV Generation Site Specific | TBC | 0 | -4.254 | -0.36 | -0.101 | 62.81 |  |  | 0.15
LDNO EHV: Domestic Aggregated | TBC | 0, 1 or 2 | 2.403 | 0.448 | 0.293 | 1.14
LDNO EHV: Domestic Aggregated (related MPAN) | TBC | 2 | 2.403 | 0.448 | 0.293
LDNO EHV: Non-Domestic Aggregated | TBC | 0 or 3-8 | 1.978 | 0.409 | 0.285 | 2.07
LDNO EHV: Non-Domestic Aggregated (related MPAN) | TBC | 4 | 1.978 | 0.409 | 0.285
LDNO EHV: LV Site Specific | TBC | 0 | 1.583 | 0.371 | 0.279 | 3.04 | 0.69 | 1.43 | 0.039
LDNO EHV: LV Sub Site Specific | TBC | 0 | 1.699 | 0.493 | 0.411 | 3.54 | 1.11 | 2.01 | 0.044
LDNO EHV: HV Site Specific | TBC | 0 | 1.84 | 0.567 | 0.486 | 36.81 | 1.36 | 2.57 | 0.038
LDNO EHV: LV Site Specific Storage Import | TBC | 0 | 1.331 | 0.119 | 0.027 | 3.04 | 0.69 | 1.43 | 0.039
LDNO EHV: LV Sub Site Specific Storage Import | TBC | 0 | 1.319 | 0.113 | 0.031 | 3.54 | 1.11 | 2.01 | 0.044
LDNO EHV: HV Site Specific Storage Import | TBC | 0 | 1.388 | 0.114 | 0.034 | 36.81 | 1.36 | 2.57 | 0.038
LDNO EHV: Unmetered Supplies | TBC | 0, 1 or 8 | 5.18 | 0.682 | 0.485
LDNO EHV: LV Generation Aggregated | TBC | 0 or 8 | -2.085 | -0.19 | -0.04 | 0
LDNO EHV: LV Sub Generation Aggregated | TBC | 0 | -2.266 | -0.204 | -0.045 | 0
LDNO EHV: LV Generation Site Specific | TBC | 0 | -2.085 | -0.19 | -0.04 | 0 |  |  | 0.066
LDNO EHV: LV Sub Generation Site Specific | TBC | 0 | -2.266 | -0.204 | -0.045 | 0 |  |  | 0.065
LDNO EHV: HV Generation Site Specific | TBC | 0 | -3.393 | -0.287 | -0.081 | 50.09 |  |  | 0.12
LDNO 132kV/EHV: Domestic Aggregated | TBC | 0, 1 or 2 | 2.014 | 0.375 | 0.246 | 0.99
LDNO 132kV/EHV: Domestic Aggregated (related MPAN) | TBC | 2 | 2.014 | 0.375 | 0.246
LDNO 132kV/EHV: Non-Domestic Aggregated | TBC | 0 or 3-8 | 1.658 | 0.343 | 0.239 | 1.77
LDNO 132kV/EHV: Non-Domestic Aggregated (related MPAN) | TBC | 4 | 1.658 | 0.343 | 0.239
LDNO 132kV/EHV: LV Site Specific | TBC | 0 | 1.327 | 0.311 | 0.234 | 2.58 | 0.58 | 1.2 | 0.032
LDNO 132kV/EHV: LV Sub Site Specific | TBC | 0 | 1.424 | 0.413 | 0.345 | 3 | 0.93 | 1.68 | 0.037
LDNO 132kV/EHV: HV Site Specific | TBC | 0 | 1.542 | 0.475 | 0.408 | 30.87 | 1.14 | 2.16 | 0.032
LDNO 132kV/EHV: LV Site Specific Storage Import | TBC | 0 | 1.115 | 0.1 | 0.023 | 2.58 | 0.58 | 1.2 | 0.032
LDNO 132kV/EHV: LV Sub Site Specific Storage Import | TBC | 0 | 1.105 | 0.094 | 0.026 | 3 | 0.93 | 1.68 | 0.037
LDNO 132kV/EHV: HV Site Specific Storage Import | TBC | 0 | 1.163 | 0.096 | 0.029 | 30.87 | 1.14 | 2.16 | 0.032
LDNO 132kV/EHV: Unmetered Supplies | TBC | 0, 1 or 8 | 4.341 | 0.571 | 0.406
LDNO 132kV/EHV: LV Generation Aggregated | TBC | 0 or 8 | -1.747 | -0.159 | -0.033 | 0
LDNO 132kV/EHV: LV Sub Generation Aggregated | TBC | 0 | -1.899 | -0.171 | -0.037 | 0
LDNO 132kV/EHV: LV Generation Site Specific | TBC | 0 | -1.747 | -0.159 | -0.033 | 0 |  |  | 0.055
LDNO 132kV/EHV: LV Sub Generation Site Specific | TBC | 0 | -1.899 | -0.171 | -0.037 | 0 |  |  | 0.055
LDNO 132kV/EHV: HV Generation Site Specific | TBC | 0 | -2.843 | -0.24 | -0.068 | 41.97 |  |  | 0.1
LDNO 132kV: Domestic Aggregated | TBC | 0, 1 or 2 | 1.139 | 0.212 | 0.139 | 0.65
LDNO 132kV: Domestic Aggregated (related MPAN) | TBC | 2 | 1.139 | 0.212 | 0.139
LDNO 132kV: Non-Domestic Aggregated | TBC | 0 or 3-8 | 0.937 | 0.194 | 0.135 | 1.09
LDNO 132kV: Non-Domestic Aggregated (related MPAN) | TBC | 4 | 0.937 | 0.194 | 0.135
LDNO 132kV: LV Site Specific | TBC | 0 | 0.75 | 0.176 | 0.132 | 1.55 | 0.33 | 0.68 | 0.018
LDNO 132kV: LV Sub Site Specific | TBC | 0 | 0.805 | 0.234 | 0.195 | 1.79 | 0.52 | 0.95 | 0.021
LDNO 132kV: HV Site Specific | TBC | 0 | 0.872 | 0.269 | 0.23 | 17.55 | 0.65 | 1.22 | 0.018
LDNO 132kV: LV Site Specific Storage Import | TBC | 0 | 0.631 | 0.056 | 0.013 | 1.55 | 0.33 | 0.68 | 0.018
LDNO 132kV: LV Sub Site Specific Storage Import | TBC | 0 | 0.625 | 0.053 | 0.015 | 1.79 | 0.52 | 0.95 | 0.021
LDNO 132kV: HV Site Specific Storage Import | TBC | 0 | 0.658 | 0.054 | 0.016 | 17.55 | 0.65 | 1.22 | 0.018
LDNO 132kV: Unmetered Supplies | TBC | 0, 1 or 8 | 2.455 | 0.323 | 0.23
LDNO 132kV: LV Generation Aggregated | TBC | 0 or 8 | -0.988 | -0.09 | -0.019 | 0
LDNO 132kV: LV Sub Generation Aggregated | TBC | 0 | -1.074 | -0.097 | -0.021 | 0
LDNO 132kV: LV Generation Site Specific | TBC | 0 | -0.988 | -0.09 | -0.019 | 0 |  |  | 0.031
LDNO 132kV: LV Sub Generation Site Specific | TBC | 0 | -1.074 | -0.097 | -0.021 | 0 |  |  | 0.031
LDNO 132kV: HV Generation Site Specific | TBC | 0 | -1.608 | -0.136 | -0.038 | 23.74 |  |  | 0.057
LDNO 0000: Domestic Aggregated | TBC | 0, 1 or 2 | 0.331 | 0.062 | 0.04 | 0.34
LDNO 0000: Domestic Aggregated (related MPAN) | TBC | 2 | 0.331 | 0.062 | 0.04
LDNO 0000: Non-Domestic Aggregated | TBC | 0 or 3-8 | 0.272 | 0.056 | 0.039 | 0.46
LDNO 0000: Non-Domestic Aggregated (related MPAN) | TBC | 4 | 0.272 | 0.056 | 0.039
LDNO 0000: LV Site Specific | TBC | 0 | 0.218 | 0.051 | 0.038 | 0.6 | 0.1 | 0.2 | 0.005
LDNO 0000: LV Sub Site Specific | TBC | 0 | 0.234 | 0.068 | 0.057 | 0.67 | 0.15 | 0.28 | 0.006
LDNO 0000: HV Site Specific | TBC | 0 | 0.253 | 0.078 | 0.067 | 5.25 | 0.19 | 0.35 | 0.005
LDNO 0000: LV Site Specific Storage Import | TBC | 0 | 0.183 | 0.016 | 0.004 | 0.6 | 0.1 | 0.2 | 0.005
LDNO 0000: LV Sub Site Specific Storage Import | TBC | 0 | 0.182 | 0.015 | 0.004 | 0.67 | 0.15 | 0.28 | 0.006
LDNO 0000: HV Site Specific Storage Import | TBC | 0 | 0.191 | 0.016 | 0.005 | 5.25 | 0.19 | 0.35 | 0.005
LDNO 0000: Unmetered Supplies | TBC | 0, 1 or 8 | 0.713 | 0.094 | 0.067
LDNO 0000: LV Generation Aggregated | TBC | 0 or 8 | -0.287 | -0.026 | -0.005 | 0
LDNO 0000: LV Sub Generation Aggregated | TBC | 0 | -0.312 | -0.028 | -0.006 | 0
LDNO 0000: LV Generation Site Specific | TBC | 0 | -0.287 | -0.026 | -0.005 | 0 |  |  | 0.009
LDNO 0000: LV Sub Generation Site Specific | TBC | 0 | -0.312 | -0.028 | -0.006 | 0 |  |  | 0.009
LDNO 0000: HV Generation Site Specific | TBC | 0 | -0.467 | -0.039 | -0.011 | 6.9 |  |  | 0.016

## Annex 5 LLFs
Back to Overview
This table has intentionally been left blank. The line loss factors that are approved by the BSC Panel for the applicable year and consequently published on the Elexon website will take precedence and be used in Settlement. This annex will be re-published once these values are available.
Western Power Distribution (South Wales) plc - Illustrative LLFs for year beginning 1 April 2021
Time periods | Period 1 | Period 2 | Period 3 | Period 4
| Peak | Winter | Night | Other
Monday to Friday Mar to Oct |  |  | 00:30 - 07:30 | 00:00 - 00:30 07:30 - 24:00
Monday to Friday Nov to Feb | 16:00 – 19:00 | 07:30 – 16:00 | 00:30 - 07:30 | 00:00 - 00:30 19:00 - 24:00
Saturday and Sunday All Year |  |  | 00:30 - 07:30 | 00:00 - 00:30 07:30 - 24:00
Notes | All the above times are in UK Clock time
Generic demand and generation LLFs
Metered voltage, respective periods and associated LLFCs
Metered voltage | Period 1 | Period 2 | Period 3 | Period 4 | Associated LLFC
Low-voltage network
Low-voltage substation
High-voltage network
High-voltage substation
33kV generic
33kV generic
132kV generic
132kV generic
EHV site specific LLFs
Demand
Site | Period 1 | Period 2 | Period 3 | Period 4 | Associated LLFC
Site 1
Site 2
Site 3
Site 4
Site 5
EHV site specific LLFs
Generation
Site | Period 1 | Period 2 | Period 3 | Period 4 | Associated LLFC
Site 1
Site 2
Site 3
Site 4
Site 5

## Annex 6 New or Amended EHV
Back to Overview | [6 empty] | Note: The list of MPANs/MSIDs provided may be incomplete; the DNO reserves the right to apply the listed charges to any other MPANs/MSIDs associated with the site. If sites appear in both Annex 2 and Annex 6, the charges in Annex 6 take precedence. Where an existing Designated EHV Property is modified and energised in the charging year, we may revise the EDCM charges for the modified Designated EHV Property.
Annex 6 - Charges for New or Amended Designated EHV Properties
Western Power Distribution (South Wales) plc - Effective from 1 April 2021 - Final new designated EHV charges
Effective from date | Import Unique Identifier | LLFC | Import MPANs/MSIDs | Export Unique Identifier | LLFC | Export MPANs/MSIDs | Name | Import Super Red unit charge (p/kWh) | Import fixed charge (p/day) | Import capacity charge (p/kVA/day) | Import exceeded capacity charge (p/kVA/day) | Export Super Red unit charge (p/kWh) | Export fixed charge (p/day) | Export capacity charge (p/kVA/day) | Export exceeded capacity charge (p/kVA/day)
2021-04-01 | 486 | 486 | 2100041347202 | 730 | 730 | 2100041347211 | Maesgwyn Extension WF |  | 18.95 | 1.5 | 1.5 |  | 236.93 | 0.05 | 0.05
2021-04-01 | 763 | 763 | 2100041438659 | 775 | 775 | 2100041438668 | Maesgwyn Extension PV |  | 9.48 | 1.51 | 1.51 |  | 261.86 | 0.05 | 0.05
Western Power Distribution (South Wales) plc - Effective from 1 April 2021 - Final new designated EHV line loss factors
Effective from date | Import Unique Identifier | LLFC | Import MPANs/MSIDs | Export Unique Identifier | LLFC | Export MPANs/MSIDs | Name | Import LLF period 1 | Import LLF period 2 | Import LLF period 3 | Import LLF period 4 | Export LLF period 1 | Export LLF period 2 | Export LLF period 3 | Export LLF period 4
2021-04-01 | 486 | 486 | 2100041347202 | 730 | 730 | 2100041347211 | Maesgwyn Extension WF
2021-04-01 | 763 | 763 | 2100041438659 | 775 | 775 | 2100041438668 | Maesgwyn Extension PV

## Annex 7 Pass-Through Costs
Back to Overview
Western Power Distribution (South Wales) plc - Effective from 1 April 2021 - Final Supplier of Last Resort and Eligible Bad Debt Pass-Through Costs
Tariff name | Open LLFCs / LDNO unique billing identifier | PCs | Supplier of Last Resort Fixed charge adder* p/MPAN/day | Excess Supplier of Last Resort Fixed charge adder** p/MPAN/day | Eligible Bad Debt Fixed charge adder*** p/MPAN/day
Domestic Aggregated | 100, 105, 800, 860, 101, 106, 801, 861, 116 | 0, 1 or 2 | 0.0090833 | 0 | 0.20767
Non-Domestic Aggregated | 1, 2, 3, 117, 200, 201, 810, 811, 862, 863 | 0 or 3-8 |  |  | 0.20767
LV Site Specific | 300 | 0 |  |  | 0.20767
LV Sub Site Specific | 344 | 0 |  |  | 0.20767
HV Site Specific | 400 | 0 |  |  | 0.20767
LV Site Specific Storage Import | LST | 0 |  |  | 0.20767
LV Sub Site Specific Storage Import | SST | 0 |  |  | 0.20767
HV Site Specific Storage Import | HST | 0 |  |  | 0.20767
LDNO LV: Domestic Aggregated | TBC | 0, 1 or 2 | 0.0090833 | 0 | 0.20767
LDNO LV: Non-Domestic Aggregated | TBC | 0 or 3-8 |  |  | 0.20767
LDNO LV: LV Site Specific | TBC | 0 |  |  | 0.20767
LDNO LV: LV Site Specific Storage Import | TBC | 0 |  |  | 0.20767
LDNO HV: Domestic Aggregated | TBC | 0, 1 or 2 | 0.0090833 | 0 | 0.20767
LDNO HV: Non-Domestic Aggregated | TBC | 0 or 3-8 |  |  | 0.20767
LDNO HV: LV Site Specific | TBC | 0 |  |  | 0.20767
LDNO HV: LV Sub Site Specific | TBC | 0 |  |  | 0.20767
LDNO HV: HV Site Specific | TBC | 0 |  |  | 0.20767
LDNO HV: LV Site Specific Storage Import | TBC | 0 |  |  | 0.20767
LDNO HV: LV Sub Site Specific Storage Import | TBC | 0 |  |  | 0.20767
LDNO HV: HV Site Specific Storage Import | TBC | 0 |  |  | 0.20767
LDNO HVplus: Domestic Aggregated | TBC | 0, 1 or 2 | 0.0090833 | 0 | 0.20767
LDNO HVplus: Non-Domestic Aggregated | TBC | 0 or 3-8 |  |  | 0.20767
LDNO HVplus: LV Site Specific | TBC | 0 |  |  | 0.20767
LDNO HVplus: LV Sub Site Specific | TBC | 0 |  |  | 0.20767
LDNO HVplus: HV Site Specific | TBC | 0 |  |  | 0.20767
LDNO HVplus: LV Site Specific Storage Import | TBC | 0 |  |  | 0.20767
LDNO HVplus: LV Sub Site Specific Storage Import | TBC | 0 |  |  | 0.20767
LDNO HVplus: HV Site Specific Storage Import | TBC | 0 |  |  | 0.20767
LDNO EHV: Domestic Aggregated | TBC | 0, 1 or 2 | 0.0090833 | 0 | 0.20767
LDNO EHV: Non-Domestic Aggregated | TBC | 0 or 3-8 |  |  | 0.20767
LDNO EHV: LV Site Specific | TBC | 0 |  |  | 0.20767
LDNO EHV: LV Sub Site Specific | TBC | 0 |  |  | 0.20767
LDNO EHV: HV Site Specific | TBC | 0 |  |  | 0.20767
LDNO EHV: LV Site Specific Storage Import | TBC | 0 |  |  | 0.20767
LDNO EHV: LV Sub Site Specific Storage Import | TBC | 0 |  |  | 0.20767
LDNO EHV: HV Site Specific Storage Import | TBC | 0 |  |  | 0.20767
LDNO 132kV/EHV: Domestic Aggregated | TBC | 0, 1 or 2 | 0.0090833 | 0 | 0.20767
LDNO 132kV/EHV: Non-Domestic Aggregated | TBC | 0 or 3-8 |  |  | 0.20767
LDNO 132kV/EHV: LV Site Specific | TBC | 0 |  |  | 0.20767
LDNO 132kV/EHV: LV Sub Site Specific | TBC | 0 |  |  | 0.20767
LDNO 132kV/EHV: HV Site Specific | TBC | 0 |  |  | 0.20767
LDNO 132kV/EHV: LV Site Specific Storage Import | TBC | 0 |  |  | 0.20767
LDNO 132kV/EHV: LV Sub Site Specific Storage Import | TBC | 0 |  |  | 0.20767
LDNO 132kV/EHV: HV Site Specific Storage Import | TBC | 0 |  |  | 0.20767
LDNO 132kV: Domestic Aggregated | TBC | 0, 1 or 2 | 0.0090833 | 0 | 0.20767
LDNO 132kV: Non-Domestic Aggregated | TBC | 0 or 3-8 |  |  | 0.20767
LDNO 132kV: LV Site Specific | TBC | 0 |  |  | 0.20767
LDNO 132kV: LV Sub Site Specific | TBC | 0 |  |  | 0.20767
LDNO 132kV: HV Site Specific | TBC | 0 |  |  | 0.20767
LDNO 132kV: LV Site Specific Storage Import | TBC | 0 |  |  | 0.20767
LDNO 132kV: LV Sub Site Specific Storage Import | TBC | 0 |  |  | 0.20767
LDNO 132kV: HV Site Specific Storage Import | TBC | 0 |  |  | 0.20767
LDNO 0000: Domestic Aggregated | TBC | 0, 1 or 2 | 0.0090833 | 0 | 0.20767
LDNO 0000: Non-Domestic Aggregated | TBC | 0 or 3-8 |  |  | 0.20767
LDNO 0000: LV Site Specific | TBC | 0 |  |  | 0.20767
LDNO 0000: LV Sub Site Specific | TBC | 0 |  |  | 0.20767
LDNO 0000: HV Site Specific | TBC | 0 |  |  | 0.20767
LDNO 0000: LV Site Specific Storage Import | TBC | 0 |  |  | 0.20767
LDNO 0000: LV Sub Site Specific Storage Import | TBC | 0 |  |  | 0.20767
LDNO 0000: HV Site Specific Storage Import | TBC | 0 |  |  | 0.20767
*Supplier of Last Resort pass-through costs which are recovered on a two year lag allocated to all domestic tariffs with a fixed charge (including LDNO)
**Supplier of Last Resort pass-through costs which are not recovered on a two year lag allocated to all domestic tariffs with a fixed charge (including LDNO)
***Eligible Bad Debt pass-through costs allocated to all metered demand tariffs (including LDNO)

## Nodal prices
Back to Overview
Western Power Distribution (South Wales) plc - Effective from 1 April 2021 - Final Nodal/Zonal charges
Node/Zone ID | Geographical name | Local charge 1 £/kVA | Remote charge 1 £/kVA
BARG3G |  | -0.13437 | 0
MERE5 |  | 2.5017 | 0.24716
NEWE5B |  | 0 | 0.46316
SHHK3 |  | 0 | 7.2681
GARN5 |  | 0.7551 | 3.8631
FELI3 |  | 0.34819 | 0
INCS5 |  | 0 | 0.42252
LIME5 |  | 0.74918 | 3.8798
WAUN3 |  | 3.5372 | 0
BISH51 |  | 0.7801 | 3.8609
BISH52 |  | 0.78018 | 3.8578
LRHI51 |  | 1.6446 | 6.6157
LRHI52 |  | 1.6446 | 6.6157
RAVE5 |  | 0.56245 | 2.589
SKET5 |  | 0.71121 | 1.5436
SWAT5 |  | 0.161 | 0.4663
UPLA5 |  | 0.21616 | 1.3864
SWAU31 | SWAU32 | 0.60736 | 0.6476
WESX5 |  | 1.578 | 8.6593
KIDW5 |  | 0.59679 | 4.8599
MAES5 |  | 2.2444 | 4.0298
NEWL5 |  | 0.52571 | 4.5009
WESF5 |  | 0.3666 | 4.8156
HEND5 |  | 0.48257 | 1.22
MEIN5 |  | 0.027582 | 4.6806
PANF5 |  | 1.2622 | 2.6327
PONY5 |  | 1.4861 | 4.577
CRHA5 |  | 0.90237 | 1.9883
TUMB5 |  | 1.8552 | 2.7643
LFYR5 |  | 1.938 | 14.3576
PEND51 |  | 0.78024 | 12.9834
STCL5 |  | 0.19042 | 11.9167
WHIT5 |  | 1.0536 | 14.5327
ABAE51 |  | 0.033561 | 14.9976
ABEP5 |  | 0.35558 | 0.20644
WSTC3 |  | 0.29758 | -0.024222
HIRW5 |  | 0.7111 | 0.036268
MAER5 |  | 1.3168 | 3.0345
YNYS5 |  | 3.9123 | 2.5982
PYCM3 |  | 0.93028 | 0.01967
CANT5 |  | 0.37195 | 2.3581
ELY_5 |  | 0.21074 | 3.0839
FAIR5 |  | 2.7832 | 4.1648
HIGH5 |  | 1.2823 | 4.4151
LLDO5 |  | 1.6511 | 2.0947
PENA5 |  | 1.1944 | 2.101
SANA5 |  | 0.94293 | 2.2107
CAER5 |  | 1.4184 | 5.9401
CATN5A |  | 0.008602 | 3.3381
ENER5 |  | 0.70058 | 0.16414
TRET5 |  | 0.37885 | 3.7023
ABGA5 |  | 2.4083 | 3.0873
ABSY5 |  | 2.2037 | 5.8735
BLAE5 |  | 1.5752 | 5.6969
MONM5 |  | 1.3184 | 7.8549
USK_5 |  | 3.4078 | 7.0222
BREC5 |  | 1.4232 | 10.0983
BUIL5 |  | 3.3875 | 12.9879
CRIC5A |  | 0.28421 | 5.0999
CRIC5B |  | 0.96191 | 4.7556
GLAS5 |  | 1.1341 | 8.2465
LLDR5 |  | 1.305 | 13.113
RHAY5 |  | 2.7473 | 13.1554
CALD5 |  | 0.25499 | 1.7629
CHEP5 |  | 1.2588 | 5.4663
NEWH5 |  | 0.22166 | 1.7712
STAR5 |  | 0.16361 | 1.712
BLAK3G |  | 0.53594 | 6.4344
HAVS3G |  | 0.26041 | 11.5579
RDBX3G |  | 1.7477 | 11.801
OAKC3G |  | 0.30878 | 11.5596
FENT3G |  | 0.30864 | 11.5581
SRON3G |  | 0.21922 | 0.096804
HOPK3G |  | 0.20747 | 0.096786
CLWD3G |  | 0.23214 | 0.096911
PNYC3G |  | 0.21921 | 0.096803
BFGF3G1 |  | 8.1502e-05 | 0.0038489
BAGL3G |  | 8.0087e-05 | 0.0038534
GOWE3G |  | -0.88674 | 0.012854
HIGF3G |  | 0.019189 | 0.018681
ENVI3G |  | 0.019174 | 0.01867
MYNB1G |  | -0.14014 | 0.00085342
HNDR3G |  | 0.028567 | 0.00086228
NFOE3G |  | 2.6302 | 12.173
BRNW3G |  | 0.3502 | 0
BLBW31G |  | 5.6739 | 11.2889
ABGL3G |  | 0.35023 | 0
ALLA3G |  | 0.3502 | 0
GLWI3G |  | 1.7748 | 0
BREX1G |  | 1.1748 | -0.0073744
BREW1G |  | 1.1748 | -0.0073744
TJGF3G |  | 0.15579 | 0.26899
CNNC3G |  | 0.1833 | 0.26906
MAES1 |  | 0.0017975 | -0.021739
BTWS1 |  | -0.00059533 | -0.0064489
MBIO1G |  | 0.20844 | 0
CCLM3G |  | 1.2372 | 4.8453
NTDN3G |  | 0.12743 | 0
BBIO3G |  | -0.027 | 0
STMD3G |  | 0.10693 | 0
CNEP3G |  | -0.048233 | 0
LCDL3G |  | 1.9649 | 0.20901
WHTN3G |  | 0.59655 | 0.3044
RGOS3G |  | 0.019268 | 0.018731
MLNC3G |  | 0.042522 | 0.069757
MAEW3G |  | 3.0795 | 0.019196
CIFR3G |  | 2.649 | 0.0086177
LHSE6G |  | 3.6786 | 3.5155
BTWF6G |  | 13.8044 | 3.6516
BBWF6G |  | 13.8044 | 3.6516
HNDY6G |  | 13.6337 | 3.6497
OAKG3G |  | 0.58846 | 0.65922
RHWL3G |  | 0.59068 | 0.66112
HFDF3G |  | 0.15274 | 0.88584
HILL3G |  | 0.083077 | 0.88984
CCSG3G |  | -0.058194 | 0.88683
BEAU3G |  | -0.60478 | -0.00062228
BRCS3G |  | -0.63004 | 0.00076465
RSIE3G |  | -0.17706 | 0
MMOE3G |  | 0.056092 | 0
VOGN3G |  | 0 | 0.041155
TCAT3G |  | -0.20842 | 0
PBPV6G |  | 0.10955 | 2.0042
MYAB6G |  | 0 | 0
LLYA6G |  | 0 | 0
FOET6G |  | 0 | 0
BLAE1 |  | 10.7051 | 0.63628
WTHY3G |  | 2.9187 | 11.8556
STTN3G |  | 0.75574 | 0.27416
NEWW5 |  | 2.0868 | 0.13304
PANT5 |  | 2.1954 | 0.50831
GLYN5 |  | 0 | 0.42463
MAGO5 |  | 0.90291 | 0.90763
CRUM5 |  | 2.634 | 1.0164
POPN51 |  | 0.020772 | 1.1174
POPN52 |  | 0.020772 | 1.1174
EBBC5 |  | 0.23126 | 0.050244
RASW5 |  | 2.5962 | 0.12002
NEWW53 |  | 0 | 0.1341
WOOD5 |  | 0.7964 | 4.2446
ROBE51 | ROBE52 | 0 | 7.2198
ROBE52 |  | 0 | 7.2198
WATE51 | WATE52 | 1.5283 | 6.7969
WATE52 |  | 1.5283 | 6.7969
BRIF5 |  | 0.11476 | 0.0049663
GOWE3 |  | -0.84056 | 0.010912
LAMP1T |  | 11.6533 | 0.44178
LLAN1T | LAMP1T | 13.0752 | 0.58564
BARY3G |  | -0.51847 | 1.0764
JESU3G |  | 0.61461 | 0.28998
LOUG3G |  | 1.8676 | 0.15159
SMOR3G |  | 0.29856 | 0.32317
DERW3G |  | 0.75575 | 0.27417
WBIO3G |  | 0.69356 | 0.09094
HAWS1G |  | 0.0018102 | 0
DOWE3G |  | 0.086526 | 0
DOWW3G |  | 0.086549 | 0
PBRN3G |  | 0.14772 | 0
PNCS1G |  | -2.4249 | 0.0065728
TRST3G |  | 0 | 0.042025
BRIE3G |  | 0 | 0.042056
LOLA1G |  | 0.59188 | -0.0010396
SBRK3G |  | 0.58335 | 0.65429
LWRN1G |  | 0.41807 | 0.00098852
CRUM3G |  | 0 | 0.87796
MMOL3G |  | 0.1225 | 0.88377
WTYS3G |  | 0 | 0
WNYP3G2 |  | -2.0701 | 0
WNYP3G1 |  | -2.0701 | 0
MANO6G |  | 1.839 | 3.4026
TRSX1G |  | 7.1978 | 0.0039468
MNYG1 |  | 0.0022582 | -0.02649
PNDR1G |  | 3.4655 | 0.084236
FFYO6G |  | 0.31942 | 0.017634
PANY6G |  | 0.31424 | -0.01799
FDWM3G |  | 8.0137e-05 | 0.0038499
TRPK3G |  | 0 | 0.37261
PENL3G |  | 0.35022 | 0
WLOO1G |  | 0.070984 | 0
YERB3G |  | 3.2846 | 10.1454
LIDR3G |  | 2.0968 | 8.9684
LLEL5A |  | 1.348 | 2.8534
PYCN5 |  | 0.41188 | -0.58821
TALB5 |  | 2.3273 | 0.039886
NANT5 |  | 0.94998 | 0.081872
PENC5 |  | 1.3129 | -1.0796
UPPB5 |  | 1.0896 | 0
PEGG5 |  | 2.2927 | 1.4066
CWMB5 |  | 1.502 | 1.2034
LLTA5 |  | 2.3097 | 1.9348
NEWE5A |  | 0 | 0.46327
MORR5 |  | 1.0168 | 0.23433
MORN5 |  | 0.36509 | 0.24847
SWWF5 |  | 0.091307 | 0.52781
BOCM11 | BOCM12 | 0.2236 | 0
BOCM12 |  | 0.2236 | 0
FORB51 |  | -0.00019344 | 1.1803
WIND5 |  | 0.59019 | 4.6368
SULG5 |  | 1.6637 | 0.5011
GRAT5 |  | 1.5865 | 0.072977
SPVL31 |  | -0.014139 | 1.185
CARE5 |  | 2.2582 | 0
CARS5 |  | 0.64036 | -0.0084009
TROW5 |  | 0.88067 | 0.038365
SUDB5 |  | 0.19274 | 1.7414
ABTI5 |  | 1.2291 | 1.4373
CWMF5 |  | 1.0914 | 2.6683
POLL5 |  | 2.6026 | 2.2148
BRMA5 |  | 0.37074 | -0.062822
TRED5 |  | 0.86753 | 0.065321
NEWS5 |  | 1.8225 | 0.065073
ORBW31 |  | 0 | 0.059842
RING5 |  | 1.0141 | 2.4386
ROGE5 |  | 0.38718 | 2.2228
ALPH31 | ALPH32 | 0 | 0
ALPH32 |  | 0 | 0
GRAN6A |  | 0.10944 | 0
SIMS11 |  | 0.047359 | 0
TBSC3 |  | 1.2514 | 2.4802
CEFN6A | GRAN6A | 1.9943 | 0
WSFM3G |  | 0.58609 | 6.7212
WEAR3G |  | 0.53775 | 7.685
JORD3G |  | 9.9578 | 7.8878
LNTH3G |  | 0.63117 | 6.2877
HOPL3G |  | 0.6311 | 6.2871
YEBS3G |  | 0.63054 | 6.5694
NTEN3G |  | 1.1367 | 10.5322
LLCY3G |  | -1.4403 | 0.27809
CRBW3G |  | 0.20172 | 0.26986
AFAN3G |  | -3.779 | -0.0012159
MBRM3G |  | -0.16911 | 0.019821
PNTM3G |  | -0.23294 | 0.015815
CBET3G |  | 0.35186 | 0
RYPD3G |  | 0.35186 | 0
WNGF3G |  | -1.6537 | 0.71113
CCKV3G |  | 0.97182 | 0.71854
BLDI3G |  | 1.9556 | 2.5915
PONA3G |  | 1.9556 | 2.5915
PNTR3G |  | 1.9556 | 2.5915
BTEG3G |  | 1.606 | 2.5816
ROVE5 |  | 0.46337 | -0.023809
DOW_11 |  | 0.50498 | 0
RODM5 |  | 0 | 0.62367
CAEA5 |  | 0.45621 | 0.13574
LLYN5 |  | 0.76246 | 0.1151
OGMV5 |  | 0.60775 | 0.12155
RHCR11 | RHCR12 | 0 | 0
RHCR12 |  | 0 | 0
BRAW5 |  | 0.41885 | 18.5429
BROF5 |  | 3.2112 | 14.6866
FISH5 |  | 0.88026 | 20.5412
GOLD5 |  | 0.94258 | 7.2524
HAVP5 |  | 0.81966 | 13.4343
MERB5 |  | 1.0466 | 11.2757
MILP5 |  | 0.22749 | 10.1035
NEVE5 |  | 0.31961 | 20.9712
NEYL5 |  | 3.0184 | 8.1087
PEBL5 |  | 2.633 | 11.8467
STFL5 |  | 0.54292 | 16.2062
STTW5 |  | 1.4898 | 7.1272
STDA5 |  | 0.31565 | 18.9598
STEY5 |  | 2.9478 | 9.9918
TENB5 |  | 0.27259 | 16.238
LLCY5 |  | 0.47072 | -0.12336
JERM5 |  | 0.5482 | 0.55257
GETH5 |  | 0.5056 | 1.3363
STRA5 |  | 1.0642 | 7.3451
TIRJ7 |  | 0.04271 | 0.4095
UPBK5 |  | 1.1874 | 6.7462
COMS5 |  | 0.97277 | 1.6509
VICR5 |  | 0.59978 | -1.3919
WERN5 |  | 0.16124 | 0.1893
YNST5 |  | 0.59997 | -1.4168
CLAS5 |  | 0.061055 | 1.6819
COUR5 |  | 0.85077 | 1.0565
COWB5 |  | 0.9098 | 2.7681
EAST5 |  | 1.7549 | 2.0249
SHIP5 |  | 0.85105 | 1.0653
PARK5 |  | 0.36472 | 5.6943
SAND5 |  | 0.76201 | 4.0772
TAFF5 |  | 1.4654 | 2.6577
ASHG5 |  | 1.3422 | 1.4223
BIRC5 |  | 0.4521 | -0.22115
CRWY5 |  | 0.68726 | 3.1828
CYNC5 |  | 0.32404 | 1.945
GKTR5 |  | 0 | 0.85386
HEAT5 |  | 1.4553 | 2.8643
HHOS5 |  | 0.48883 | 2.9167
LLIS5 |  | 0.47084 | -0.22007
NORT5 |  | 0.55625 | 3.9292
STME5 |  | 0.17917 | 2.5422
CREI5 |  | 1.2814 | 6.7618
IRON5 |  | 1.0481 | 7.0682
MILL5 |  | 0.072104 | 6.0689
MORL5 |  | 0.77758 | 7.0926
GASY5 |  | 0.24855 | 2.5062
LADY5 |  | 0.19502 | 1.4998
MIDD5 |  | 1.8027 | 4.8443
MOUA5 |  | 0.43152 | 2.3375
NELS5 |  | 1.5476 | 2.6998
TONY5 |  | 0.75975 | 2.8952
WATT5 |  | 1.5737 | 4.3028
ABTY5 |  | 2.8056 | 0.69654
NANW5 |  | 6.0336 | 0.082884
PENT5 |  | 0.20666 | 1.6088
CBGD3 |  | -0.26573 | 0.12687
SWRD5 |  | 0.5088 | 1.9501
ABDA5 |  | 1.8692 | 5.9365
BLAP5 |  | 1.7957 | 19.484
BRID5 |  | 1.1312 | 21.3582
CARG5 |  | 1.162 | 21.8344
CWFR5 |  | 0.86979 | 11.5546
LAMP5 |  | 0.49962 | 12.2393
LDOV5 |  | 0.69776 | 11.9562
LLAY5 |  | 0.72035 | 15.7501
LGAD5 |  | 0.99928 | 11.7268
LLAN5 |  | 0.32902 | 14.69
LDEI5 |  | 3.5791 | 11.1551
LWNI5 |  | 2.545 | 15.503
MANO3 |  | 5.2273 | 6.1535
NANG5 |  | 0.23423 | 12.7355
NCES5 |  | 0.5384 | 17.4669
PONA5 |  | 0.13699 | 12.5182
RHOS5 |  | 0.61392 | 14.4126
TREG5 |  | 0 | 11.8921
TREV5 |  | 1.2106 | 11.215
WGWB3 |  | 4.6857 | 7.9305
ABEC5 |  | 0.93382 | 0.36393
GWAU5 |  | 2.3134 | 0.67521
POND5 |  | 1.8276 | 1.1272
TRAV5 |  | 1.362 | 0.40601
BRTE5 |  | 1.1833 | 7.4502
LITC5 |  | 1.5932 | 6.6272
LLAG51 |  | 0.7028 | 6.2966
LLAG52 |  | 0.7028 | 6.2966
NOTT5 |  | 0.68884 | 0.047629
PYLE5 |  | 1.2485 | -0.0098541
SCHW51 |  | 2.1859 | 6.9591
ABTC3 |  | 1.8069 | 0.18117
BOVE5 |  | 0.44601 | 3.7366
BROA5 |  | 0.85625 | 1.0512
BRHI5 |  | 0.62232 | 0.64282
FOSL3G |  | 2.2834 | 2.5831
DYFG3G |  | 5.5172 | 9.9234
PCYN32 |  | 4.4163 | 9.7584
PCYN31 |  | 4.4163 | 9.7584
WHIT3G |  | 0.24665 | 12.7132
CRUG3G |  | 10.8917 | 12.4132
LBRI3G |  | 5.7829 | 7.9626
YSTF3G |  | 5.8052 | 7.9948
LWND3G |  | 8.5729 | 12.3111
TREG5G |  | 0 | 12.9007
REDC3G |  | 1.7114 | 9.4729
BCIS3G |  | 4.2217 | 8.9397
MAEG3G |  | 0.32277 | -0.019086
PGTN3G |  | 0.7148 | -0.0083883
BHNL3G |  | 0.38657 | 0.0037686
MYNG3G |  | 0.42129 | 0.022277
CORN3G |  | -0.2534 | 0
TEWF3G |  | 4.3136 | 0
MYNP3G |  | 4.3136 | 0
SPTC3G |  | 0 | 0
ROSD3G |  | 3.0729 | 0.16127
BARD3G |  | 0.31711 | 0.31829
GRNF3G |  | 1.5345 | 0.27218
TRGF3G |  | 2.4022 | 0.22161
ABAM3G |  | 3.56 | 0.095076
ABPK3G |  | 3.5685 | 0.094816
PENR3G |  | 3.967 | 0.092916
TNYS3G |  | 7.9932 | 0
FERG3 |  | 8.0895 | 0
BRTH3G |  | 0.75182 | 0
HNDF3G |  | -0.10269 | 0
SWAU32 |  | 0.60736 | 0.6476

## SSC unit rate lookup
Back to Overview
Standard Settlement Configuration Id | Standard Settlement Configuration Desc | Common Decode | Change implemented | Date | Comments
3 | 10-hour OP | A/R | Notes updated | 2019-06-10 | Updated to reflect DCP 268 which delinks all tariffs from the TPR bands
4 | 10-hour OP | A/R | Code 1 & 2 changed to A | 2019-06-10 | Updated to reflect DCP 268 which delinks all tariffs from the TPR bands
5 | 10-hour OP + w/e | A/R | Code O changed to A/R | 2019-06-10 | Updated to reflect DCP 268 which delinks all tariffs from the TPR bands
6 | 10.5-hour OP | A/R | Removed TPR | 2019-06-10 | Removed TPR lookup element as this no longer effects which rate to apply
7 | 10.5-hour OP | A/R
8 | 10.5-hour OP | A/R
9 | 10.5-hour OP | A/R
10 | 10.5-hour OP | A/R
11 | 10.5-hour OP | A/R
12 | 10.5-hour OP | A/R
13 | 11 Hour OP | A/R
15 | 11 Hour OP | A/R
16 | 11.5-hour OP | A/R
17 | 11.5-hour OP | A/R
18 | 11.5-hour OP | A/R
19 | 11.5-hour OP | A/R
20 | 11.5-hour OP | A/R
21 | 11.5-hour OP | A/R
22 | 11.5-hour OP | A/R
23 | 11-hour OP | A/R
24 | 11-hour OP | A/R
25 | 11-hour OP | A/R
26 | 11-hour OP | A/R
28 | 11-hour OP | A/R
29 | 11-hour OP | A/R
30 | 11-hour OP | A/R
31 | 11-hour OP | A/R
32 | 11-hour OP | A/R
33 | 11-hour OP | A/R
34 | 11-hour OP | A/R
35 | 11-hour OP | A/R
36 | 11-hour OP | A/R
37 | 11-hour OP | A/R
38 | 11-hour OP | A/R
39 | 11-hour OP | A/R
40 | 11.5-hour OP | A/R
41 | 8.5-hour OP | A/R
42 | 9-hour OP | A/R
43 | 9-hour OP | A/R
44 | 8.5-hour OP | A/R
45 | 11-hour OP + Summer | A/R
46 | 11-hour OP + w/e | A/R
47 | 11-hour OP + w/e & Summer | A/R
48 | 11-hour OP + weekends | A/R
49 | 11.5-hour OP | A/R
50 | 12-hour OP + w/e & Summer | A/R
51 | 12-hour night | A
52 | 12-hour OP | A/R
53 | 12-hour OP | A/R
55 | 12-hour OP | A/R
56 | 12-hour OP | A/R
57 | 12-hour OP | A/R
58 | Key Meter pseudo 2-rate | A
59 | 12-hour OP | A/R
60 | 12-hour OP | A/R
62 | 8-hour OP (see also SSC 427) | A/R
63 | 9-hour OP | A/R
64 | 12-hour OP | A/R
65 | 12-hour OP + Summer | A/R
66 | 12-hour OP + Summer | A/R
67 | 12.5-hour OP | A/R
71 | 12.5-hour OP | A/R
72 | 12.5-hour OP | A/R
73 | 12.5-hour OP | A/R
74 | 12.5-hour OP + Summer | A/R
75 | 12.5-hour OP + w/e | A/R
76 | 12.5-hour OP + w/e | A/R
77 | 12.5-hour OP + w/e | A/R
78 | 12.5-hour OP + w/e & Summer | A/R
79 | 14-hour E7 | A
80 | 14-hour Off Peak | A/R
81 | 14-hour OP + Sun | A/R
82 | 14.5-hour OP | A/R
83 | 14.5-hour OP | A/R
84 | 14.5-hour OP | A/R
85 | 14.5-hour OP | A/R
86 | 14.5-hour OP | A/R
87 | 14.5-hour OP | A/R
88 | 14.5-hour OP | A/R
91 | 14.5-hour OP + Summer | A/R
92 | 14.5-hour OP + Summer | A/R
93 | split 7-hour E7 | A
94 | 14.5-hour OP + Summer | A/R
95 | 14.5-hour OP + Summer | A/R
96 | 14.5-hour OP + Summer | A/R
97 | 14.5-hour OP + w/e | A/R
98 | 14.5-hour OP + w/e & Summer | A/R
99 | 15-hour OP | A/R
100 | 15-hour OP | A/R
101 | 15-hour OP + w/e & Summer | A/R
102 | 15-hour OP + w/e & Summer | A/R
103 | 15-hour OP + w/e & Summer | A/R
104 | 15.5-hour OP | A/R
105 | 15.5-hour OP | A/R
106 | 15.5-hour OP | A/R
107 | 15.5-hour OP | A/R
108 | 15.5-hour OP | A/R
109 | 15.5-hour OP | A/R
110 | 15.5-hour OP | A/R
111 | 15.5-hour OP + Summer | A/R
112 | 15.5-hour OP + w/e | A/R
113 | 15.5-hour OP + w/e | A/R
115 | 15.5-hour OP + w/e | A/R
116 | 15.5-hour OP + w/e | A/R
117 | 15.5-hour OP + w/e | A/R
118 | 15.5-hour OP + w/e & Summer | A/R
119 | 15.5-hour OP + w/e & Summer | A/R
120 | 9-hour OP | A/R
121 | 2-rate terms | A
122 | 2-rate SToD | A
123 | 2-rate variable SToD | A
124 | 2-rate variable SToD | A
125 | 2-rate variable SToD | A
126 | 7-hour E7 | A
127 | 3-rate SToD | A
128 | Dom/Non-dom Seasonal (link SSC 0342) | A
129 | 3-rate SToD | A
130 | 3-rate variable | A
131 | 3-rate variable | A
132 | 4-rate SToD | A
133 | 4-rate SToD | A
134 | 4-rate SToD | A
135 | 4-rate SToD | A
136 | 4-rate SToD | A
137 | 4-rate SToD | A
138 | 4-rate SToD | A
140 | split 7-hour E7 | A
141 | 5-rate SToD | A
142 | 5-rate SToD | A
143 | 15-hour OP | A/R
144 | 6-rate SToD | A
145 | 6-rate SToD | A
146 | 6-rate SToD | A
147 | 6-rate SToD | A
148 | 7-hour OP (see also SSC 0185) | A/R
149 | Smart 7, heating | A
150 | 7-hour E7 | A
151 | 7-hour E7 | A
152 | 7-hour E7 | A
153 | 7-hour E7 | A
154 | 7-hour E7 | A
155 | split 7-hour E7 | A
156 | 7-hour E7 | A
157 | 7-hour E7 | A
158 | 7-hour E7 | A
159 | 12-hour OP | A/R
160 | 7-hour E7 | A
161 | 7-hour E7 | A
162 | 7-hour E7 | A
163 | 7-hour E7 | A
164 | 7-hour E7 | A
165 | 7-hour E7 | A
166 | 7-hour E7 | A
167 | 7-hour E7 | A
168 | 7-hour E7 | A
169 | 7-hour E7 | A
170 | 7-hour E7 | A
171 | 7-hour E7 | A
172 | 7-hour E7 | A
173 | 7-hour E7 | A
174 | 7-hour E7 | A
175 | 7-hour E7 | A
176 | 7-hour E7 | A
177 | 7-hour E7 | A
178 | 7-hour E7 (Cornwall & def reinforcement) | A
179 | 7-hour E7 | A
180 | 7-hour E7 | A
181 | 7-hour E7 | A
182 | 7-hour E7 | A
183 | 7-hour E7 | A
184 | 7-hour E7 | A
185 | 7-hour E7 | A
186 | 7-hour E7 | A
187 | 7-hour E7 | A
188 | 7-hour E7 | A
189 | 7-hour E7 | A
190 | 7-hour E7 | A
191 | 7-hour E7 | A
192 | 7-hour E7 | A
193 | 7-hour E7 | A
194 | 7-hour E7 | A
195 | 7-hour E7 | A
196 | 7-hour E7 | A
197 | 7-hour E7 | A
198 | 7-hour E7 | A
199 | 7-hour E7 | A
201 | 7-hour E7 | A
202 | 7-hour E7 | A
203 | 7-hour E7 | A
204 | 7-hour E7 | A
205 | 7-hour E7 | A
206 | 7-hour E7 | A
207 | 7-hour E7 | A
208 | 7-hour E7 | A
209 | 7-hour E7 | A
210 | 7-hour E7 | A
211 | 7-hour E7 | A
212 | 7-hour E7 | A
213 | 7-hour E7 | A
214 | 7-hour E7 | A
215 | 7-hour E7 | A
216 | 7-hour E7 | A
217 | 7-hour E7 | A
218 | 7-hour E7 | A
219 | 7-hour E7 | A
220 | 7-hour E7 | A
221 | 7-hour E7 | A
222 | 7-hour E7 | A
223 | 7-hour E7 | A
224 | 7-hour E7 | A
225 | 7-hour E7 | A
226 | 7-hour E7 | A
227 | 7-hour E7 | A
228 | Supertariff heating | A/R
229 | Supertariff heating | A/R
230 | 7-hour E7 | A/R
231 | split 7-hour E7 | A
233 | split 7-hour E7 | A
234 | split 7-hour E7 | A
235 | split 7-hour E7 | A
236 | split 7-hour E7 | A
237 | split 7-hour E7 | A
238 | 7-hour E7 | A
241 | 7-hour E7 (differential switching) | A
242 | 7-hour night | A
243 | Key Meter pseudo 2-rate | A
244 | 7-hour E7 | A
245 | 7-hour night | A
246 | Economy 7 Day & Night | A
247 | 7-hour night | A
248 | 7-hour E7 | A
249 | 7-hour night | A
250 | 7-hour OP | A/R
251 | 7-hour OP | A/R
252 | 7-hour OP | A/R
253 | 7-hour OP | A/R
254 | 7-hour variable E7 (Menter B) | A
255 | 7-hour variable E7 (Menter A) | A
257 | 8-hour E7 | A
258 | 8-hour night | A
259 | 10-hour night | A
260 | 8-hour night | A
261 | 8-hour night | A
262 | 8-hour night | A
263 | 8-hour night | A
264 | 8-hour night | A
265 | 8-hour OP | A/R
266 | 8-hour OP | A/R
267 | 8-hour OP | A/R
268 | 8-hour OP | A/R
269 | 8-hour OP | A/R
270 | 8-hour OP | A/R
271 | 8-hour OP | A/R
272 | 8-hour OP | A/R
273 | 8-hour OP | A/R
274 | 8-hour OP | A/R
276 | 8-hour OP | A/R
277 | 8-hour OP + Summer | A/R
278 | 8-hour OP + w/e | A/R
279 | 8-hour OP + w/e & Summer | A/R
280 | 8-hour OP + weekends | A/R
281 | 9-hour night | A
283 | 9-hour night (differential switching) | A
284 | 9-hour OP | A/R
285 | 9-hour OP | A/R
286 | 9-hour OP + w/e | A/R
287 | Boiler | A/R
288 | Budget Warmth | A/R
289 | Budget Warmth | A/R
290 | Budget Warmth | A/R
291 | Budget Warmth | A/R
292 | Budget Warmth | A/R
297 | Budget Warmth | A/R
298 | Budget Warmth | A/R
299 | Budget Warmth | A/R
300 | Flexiheat Day/Evening/Weekend | A
301 | Flexiheat (weather) Day/Evening/Weekend | A
302 | Superdeal Day/Night | A
303 | Budget Warmth | A/R
304 | Budget Warmth | A/R
305 | Domestic heating tariff | A
306 | Domestic heating tariff | A
307 | Domestic heating tariff | A
308 | Domestic heating tariff | A
309 | Superdeal (weather) Day/Night | A
310 | E10 type 1 (general purpose) | A
312 | 7-hour OP (see also SSC 186) | A/R
313 | Domestic E9 A | A/R
314 | 13-hour OP | A/R
315 | Evening/night | A/R
316 | Evening/Weekend | A
317 | Evening/Weekend | A
318 | Evening/Weekend | A
319 | 12-hour Evening/Weekend | A
320 | Evening/Weekend | A
321 | Evening/Weekend | A
322 | Evening/Weekend | A
323 | Evening/Weekend | A
324 | Domestic E9 B | A
325 | Evening/Weekend E7 | A
326 | Evening/Weekend E7 | A
327 | Evening/Weekend E7 | A
328 | Evening/Weekend E7 | A
329 | Evening/Weekend E7 | A
330 | Evening/Weekend E7 | A
331 | Evening/Weekend E7 | A
332 | Evening/Weekend E7 | A
334 | 3-rate heating, (link SSC 0343) | A
335 | Grain Drying | A
336 | Grain drying | A/R
337 | Grain drying | A/R
338 | Heating | A
339 | Local Authority Heating | A/R
340 | Local Authority Heating | A/R
341 | Local Authority Heating | A/R
342 | Dom & Non-dom Seasonal (link SSC 0128) | A/R
343 | 3-rate heating, water heating | A/R
344 | 7-hour E7, Day + Night (link SSC 0345) | A
345 | 7-hour E7, Day + Night (link SSC 0344) | A/R
346 | Non-Standard OP (8+3 hour) | A/R
347 | Non-Standard OP | A/R
348 | Non-Standard OP | A/R
349 | 7-hour E7 | A
350 | Warmwise heating | A/R
351 | Flexiheat heating | A
352 | Flexiheat (weather) heating | A
353 | Superdeal heating | A
354 | 12-hour OP | A/R
355 | Smart 7, Day/Night | A
357 | split 10-hour Heatwise | A/R
358 | split 10-hour Heatwise | A/R
359 | split 10-hour Heatwise | A/R
360 | split 10-hour Heatwise | A/R
361 | split 10-hour Heatwise | A/R
362 | split 10-hour Heatwise | A/R
363 | split 10-hour Heatwise | A/R
364 | split 10-hour Heatwise | A/R
365 | split 10-hour Heatwise | A/R
366 | split 10-hour Heatwise | A/R
367 | split 10-hour Heatwise | A/R
368 | split 10-hour Heatwise | A/R
369 | split 10-hour Heatwise | A/R
370 | split 10-hour Heatwise | A/R
371 | split 10-hour Heatwise | A/R
372 | Evening/Weekend | A
373 | split 7-hour E7 | A
374 | split 7-hour E7 | A
375 | split 7-hour E7 | A
376 | split 7-hour E7 | A
377 | split 7-hour E7 | A
378 | split 7-hour E7 | A
380 | split 7-hour E7 | A
381 | split 7-hour E7 | A
382 | split 7-hour E7 | A
384 | 7-hour E7 | A
385 | split 7-hour E7 | A
386 | 9-hour OP | A/R
387 | 15.5-hour OP | A/R
388 | split 7-hour E7 | A
389 | 12.5-hour OP | A/R
390 | split 7-hour E7 | A
391 | Summer & Winter w/e | A/R
392 | Summer Unrestricted | A
393 | Unrestricted | A
394 | 10-hour night | A
395 | Warmwise Day/Night | A
396 | 2-rate SToD | A
397 | 9-hour heating | A
398 | 12-hour OP + w/e | A
399 | 15-hour OP + w/e | A/R
400 | 8-hour night | A
401 | E10 type 1(heating circuit) | A/R
403 | 12-hour night | A
404 | Redring Boiler (general purpose) | A
405 | Redring Boiler (heating circuit) | A/R
406 | Cyclocontrol 3 | A/R
407 | Cyclocontrol 4 | A/R
408 | Cyclocontrol 5 | A/R
409 | Cyclocontrol 6 | A/R
410 | Cyclocontrol 7 | A/R
411 | Cyclocontrol 8 | A/R
412 | Cyclocontrol 9 | A/R
413 | Cyclocontrol 10 | A/R
414 | Cyclocontrol 11 | A/R
415 | Cyclocontrol 12 | A/R
416 | Cyclocontrol 13 | A/R
417 | Cyclocontrol 14 | A/R
418 | Cyclocontrol 15 | A/R
419 | Cyclocontrol 16 | A/R
420 | Cyclocontrol 17 | A/R
421 | Cyclocontrol 18 | A/R
422 | Cyclocontrol 19 | A/R
423 | Cyclocontrol 20 | A/R
424 | Cyclocontrol 21 | A/R
425 | Superdeal (weather) heating | A
426 | 7-hour E7 | A
427 | Day/Night (White meter) | A
428 | Unmetered Type A ("flat" profile) | U
429 | Unmetered B ("dusk-to-dawn") | U
430 | Unmetered C ("half-night & pre-dawn") | U
431 | Unmetered D ("dawn-to-dusk") | U
432 | 7-hour E7 | A
434 | 12 Hour OP | A/R
435 | Domestic 3-rate heating | A
436 | 3-Rate Seasonal | A
437 | Lifestyle Tariff | A
439 | Split 7-hour E7 | A
440 | 3-rate ToW | A
441 | 4-rate SToD | A
442 | 7-hour E7 | A
443 | Evening/Weekend | A
444 | Evening/Weekend E7 | A
444 | Evening/Weekend E7 | A
445 | 7-hour variable E7 | A
446 | 7-hour variable E7 | A
447 | 7-hour OP | A
448 | 7-hour OP | A
449 | 7-hour OP | A
450 | 7-hour OP | A
451 | 7-hour OP | A
452 | 7-hour OP | A
453 | 7-hour OP | A
454 | 7-hour OP | A
455 | 7-hour OP | A
456 | 7-hour OP | A
459 | 7-hour OP | A
460 | 12 Hours OP | A/R
461 | 12 Hours OP | A/R
462 | 8 Hours OP | A/R
463 | 10.5 Hours OP | A/R
464 | Weekender Tariff (V1) | A
465 | Weekender Tariff (V2) | A
466 | Maximum Demand Register | A
467 | Maximum Demand Register | A
468 | Maximum Demand Register | A
469 | Maximum Demand Register | A
470 | Maximum Demand Register | A
473 | Economy 7 - all purpose tariff G63 | A
474 | split 7hr o/p | A/R
475 | Split 7hr E7 | A
476 | 14.5 hr o/p | A/R
477 | 14.5 hr o/p | A/R
478 | Evening/Weekend E7 | A
479 | Split 7-hour E7 | A
480 | Split 7-hour E7 | A
481 | Split 7-hour E7 | A
482 | Micro-PV Export Import Profile Class 1 | G
483 | Micro-PV Export Import Profile Class 2 | G
484 | Micro-PV Export Import Profile Class 3 | G
485 | Micro-PV Export Import Profile Class 4 | G
486 | Micro-PV Export Import Profile Class 5 | G
487 | Micro-PV Export Import Profile Class 6 | G
488 | Micro-PV Export Import Profile Class 7 | G
489 | Micro-PV Export Import Profile Class 8 | G
490 | Micro-CHP Export Import Profile Class 1 | G
491 | Micro-CHP Export Import Profile Class 2 | G
492 | Micro-CHP Export Import Profile Class 3 | G
493 | Micro-CHP Export Import Profile Class 4 | G
494 | Micro-CHP Export Import Profile Class 5 | G
495 | Micro-CHP Export Import Profile Class 6 | G
496 | Micro-CHP Export Import Profile Class 7 | G
497 | Micro-CHP Export Import Profile Class 8 | G
498 | Other Sml Export SSC any import Profile | G
701 | 8.5-hour OP + w/e | A/R
702 | 8.5-hour OP + w/e | A/R
703 | 12-hour OP + w/e | A/R
704 | 12-hour OP + w/e | A/R
705 | 12-hour OP + w/e | A/R
706 | 12-hour OP + w/e | A/R
707 | 12-hour OP + w/e | A/R
708 | 12-hour OP + w/e | A/R
709 | 12-hour OP + w/e | A/R
710 | 12-hour OP + w/e | A/R
711 | 12-hour OP + w/e | A/R
712 | 16-hour OP + w/e | A/R
713 | 16-hour OP + w/e | A/R
714 | 16-hour OP + w/e | A/R
715 | 16-hour OP + w/e | A/R
716 | 20-hour OP + w/e | A/R
717 | 20-hour OP + w/e | A/R
718 | 20-hour OP + w/e + summer | A/R
719 | 20-hour OP + w/e + summer | A/R
720 | 3-rate SToD | A
721 | 8.5 hour WM | A
722 | 8.5 hour WM | A
723 | 8.5 hour WM | A
724 | 8.5 hour WM | A
725 | 8.5 hour WM | A
726 | 8.5 hour WM | A
727 | 8.5 hour WM | A
728 | 8.5 hour WM Heating | A
729 | 8.5 hour WM | A
730 | 8.5 hour WM Heating | A
731 | 8.5 hour WM | A
732 | 8.5 hour WM Heating | A
733 | 8.5 hour WM | A
734 | 8.5 hour WM Heating | A
735 | 8.5 hour WM | A
736 | 8.5 hour WM Heating | A
737 | 8.5 hour WM | A
738 | 8.5 hour WM Heating | A
739 | 8.5 hour WM | A
740 | 8.5 hour WM Heating | A
741 | 8.5 hour WM | A
742 | 8.5 hour WM Heating | A
743 | 8.5 hour WM | A
744 | 8.5 hour WM Heating | A
745 | 8.5 hour WM | A
746 | 8.5 hour WM Heating | A
747 | 8.5 hour WM | A
748 | 8.5 hour WM | A
749 | 8.5 hour WM Heating | A
752 | 8.5 hour WM | A
753 | Weathercall heating | A
754 | 8.5 hour WM | A
755 | Weathercall heating | A
756 | 8.5 hour WM | A
757 | Weathercall heating | A
758 | 8.5 hour WM | A
759 | Weathercall heating | A
760 | 8.5 hour WM | A
761 | Weathercall heating | A
762 | 8.5 hour WM | A
763 | Weathercall heating | A
764 | 8.5 hour WM | A
765 | Weathercall heating | A
766 | 8.5 hour WM | A
767 | Weathercall heating | A
768 | 8.5 hour WM | A
769 | Weathercall heating | A
770 | 18-hour dynamic | A
775 | Crop&Air Conditioning | A/R
776 | Crop&Air Conditioning | A/R
781 | 8.5 hour WM | A/R
782 | 8.5 hour WM | A
783 | 8.5 hour WM | A
784 | 8.5 hour WM | A
785 | 8.5 hour WM | A
786 | 8.5 hour WM | A
787 | E7 accompanying Birmingam W'call | A
788 | Birmingham Weathercall | A
789 | E7 accompanying Manchester W'call | A
790 | Manchester Weathercall | A
791 | E7 accompanying Anglesey W'call | A
792 | Anglesey Weathercall | A
793 | 8.5 hour WM | A
794 | 8.5 hour WM Heating | A
801 | Unrestricted | A
802 | Two rate with 8 hours night | A
803 | Dynamic | A/R
804 | Two rate with 8 hours night | A
805 | Dynamic | A/R
806 | Two rate with 8 hours night | A
807 | Dynamic | A/R
808 | Two rate with 8 hours night | A
809 | Dynamic | A/R
810 | Two rate with 8 hours night | A
811 | Dynamic | A/R
812 | Two rate with 8 hours night | A
813 | Dynamic | A/R
814 | Two rate with 8 hours night | A
815 | Dynamic | A/R
816 | Two rate with 8 hours night | A
817 | Dynamic | A/R
818 | Two rate with 8 hours night | A
819 | Dynamic | A/R
820 | Two rate with 8 hours night | A
821 | Dynamic | A/R
822 | Two rate with 8 hours night | A
823 | Dynamic | A/R
824 | Two rate with 8 hours night | A
825 | Dynamic | A/R
826 | Two rate with 8 hours night | A
827 | Dynamic | A/R
828 | Two rate with 8 hours night | A
829 | Dynamic | A/R
830 | Two rate with 8 hours night | A
831 | Dynamic | A/R
832 | Two rate with 8 hours night | A
833 | Dynamic | A/R
834 | Two rate with 8 hours night | A
835 | Dynamic | A/R
836 | Two rate with 8 hours night | A
837 | Dynamic | A/R
838 | Two rate with 8 hours night | A
839 | Dynamic | A/R
840 | Two rate with 8 hours night | A
841 | Dynamic | A/R
842 | Two rate with 8 hours night | A
843 | Dynamic | A/R
844 | Two rate with 8 hours night | A
845 | Dynamic | A/R
846 | Two rate with 8 hours night | A
847 | Dynamic | A/R
848 | Two rate with 8 hours night | A
849 | Dynamic | A/R
850 | Dynamic | A/R
851 | Dynamic | A/R
852 | Two rate with 8 hours night | A
853 | Two rate with 8 hours night | A
854 | Two rate with 8 hours night | A
855 | Two rate with 8 hours night | A
856 | Two rate with 8 hours night | A
857 | Two rate with 8 hours night | A
858 | Two rate with 8 hours night | A
859 | Two rate with 8 hours night | A
860 | Two rate with 8 hours night | A
861 | Two rate with 8 hours night | A
862 | Two rate with 8 hours night | A
863 | Two rate with 8 hours night | A
864 | Two rate with 8 hours night | A
865 | Two rate with 8 hours night | A
866 | Dynamic | A/R
867 | Two rate with 8 hours night | A
868 | Dynamic | A/R
869 | Two rate with 8 hours night | A
870 | Dynamic | A/R
871 | Two rate with 8 hours night | A
872 | Dynamic | A/R
873 | Two rate with 8 hours night | A
874 | Dynamic | A/R
875 | Two rate with 8 hours night | A
876 | Dynamic | A/R
877 | Two rate with 8 hours night | A
878 | Dynamic | A/R
879 | Two rate with 8 hours night | A
880 | Dynamic | A/R
881 | Two rate with 8 hours night | A
882 | Dynamic | A/R
883 | Two rate with 8 hours night | A
884 | Dynamic | A/R
885 | Two rate with 8 hours night | A
886 | Dynamic | A/R
887 | Two rate with 8 hours night | A
888 | Dynamic | A/R
889 | Two rate with 8 hours night | A
890 | Dynamic | A/R
891 | Dynamic | A/R
892 | Dynamic | A/R
893 | Dynamic | A/R
894 | 8 Hours OP | A/R
895 | 8 Hours OP | A/R
896 | 8 Hours OP | A/R
897 | Dynamic | A/R
898 | Dynamic | A/R
899 | 11 Hours OP | A/R
900 | 11 Hours OP | A/R
901 | 11 Hours OP | A/R
902 | 11 Hours OP | A/R
903 | 11 Hours OP | A/R
904 | 8 Hours OP + Weekends | A/R
905 | 8 Hours OP + Weekends | A/R
906 | 8 Hours OP + Weekends | A/R
907 | 15 Hours OP + Weekends | A/R
908 | 15 Hours OP + Weekends | A/R
909 | 15 Hours OP + Weekends | A/R
910 | 15 Hours OP + Weekends | A/R
911 | 15 Hours OP + Weekends | A/R
912 | 15 Hours OP + Weekends | A/R
913 | 15 Hours OP + Weekends | A/R
914 | 15 Hours Nov - April/24 Hours May - Oct | A
915 | 8 Hours OP | A
916 | 8 Hours OP | A
917 | 8 Hours OP | A
918 | Evening/Weekend | A
919 | 2 rate | A
920 | 2 rate | A
922 | Unrestricted | A
923 | Unrestricted | A
924 | Unrestricted | A
925 | Unmetered Type A ("flat " profile) | U
926 | Unmetered B ("dusk-to-dawn") | U
927 | Unmetered D ("dawn-to-dusk") | U
928 | Unmetered C ("half-night & pre-dawn") | U
929 | 11 Hours OP | A/R
930 | 11 Hours OP | A/R
931 | 11 Hours OP | A/R
932 | Seasonal ToD | A
933 | Two rate with 8 hours night | A
934 | Dynamic | A/R
935 | Split 10 hr E10 | A
936 | Split 10 hr E10 | A
937 | Split 10 hr E10 | A
938 | Split 10 hr E10 | A
939 | Split 10 hr E10 | A
940 | NHH Export Hydro Profile Class | G
941 | NHH Export Wind Profile Class | G
942 | 7-hour E7 (Cornwall & def reinforcement) | A
943 | 7-hour E7 | A
944 | 7-hour E7 | A
945 | 7-hour E7 | A
946 | 7-hour E7 | A
947 | Smart Meter 3 Rate Time of Day | A
948 | 10 hour Evening/Weekend | A
949 | General Purpose 2 Rate (paired wth 0950) | A
950 | E10 Heating Single Rate (prd wth 0949) | A/R
951 | E9 Heating | A/R
952 | General Purpose 2 Rate (paired wth 0951) | A
953 | Two rate with 20 hours night | A
954 | Three Rate Peak Day Other | A
955 | 4 rate weekday/2 rate weekend | A
956 | 4 Rate Weekday/2 rate Weekend (BST) | A
957 | Unrestricted with Weekday Peak | A
958 | Unrestricted with Peak | A
959 | Economy 7 with Weekday Peak | A
960 | Economy 7 with Peak | A
961 | Evening Weekend and Weekday Peak (smart) | A
962 | Evening Weekend with Peak | A
963 | Evening Weekend Night and Peak | A
964 | Evening Weekend with Night (BST) | A
965 | 3 Rate with Weekday Peak | A
966 | 8-hour OP | A/R
967 | Superdeal Day/Night | A
968 | Superdeal Day/Night | A
969 | 3 Rate with Weekday Peak | A
970 | split 7-hour E7 | A
971 | Smart meter trial - time of use 3 rate | A
972 | 2 Rate Saturday Off Peak | A
973 | Flexiheat Day/Evening/Weekend | A
974 | Flexiheat heating | A
975 | Saturday Off Peak (9-5) | A
976 | Sunday Off Peak (9-5) | A
978 | 7-hour OP | A/R
979 | Non-Standard OP (8+3 hour) | A/R
980 | General Purpose 2 Rate (paired with 0980 | A
981 | E10 Heating Single Rate (prd with 0981) | A/R
982 | Evening Saver | A
983 | Comfort Booster | A
984 | Saturday Off Peak (24 Hrs) | A
985 | Sunday Off Peak (24 Hrs) | A
989 | Redring Boiler (general purpose) | A
990 | Redring Boiler (heating circuit) | A/R
991 | 8-hour OP | A/R
996 | Lifestyle Tariff | A
997 | Evening/Weekend - BST | A
Notes:
There are a few governing rules that should be applied:
Specific notes for application of or tariffss:
  All tariffs are all delinked and set time bands are applied in place of the TPR’s timebands.
The following rules apply when allocating tariffs in DNO areas.
  1, G and U should be applied straight to the appropriate SSC to identify generation and UMS tariffs.
  Then considering the SSC alongside the PC.
  2, PC1s should be labelled Domestic Aggregated.
  3, PC2s with SSCs with A/R should be labelled Domestic Aggregated (related MPAN).
  4, Remaining PC2s should be labelled Domestic Aggregated.
  5, PC3s should be labelled Non Domestic Aggregated.
  6, PC4s with SSCs with A/R should be labelled Non Domestic Aggregated (related MPAN).
  7, Remaining PC4s should be labelled Non Domestic Aggregated.
  8, PC5 – 8s should be labelled Non Domestic Aggregated.
Common decode:
  A: Aggregated - replaces the Day & Night rates (1 & 2)
  A/R: Aggregated if on PC1 / PC3 / PC5 / PC6 / PC7 / PC8 or Aggregated (related MPAN) if on PC2 / PC4
  G: Generation
  U: Unmetered Supplies

## Charge Calculator
Back to Overview
Western Power Distribution (South Wales) plc - Effective from 1 April 2021 - Final | [17 empty] | Red/black unit charge p/kWh | Amber/yellow unit charge p/kWh | Green unit charge p/kWh | Fixed charge p/MPAN/day | Capacity charge p/kVA/day | Exceeded capacity charge p/kVA/day | Reactive power charge p/kVArh
[17 empty] | Domestic Aggregated | Red unit charge p/kWh | Amber unit charge p/kWh | Green unit charge p/kWh | Fixed charge p/MPAN/day | n/a | n/a | n/a
LV and HV designated properties and Unmetered Supplies tariff calculator | [7 empty] | EHV designated property calculator | [8 empty] | Domestic Aggregated (related MPAN) | Red unit charge p/kWh | Amber unit charge p/kWh | Green unit charge p/kWh | n/a | n/a | n/a | n/a
Step 1, Choose your tariff using the drop down list in cell B10 | [7 empty] | Step 1, Choose your tariff using the drop down list in cell L10 | [8 empty] | Non-Domestic Aggregated | Red unit charge p/kWh | Amber unit charge p/kWh | Green unit charge p/kWh | Fixed charge p/MPAN/day | n/a | n/a | n/a
Step 2, After selecting a tariff in step 1, Cells C12-I12 will generate headings, please enter your consumption in cells C13:I13 underneath each heading generated (if no heading leave cell blank) | [7 empty] | Step 2, After selecting a tariff in step 1, Cells M12-T12 will generate headings, please enter your consumption in cells M13:T13 underneath each heading generated (if no heading leave cell blank) | [8 empty] | Non-Domestic Aggregated (related MPAN) | Red unit charge p/kWh | Amber unit charge p/kWh | Green unit charge p/kWh | n/a | n/a | n/a | n/a
Step 3, Enter a forecast of consumption if required in cells C14:I14 | [7 empty] | Step 3, Enter a forecast of consumption if required in cells M14:T14 | [8 empty] | LV Site Specific | Red unit charge p/kWh | Amber unit charge p/kWh | Green unit charge p/kWh | Fixed charge p/MPAN/day | Capacity charge p/kVA/day | Exceeded Capacity charge p/kVA/day | Reactive power charge p/kVArh
[17 empty] | LV Sub Site Specific | Red unit charge p/kWh | Amber unit charge p/kWh | Green unit charge p/kWh | Fixed charge p/MPAN/day | Capacity charge p/kVA/day | Exceeded Capacity charge p/kVA/day | Reactive power charge p/kVArh
Tariff details Choose tariff name from drop down box below | Red/black unit charge p/kWh | Amber/yellow unit charge p/kWh | Green unit charge p/kWh | Fixed charge p/MPAN/day | Capacity charge p/kVA/day | Exceeded capacity charge p/kVA/day | Reactive power charge p/kVArh | Site details Choose the site name from the drop down box below | Import Super Red unit charge (p/kWh) | Import fixed charge (p/day) | Import capacity charge (p/kVA/day) | Import exceeded capacity charge (p/kVA/day) | Export Super Red unit charge (p/kWh) | Export fixed charge (p/day) | Export capacity charge (p/kVA/day) | Export exceeded capacity charge (p/kVA/day) | HV Site Specific | Red unit charge p/kWh | Amber unit charge p/kWh | Green unit charge p/kWh | Fixed charge p/MPAN/day | Capacity charge p/kVA/day | Exceeded Capacity charge p/kVA/day | Reactive power charge p/kVArh
[17 empty] | Unmetered Supplies | Black unit charge p/kWh | Yellow unit charge p/kWh | Green unit charge p/kWh | n/a | n/a | n/a | n/a
[17 empty] | LV Generation Aggregated | Red unit charge p/kWh | Amber unit charge p/kWh | Green unit charge p/kWh | Fixed charge p/MPAN/day | n/a | n/a | n/a
Tariff components | Red/black unit charge p/kWh | Amber/yellow unit charge p/kWh | Green unit charge p/kWh | Number of days in consumption period i.e. 365 if one year | Maximum import or export capacity kVA | Average daily exceeded capacity kVA | Excess reactive units kVArh | Tariff components | Import super red kWh | Number of days in consumption period i.e. 365 if one year | Maximum import capacity kVA | Average daily exceeded capacity kVA | Export Super Red kWh | Number of days in consumption period i.e. 365 if one year | Maximum export capacity kVA | Average daily exceeded capacity kVA | LV Sub Generation Aggregated | Red unit charge p/kWh | Amber unit charge p/kWh | Green unit charge p/kWh | Fixed charge p/MPAN/day | n/a | n/a | n/a
Enter current consumption details | [7 empty] | Enter current consumption details | [5 empty] | 0 |  |  | LV Generation Site Specific | Red unit charge p/kWh | Amber unit charge p/kWh | Green unit charge p/kWh | Fixed charge p/MPAN/day | n/a | n/a | Reactive power charge p/kVArh
Enter forecast consumption details (if different) | 0 | 0 | 0 | 0 | 0 | 0 | 0 | Enter forecast consumption details (if different) | 0 | 0 | 0 | 0 | 0 | 0 | 0 | 0 | LV Generation Site Specific no RP charge | Red unit charge p/kWh | Amber unit charge p/kWh | Green unit charge p/kWh | Fixed charge p/MPAN/day | n/a | n/a | n/a
[17 empty] | LV Sub Generation Site Specific | Red unit charge p/kWh | Amber unit charge p/kWh | Green unit charge p/kWh | Fixed charge p/MPAN/day | n/a | n/a | Reactive power charge p/kVArh
Charge components | Unit 1 £ | Unit 2 £ | Unit 3 £ | Fixed charge £ | Capacity charge £ | Exceeded capacity charge £ | Reactive power charge £ | Charge components | Import super red charge £ | Import fixed charge £ | Import capacity charge £ | Import exceeded capacity charge £ | Export super red charge £ | Export fixed charge £ | Export capacity charge £ | Export exceeded capacity charge £ | LV Sub Generation Site Specific no RP charge | Red unit charge p/kWh | Amber unit charge p/kWh | Green unit charge p/kWh | Fixed charge p/MPAN/day | n/a | n/a | n/a
Current consumption period charges | [7 empty] | Current consumption period charges | [8 empty] | HV Generation Site Specific | Red unit charge p/kWh | Amber unit charge p/kWh | Green unit charge p/kWh | Fixed charge p/MPAN/day | n/a | n/a | Reactive power charge p/kVArh
Forecast consumption period charges | [7 empty] | Forecast consumption period charges | [8 empty] | HV Generation Site Specific no RP charge | Red unit charge p/kWh | Amber unit charge p/kWh | Green unit charge p/kWh | Fixed charge p/MPAN/day | n/a | n/a | n/a
| Total charge £ | [7 empty] | Import total charge £ | Export total charge £
Current consumption period charges | 0 | [6 empty] | Current consumption period charges | 0 | 0
Forecast consumption period charges | 0 | [6 empty] | Forecast consumption period charges | 0 | 0
These charges are estimates based on tariff selected and consumption values entered. | [7 empty] | These charges are estimates based on site selected and consumption values entered.
Note:
For the purpose of forecasting the exceeded capacity charge, the input in this calculator uses the average daily exceeded capacity as this reduces the calculators complexity, however as per the Use of System Charging Statement, the exceeded portion of the capacity will be charged at the exceeded capacity charge p/kVA/day rate, based on the difference between the MIC/MEC and the actual capacity used. This will be charged for the full duration of the month in which the breach occurs.”