## Introduction
Embedded Capacity Register |  | Version 1.0
Last Updated:
[DD/MM/YYYY]
Introduction
Embedded Capacity Register: means, for each DNO/IDNO Party, a register of site-specific data items for sites which are connected to the DNO/IDNO Party's Distribution System (or which are the subject of an accepted connection offer to be connected to the Distribution System), and which: (a) have an import capacity of 1 MW or more and are subject to a DSR Contract; and/or (b) have an export capacity of 1 MW or more. The required register format and data items are described in Schedule 31 (Embedded Capacity Register). DSR Contract: means, for each DNO/IDNO Party, a contract for the provision of a commercial service whereby the amount or pattern of electricity imported from the Distribution System is altered in response to the DNO/IDNO Party's instructions.
Register Definitions
| Heading | Explanation
General Data
| MPAN | The core meter point administration number, a 13-digit reference used in MPAS to identify the relevant Metering Point. For generation entries, the "Export" MPAN should be included. For storage entries, the "Export" MPAN should also be included. For flexible demands, the "Import" MPAN should be included. Where sites are CVA Registered, no MPAN is included but indicate "CVA Registered" For "Accepted to Connect" generation, please indicate "data not available".
| Customer Name | Name of party that is connected or contracted to connect.
| Customer Site | Name of customer site/project name.
| Address Line 1 | Site location
| Address Line 2 | Site location
| Town/ City | Site location
| County | Site location
| Postcode | Site location
| Country | GB country customer site is connected within.
| Location (X-coordinate): Eastings (where data is held) | X coordinates for development site in British National Grid. For "Accepted to Connect" generation, please include the location of the metering point agreed as part of the connection process as a 6/7 digit Easting. In exceptional cases where the metering point is not located at the DER site (e.g. some off-shore wind sites), please use the co-ordinates of the DER site if this is known.
| Location (y-coordinate): Northings (where data is held) | Y coordinates for development site in British National Grid. For "Accepted to Connect" generation, please include the location of the metering point agreed as part of the connection process as a 6/7 digit Northing. In exceptional cases where the metering point is not located at the DER site (e.g. some off-shore wind sites), please use the co-ordinates of the DER site if this is known.
| Grid Supply Point | The point of delivery from the transmission system to a distribution system that is linked with the Customer Site
| Bulk Supply Point | The supply point on the DNO system (representing an EHV/EHV transformation level) linked with the Customer Site
| Primary | The relevant primary substation on the DNO system linked with the Customer Site.
| Point of Connection (POC) Voltage (kV) | This is the voltage at the Point of Connection to the distribution network.
| Licence Area | Licence area customer site is connected within
| Primary Resource Type | Meaning any of the below resource types used by technology in the production of electricity:
Fossil Gas
Fossil coal gas
Fossil oil
Fossil oil shale
Fossil peat
Fossil brown coal/lignite
Fossil hard coal
Fossil (to be confirmed)
Nuclear
Interconnector
Hydrogen
Solar
Wind
Hydro run of river
Hydro reservoir (not pumped)
Hydro (to be confirmed)
Marine
Geothermal
Biomass
Waste
Biofuel landfill gas
Biofuel sewage gas
Biofuel biogas from anaerobic digestion (excluding landfill & sewage)
Biofuel other
Advanced fuel gasification or pyrolysis
Storage battery
Storage pumped
Storage other
Other
Data not available
| Primary Technology/ Plant Type | Meaning any of the below types technologies that export electricity onto a distribution network:
Steam turbine (thermal power plant)
Steam-gas turbine (CCGT)
Gas turbine (OCGT)
Onshore wind turbines
Offshore wind turbines
Photovoltaic
Engine (combustion / reciprocating)
Hydro power system
Tidal lagoons
Tidal stream devices
Wave devices
Geothermal power plant
Battery
Compressed air system
Liquid air system
Other
Data not available
| CHP Cogeneration | The simultaneous generation of usable heat and power (usually electricity) in a single process, thereby leading to reductions in the amount of wasted heat.
| Storage Duration | Divide the storage capacity (MWh) by the installed capacity (MW) and round it down to the nearest 0.5 (half-hour). If the value is less than 0.5 before rounding, it could be rounded to 0.5 hours so that it is not zero.
| Primary Resource Type - Installed Capacity (MW) | This is the installed capacity of the "Primary Resource Type" expressed in MM.
| Primary Resource Type - Installed Capacity (MVA): | This is the installed capacity of the "Primary Resource Type" expressed in MVA.
| Resource Type 2 | Where there is more than one plant type at a site, the "Resource Type 2" and "Resource Type 3" fields would be used to show the resource types additional to the "Primary Resource Type". Meaning any of the resource types stated above (cell 35-45)
| Technology / Plant Type 2 | Defined as above for “Primary Technology / Plant Type”)
| CHP Cogeneration Type 2 | The simultaneous generation of usable heat and power (usually electricity) in a single process, thereby leading to reductions in the amount of wasted heat.
| Storage Duration Type 2 | Divide the storage capacity (MWh) by the installed capacity (MW) and round it down to the nearest 0.5 (half-hour). If the value is less than 0.5 before rounding, it could be rounded to 0.5 hours so that it is not zero.
| Resource Type 2 - Installed Capacity (MW) | This is the installed capacity of the "Resource Type 2" expressed in MW.
| Resource Type 2 - Installed Capacity (MVA) | This is the installed capacity of the "Resource Type 2" expressed in MVA.
| Resource Type 3 | Defined as above for “Resource Type 2”
| Technology / Plant Type 3 | Defined as above for “Primary Technology / Plant Type”)
| CHP Cogeneration Type 3 | The simultaneous generation of usable heat and power (usually electricity) in a single process, thereby leading to reductions in the amount of wasted heat.
| Storage Duration Type 3 | Divide the storage capacity (MWh) by the installed capacity (MW) and round it down to the nearest 0.5 (half-hour). If the value is less than 0.5 before rounding, it could be rounded to 0.5 hours so that it is not zero.
| Resource Type 3 - Installed Capacity (MW) | This is the installed capacity of the "Resource Type 3" expressed in MW.
| Resource Type 3 - Installed Capacity (MVA) | This is the installed capacity of the "Resource Type 3" expressed in MVA.
| Flexible Connection (Yes/No) | Is the connection contingent on a flexible connection arrangement during system normal operating conditions such as Active Network Management (ANM)?
| Connection Status | “Connected" or "Accepted to Connect"?
| Last Updated | Date on which item was last updated in the register.
Already Connected
| Installed Generation Capacity (MVA): | This is the total generation connected at the site expressed in MVA.
| Export Capacity (MW) | This is the total MW export capacity permitted as per the connection agreement.
| Export Capacity (MVA) | This is the total MVA export capacity permitted as per the connection agreement.
| Import Capacity (MW) | This is the total MW import capacity permitted as per the connection agreement.
| Import Capacity (MVA) | This is the total MVA export capacity permitted as per the connection agreement.
| Date Connected | Date Project connected to network and energised.
Accepted to Connect
| Accepted to Connect Generation Capacity (MVA): | This is the total additional generation that is accepted to connect at the site expressed in MVA.
| Export Capacity (MW | This is the total additional MW export capacity permitted as per the connection agreement.
| Export Capacity (MVA) | This is the total additional MVA export capacity permitted as per the connection agreement.
| Import Capacity (MW) | This is the total additional MW import capacity permitted as per the connection agreement.
| Import Capacity (MVA) | This is the total additional MVA import capacity permitted as per the connection agreement.
| Date Accepted | Date customer contracted with GBSO/DNO/IDNO.
| Target Energisation Date | Estimated date of energisation. This date is likely to change to reflect the latest date notified by customers.
Services Provided
| Distribution Service Provider (Y/N) | Does the resource provide services to a DNO?
| Transmission Service Provider (Y/N | Does the resource provide services to the ESO or a TO?
| Reference | A unique reference to link to the Providing Services tab.
Reinforcement Works
| In a Connection Queue (Y/N) | This field indicates whether the "Accepted to Connect" resource is part of a connection queue.
| Distribution Reinforcement Reference | Unique reference to relevant distribution reinforcement required for connection.
| Transmission Reinforcement Reference | Unique reference to relevant transmission reinforcement required for connection.
Contacts and Other Information
Contact details If you believe that any details pertaining to your site or a specific site are incorrect then please use the contact details provided to notify us so that the details can be corrected in the next version.
Regional Maps To assist you in identifying the regions referred to in the register, we provide the following links to maps for our regions/areas
Heat Maps To assist you in understanding how the capacity of connected DER impacts on our network, we provide the following links to heat maps for our regions/areas
Note
For each site that meets the criteria to be included in its Embedded Capacity Register, each DNO/IDNO Party shall use reasonable endeavours to populate all fields in the Embedded Capacity Register. Where the DNO/IDNO Party does not hold data for a specific field for a specific site, then the DNO/IDNO Party will populate the relevant field with the words ‘data not available’.

## Register
1 | 2 | 3 | 4 | 5 | 6 | 7 | 8 | 9 | 10 | 11 | 12 | 13 | 14 | 15 | 16 | 17 | 18 | 19 | 20 | 21 | 22 | 23 | 24 | 25 | 26 | 27 | 28 | 29 | 30 | 31 | 32 | 33 | 34 | 35 | 36 | 37 | 38 | 39 | 40 | 41 | 42 | 43 | 44 | 45 | 46 | 47 | 48 | 49 | 50 | 51 | 52 | 53 | 54 | 55 | 56
General Data | [36 empty] | Already Connected | [5 empty] | Accepted to Connect | [6 empty] | Services Provided |  |  | Reinforcement Works
MPAN | Customer Name | Customer Site | Address Line 1 | Address Line 2 | Town/ City | County | Postcode | Country | Location (X-coordinate): Eastings (where data is held) | Location (y-coordinate): Northings (where data is held) | Grid Supply Point | Bulk Supply Point | Primary | Point of Connection (POC) Voltage (kV) | Licence Area | Primary Resource Type | Primary Technology/ Plant Type | CHP Cogeneration | Storage Duration | Primary Resource Type - Installed Capacity (MW) | Primary Resource Type - Installed Capacity (MVA): | Resource Type 2 | Technology / Plant Type 2 | CHP Cogeneration Type 2 | Storage Duration Type 2 | Resource Type 2 - Installed Capacity (MW) | Resource Type 2 - Installed Capacity (MVA) | Resource Type 3 | Technology / Plant Type 3 | CHP Cogeneration Type 3 | Storage Duration Type 3 | Resource Type 3 - Installed Capacity (MW) | Resource Type 3 - Installed Capacity (MVA) | Flexible Connection (Yes/No) | Connection Status | Last Updated | Installed Generation Capacity (MVA) | Export Capacity (MW) | Export Capacity (MVA) | Import Capacity (MW) | Import Capacity (MVA) | Date Connected | Accepted to Connect Generation Capacity (MVA) | Export Capacity (MW) | Export Capacity (MVA) | Import Capacity (MW) | Import Capacity (MVA) | Date Accepted | Target Energisation Date | Distribution Service Provider (Y/N) | Transmission Service Provider (Y/N) | Reference | In a Connection Queue (Y/N) | Distribution Reinforcement Reference | Transmission Reinforcement Reference
2100040023638 | AB InBev UK Limited | T/A Budweiser Brewing Group UK&I |  | Bureau 90 Fetter Lane | London |  | EC4A 1EN | United Kingdom |  |  | To be confirmed | To be confirmed | To be confirmed | 11 | Western Power Distribution (South Wales) plc | Other | Other | No | 0 | 11.307 | 11.902 | [12 empty] | No | Connected | 07/01/2021 | 11.902 | 3.325 | 3.5 | 6.65 | 7 | 01/07/1990
2200043161743 | Cornwall Council | Ventonteague Wind Turbine, Zelah, Truro |  | New County Hall Treyew Road | TRURO | Cornwall | TR1 3AY | United Kingdom | 118312 | 5334 | To be confirmed | To be confirmed | 33kV connection | 33 | Western Power Distribution (South West) plc | Wind | Onshore wind turbines | No | 0 | 2.232 | 2.35 | [12 empty] | No | Connected | 07/01/2021 | 2.35 | 2.3 | 2.421 | 0.023 | 0.024 | 10/08/2020
1170001258229 | Sports Direct.Com Retail Ltd | Unit C Weighbridge Road Shirebrook |  | Unit A Brook Park East | Shirebrook |  | NG20 8RY | United Kingdom |  |  | CHESTERFIELD 132kV S STN | MANSFIELD 33kV S STN | ACREAGE LANE 33 11kV S STN | 11 | Western Power Distribution (East Midlands) plc | Other | Other | No | 0 | 3.8 | 4 | [12 empty] | No | Connected | 07/01/2021 | 4 | 0.475 | 0.5 | 7.22 | 7.6 | 12/09/2020
2100041648473 | Cardiff County Council | Lamby Way Solar Farm Cardiff Refuse Site |  | County Hall Atlantic Wharf | Cardiff |  | CF10 4UW | United Kingdom | 321941.398 | 178264.554 | Cardiff East Grid | Trowbridge 132/11 Kv S/S | Trowbridge Primary | 11 | Western Power Distribution (South Wales) plc | Solar | Photovoltaic | No | 0 | 4.75 | 5 | [12 empty] | No | Connected | 07/01/2021 | 5 | 4.75 | 5 | 0 | 0 | 01/09/2020
1470000116509 | The Royal Wolverhampton Hospitals N H S Trust | NEW CROSS HOSPITAL |  | New Cross Hospital | Wolverhampton | West Midlands | WV10 0QP | United Kingdom | 393590.034 | 300395.719 | Bushbury D 132kV | BUSHBURY C 132kV S STN | Bushbury B-C 132/33/11kVDUMMY | 11 | Western Power Distribution (West Midlands) plc | Other | Other | No | 0 | 2.042 | 2.15 | [12 empty] | No | Connected | 07/01/2021 | 2.15 | 2.004 | 2.11 | 3.8 | 4 | 27/02/2013
2100041638155 | Department for Work and Pensions | DWP Building Main Ave Treforest Ind Est Pontypridd | Caxton House | 6-12 Tothill Street | London |  | SW1H 9NA | United Kingdom | 311250 | 185750 | Upper Boat | Nantgarw Grid | Nantgarw Primary | 11 | Western Power Distribution (South Wales) plc | Solar | Photovoltaic | No | 0 | 0.054 | 0.057 | [12 empty] | No | Connected | 07/01/2021 | 0.057 | 0.054 | 0.057 | 2.375 | 2.5 | 23/06/2020
2200043167062 | INTERFISH LTD | Interfish | WALLSEND INDUSTRIAL ESTATE | CATTEDOWN | PLYMOUTH | DEVON | PL4 0RW | United Kingdom | 249390.797 | 53514.54 | Abham S.G.P. | Plymouth Bsp | Prince Rock | 11 | Western Power Distribution (South West) plc | Solar | Photovoltaic | No | 0 | 0.475 | 0.5 | [12 empty] | No | Connected | 07/01/2021 | 0.5 | 0.094 | 0.099 | 1.615 | 1.7 | 11/06/2020
1470001166538 | Ricoh (UK) Products Ltd | Priorslee |  | Priorslee | Telford | Shropshire | TF4 2NJ | United Kingdom | 371833.192 | 309437.625 | IRONBRIDGE 132kV S STN | KETLEY 132kV S STN | SNEDSHILL 33 11kV S STN | 11 | Western Power Distribution (West Midlands) plc | Solar | Photovoltaic | No | 0 | 0.932 | 0.98081 | [12 empty] | No | Connected | 07/01/2021 | 0.98081 | 0.93 | 0.979 | 2.47 | 2.6 | 03/12/2010
1100050219211 | Infinis Ltd | Export Site, Burntstump Landfill | First Floor | 500 Pavilion Drive Northampton Business Park | Northampton |  | NN4 7YJ | United Kingdom | 458544.678 | 350101.834 | CHESTERFIELD 132kV S STN | ANNESLEY 33kV S STN | CALVERTON 33 11kV S STN | 11 | Western Power Distribution (East Midlands) plc | Biofuel landfill gas | Gas turbine (OCGT) | No | 0 | 2.213 | 2.33 | [12 empty] | No | Connected | 07/01/2021 | 2.33 | 1.905 | 2.005 | 0.095 | 0.1 | 09/09/1992
1421464500007 | SOUTH STAFFS WATER COMPANY | Hampton Loade Water Treatment Works |  | GREEN LANE WALSALL | WEST MIDLANDS |  | WS2 7PD | United Kingdom | 374751.504 | 287042.469 | BISHOPS WOOD 132kV S STN | STOURPORT 132 66 33kV S STN | QUATT 33 11kV S STN | 11 | Western Power Distribution (West Midlands) plc | Other | Other | No | 0 | 43.329 | 45.61 | [12 empty] | No | Connected | 07/01/2021 | 45.61 | 7.6 | 8 | 10.45 | 11 | 28/02/2001
1170001286040 | Simply Cartons Ltd | Simply Cartons Ltd |  | Perry Road | Nottingham |  | NG5 1GQ | United Kingdom | 455815.49 | 342922.031 | RATCLIFFE ON SOAR 132kV S STN | To be confirmed | NOTTINGHAM NORTH 11kV S STN | 11 | Western Power Distribution (East Midlands) plc | Solar | Photovoltaic | No | 0 | 1.048 | 1.103 | [12 empty] | No | Connected | 07/01/2021 | 1.103 | 0.21 | 0.221 | 1.14 | 1.2 | 07/07/2020
2200043128694 | Sibelco UK Limited | EAST GOLDS WORKS, NEWTON ABBOT |  | Brookside Hall Congleton Road | Sandbach | Cheshire | CW11 4TF | United Kingdom | 286467.413 | 72182.198 | Abham S.G.P. | Newton Abbot Bsp (Forde Road) | Newton Abbot Main | 11 | Western Power Distribution (South West) plc | Other | Other | Yes | 0 | 1.014 | 1.067 | [12 empty] | No | Connected | 07/01/2021 | 1.067 | 0.475 | 0.5 | 2.09 | 2.2 | 16/04/2020
2200042965260 | SSDC Opium Power Limited | Fideoak Mill BESS, Bishops Hull, Taunton | Maltravers House | Petters Way | Yeovil | Somerset | BA20 1SH | United Kingdom | 319260 | 124890 | To be confirmed | To be confirmed | 33kV connection | 33 | Western Power Distribution (South West) plc | Storage battery | Battery | No | 0 | 26.334 | 27.72 | [12 empty] | No | Connected | 07/01/2021 | 27.72 | 29.999 | 31.578 | 28.5 | 30 | 24/03/2020
2100041142381 | Viridor Trident Park Limited | CARDIFF, Viridor Trident Park EFW |  | Peninsula House Rydon Lane | Exeter | Devon | EX2 7HR | United Kingdom | 320241 | 175410 | To be confirmed | To be confirmed | 33kV connection | 33 | Western Power Distribution (South Wales) plc | Other | Other | No | 0 | 37.715 | 39.7 | [12 empty] | No | Connected | 07/01/2021 | 39.7 | 34.983 | 36.824 | 4.75 | 5 | 31/03/2014
1170001266061 | Arena Coventry Limited | COVENTRY CITY FOOTBALL CLUB LTD | Ricoh Arena | Phoenix Way | Coventry |  | CV4 6GE | United Kingdom | 434231.456 | 283468.837 | COVENTRY 132kV S STN | COVENTRY NORTH 33kV S STN | COVENTRY ARENA 33 11kV S STN | 11 | Western Power Distribution (East Midlands) plc | Other | Other | Yes | 0 | 0.332 | 0.35 | [12 empty] | No | Connected | 07/01/2021 | 0.35 | 0.332 | 0.35 | 2.09 | 2.2 | 28/03/2020
1170000962975 | Ibstock Building Products Ltd | Leicester Road |  | Leicester Road | Ibstock | Leicestershire | LE67 6HS | United Kingdom | 441270.259 | 310805.395 | ENDERBY 132kV S STN | COALVILLE 33KV S STN | COALVILLE 11kV S STN | 11 | Western Power Distribution (East Midlands) plc | Solar | Photovoltaic | No | 0 | 3.89 | 4.095 | [12 empty] | No | Connected | 07/01/2021 | 4.095 | 3.97 | 4.179 | 2.47 | 2.6 | 29/01/2020
1470001155396 | Thornfield 001 Ltd | Rowton Barnes Farm | Hemswell Biogas | Control Tower Caenby Corner Ind Est | Hemswell Cliff |  | DN21 5TJ | United Kingdom | 362226 | 319405 | SHREWSBURY 132kV S STN | Shrewsbury 132/33kVDUMMY | DOTHILL 33 11kV S STN | 11 | Western Power Distribution (West Midlands) plc | Other | Other | No | 0 | 1.947 | 2.05 | [12 empty] | No | Connected | 07/01/2021 | 2.05 | 1.2 | 1.263 | 1.52 | 1.6 | 01/03/2020
1470001161423 | Descram Holdings Ltd | BUSHELL & MEADOWS, NORTHWAY LANE, TEWKESBURY GL20 8HG | 1 Halton Brook Business Park | Weston Road Aston Clinton | Aylesbury |  | HP22 5WF | United Kingdom |  |  | To be confirmed | To be confirmed | To be confirmed | 11 | Western Power Distribution (West Midlands) plc | Solar | Photovoltaic | No | 0 | 0.032 | 0.034 | [12 empty] | No | Connected | 07/01/2021 | 0.034 | 0.032 | 0.034 | 0.95 | 1 | 01/06/2015
1470000806514 | Gloucestershire Hospitals Subsidiary Company Ltd | Gloucester Royal Hospital | Estates & Facilities Office | Gloucestershire Royal Hospital Great Western Road | Gloucester |  | GL1 3NN | United Kingdom | 383942.761 | 218662.639 | PORT HAM 132kV S STN | CASTLE MEADS 33kV S STN | COMMERCIAL RD 33 11kV S STN | 11 | Western Power Distribution (West Midlands) plc | Other | Other | No | 0 | 7.177 | 7.555 | [12 empty] | No | Connected | 07/01/2021 | 7.555 | 6.501 | 6.843 | 3.04 | 3.2 | 31/01/2018
1470000426481 | University of Sheffield | Willenhall Energy Park |  | Mappin Street | Sheffield | Yorkshire | S1 3JD | United Kingdom | 396024.286 | 297517.987 | WILLENHALL 132 25kV S STN | Willenhall 132/25/11kVDUMMY | Willenhall 132/25/11kVDUMMY | 11 | Western Power Distribution (West Midlands) plc | Other | Other | No | 0 | 2.565 | 2.7 | [12 empty] | No | Connected | 07/01/2021 | 2.7 | 2.565 | 2.7 | 2.565 | 2.7 | 09/03/2015
2200043123000 | Conrad (Langage) Limited | Land Adjacent To Applied Automation Langage PLYMOUTH | Units D & E | Windrush Court Blacklands Way | Abingdon |  | OX14 1SY | United Kingdom | 256673 | 55860 | Abham S.G.P. | Plympton Bsp | Langage | 11 | Western Power Distribution (South West) plc | Biofuel landfill gas | Gas turbine (OCGT) | No | 0 | 6.688 | 7.04 | [12 empty] | No | Connected | 07/01/2021 | 7.04 | 4.25 | 4.474 | 0.19 | 0.2 | 01/04/2020
2200043121449 | Conrad (Plymouth) Limited | Valley Road Plympton PLYMOUTH | Suites D & E | Windrush Court Blacklands Way | Abingdon |  | OX14 1SY | United Kingdom | 253198 | 56322 | Abham S.G.P. | Plympton Bsp | Linketty Lane | 11 | Western Power Distribution (South West) plc | Biofuel landfill gas | Gas turbine (OCGT) | No | 0 | 4.789 | 5.041 | [12 empty] | No | Connected | 07/01/2021 | 5.041 | 5 | 5.263 | 0.19 | 0.2 | 01/06/2020
1100770280194 | Apex Energy Limited | SOMERCOTES Pye Bridge Generating Station Pye Bridge Industrial Estate | 6th Floor | St Magnus House 3 Lower Thames Street | London |  | EC3R 6HD | United Kingdom | 442102.975 | 354391.385 | CHESTERFIELD 132kV S STN | ALFRETON 33kV S STN | SOMERCOTES 33 11kV S STN | 11 | Western Power Distribution (East Midlands) plc | Biofuel landfill gas | Gas turbine (OCGT) | No | 0 | 9.65 | 10.158 | [12 empty] | No | Connected | 07/01/2021 | 10.158 | 8.55 | 9 | 0.475 | 0.5 | 09/01/2017
1170001229422 | Willshees Waste & Recycling Ltd | DEPOT 3, OFF CADLEY HILL ROAD, SWADLINCOTE |  | 22 Granary Wharf Wetmore Road | Burton On Trent | Staffordshire | DE14 1DU | United Kingdom | 426689 | 318641 | DRAKELOW 132kV | GRESLEY 33kV S STN | GRESLEY 11kV S STN | 11 | Western Power Distribution (East Midlands) plc | Solar | Photovoltaic | No | 0 | 0.251 | 0.264 | [12 empty] | No | Connected | 07/01/2021 | 0.264 | 0.251 | 0.264 | 2.85 | 3 | 01/01/2020
2100041526640 | Bryn Blaen Wind Farm Limited | St Harman Bryn Blaen |  | 338 Euston Road | London |  | NW1 3BG | United Kingdom | 306912 | 201154 | To be confirmed | To be confirmed | 66kV connection | 66 | Western Power Distribution (South Wales) plc | Other | Other | No | 0 | 0 | 0 | [12 empty] | No | Connected | 07/01/2021 | 0 | 13.87 | 14.6 | 0.332 | 0.35 | N/A
1170000818367 | Kiln Power Limited | Lime Kilns Generation Connection Point B | 6th Floor | 33 Holborn | London |  | EC1N 2HT | United Kingdom | 441335 | 292557 | COVENTRY 132kV S STN | HINCKLEY 132KV S STN | HINCKLEY 11kV S STN | 11 | Western Power Distribution (East Midlands) plc | Other | Other | No | 0 | 10.792 | 11.36 | [12 empty] | No | Connected | 07/01/2021 | 11.36 | 8 | 8.421 | 0.048 | 0.05 | 12/03/2018
1170000818376 | Kiln Power Limited | Lime Kilns Generation Connection Point A | 6th Floor | 33 Holborn | London |  | EC1N 2HT | United Kingdom | 441335 | 292557 | COVENTRY 132kV S STN | HINCKLEY 132KV S STN | HINCKLEY 11kV S STN | 11 | Western Power Distribution (East Midlands) plc | Other | Other | No | 0 | 10.792 | 11.36 | [12 empty] | No | Connected | 07/01/2021 | 11.36 | 8 | 8.421 | 0.332 | 0.35 | 12/03/2018
2200030373964 | OXW Catalina (Logistics XVII) Limited | Old Newton Road Heathfield Newton Abbot |  | P O Box 25 Regency Court Glategny Espanade | St Peter Port | Guernsey | GY1 3AP | United Kingdom | 283328.81 | 75899.883 | Abham S.G.P. | Newton Abbot Bsp (Forde Road) | Chudleigh Knighton | 11 | Western Power Distribution (South West) plc | Other | Other | No | 0 | 3.42 | 3.6 | [12 empty] | No | Connected | 07/01/2021 | 3.6 | 1.9 | 2 | 4.085 | 4.3 | 01/04/1999
2200042209298 | Biogen Southern Limited | WASTE TRANSFER STATION, AISECOMBE WAY, HUTTON MOOR, WESTON-SUPER-MARE |  | Milton Parc | Milton Ernest | Bedfordshire | MK44 1YU | United Kingdom | 334320.249 | 160909.176 | Seabank Sgp | Weston Bsp 132kv | Weston Locking Rd | 11 | Western Power Distribution (South West) plc | Biofuel landfill gas | Gas turbine (OCGT) | No | 0 | 1.044 | 1.099 | [12 empty] | No | Connected | 07/01/2021 | 1.099 | 0.95 | 1 | 0.204 | 0.215 | 06/06/2013
1170001216585 | Britvic Soft Drinks Ltd UK | Britvic Soft Drinks |  | Breakspear Park Breakspear Way | Hemel Hempstead |  | HP2 4TZ | United Kingdom |  |  | To be confirmed | To be confirmed | To be confirmed | 11 | Western Power Distribution (East Midlands) plc | Other | Other | Yes | 0 | 8.55 | 9 | [12 empty] | No | Connected | 07/01/2021 | 9 | 0.95 | 1 | 4.275 | 4.5 | 03/08/2019
1170001217997 | Bowmer and Kirkland Limited | Unity Square Inland Revenue |  | High Edge Court Heage | Belper | Derbyshire | DE56 2BW | United Kingdom |  |  | RATCLIFFE ON SOAR 132kV S STN | NOTTINGHAM 33kV S STN | CASTLE ROAD 33 11kV S STN | 11 | Western Power Distribution (East Midlands) plc | Solar | Photovoltaic | No | 0 | 0.039 | 0.04124 | [12 empty] | No | Connected | 07/01/2021 | 0.04124 | 0.019 | 0.02 | 2.85 | 3 | 25/10/2019
1470000310059 | AO Recycling Limited | STAFFORD PARK 11 | Ao Park | 5a The Parklands Lostock | Bolton |  | BL6 4SD | United Kingdom | 372018.751 | 308560.939 | IRONBRIDGE 132kV S STN | KETLEY 132kV S STN | SNEDSHILL 33 11kV S STN | 11 | Western Power Distribution (West Midlands) plc | Solar | Photovoltaic | No | 0 | 0.123 | 0.13 | [12 empty] | No | Connected | 07/01/2021 | 0.13 | 0.123 | 0.13 | 1.9 | 2 | 19/11/2015
2100041591640 | University of South Wales | University of South Wales Treforest Campus Pontypridd |  | Treforest Campus | Pontypridd |  | CF37 1DL | United Kingdom | 308178.628 | 188460.745 | Upper Boat | Upper Boat Bsp | Upper Boat Primary | 11 | Western Power Distribution (South Wales) plc | Solar | Photovoltaic | No | 0 | 0.078 | 0.08198 | [12 empty] | No | Connected | 07/01/2021 | 0.08198 | 0.094 | 0.099 | 1.52 | 1.6 | 16/06/2011
1100771060879 | Alkane Energy UK Limited | WHITWELL, SOUTHFIELD LANE | First Floor | 500 Pavilion Drive Northampton Business Park | Northampton |  | NN4 7YJ | United Kingdom | 453301.522 | 375749.46 | CHESTERFIELD 132kV S STN | WHITWELL 33kV S STN | CRAGGS LANE 33 11kV S STN | 11 | Western Power Distribution (East Midlands) plc | Other | Other | No | 0 | 3.537 | 3.723 | [12 empty] | No | Connected | 07/01/2021 | 3.723 | 2.232 | 2.35 | 0.19 | 0.2 | 06/07/2005
1470000523742 | Renishaw Plc | Stroudwater Business Park |  | New Mills | Wotton-Under- Edge | Glocestershire | GL12 8JR | United Kingdom | 379630.21 | 206034.724 | IRON ACTON 132kV S STN | RYEFORD 132kV S STN | Ryeford 132/33/11kVDUMMY | 11 | Western Power Distribution (West Midlands) plc | Solar | Photovoltaic | No | 0 | 0.617 | 0.649 | [12 empty] | No | Connected | 07/01/2021 | 0.649 | 0.475 | 0.5 | 1.425 | 1.5 | 03/09/2015
1460001741215 | Malvern 1 Ltd | SCOTIA BUSINESS PARK | 1st Floor | 87/89 High Street | Hoddesdon | Herts | EN11 8TL | United Kingdom | 386330.359 | 350698.734 | Cellarhead 132kV | BURSLEM 132kV S STN | Burslem 132/33/11kVDUMMY | 11 | Western Power Distribution (West Midlands) plc | Other | Other | No | 0 | 6.977 | 7.344 | [12 empty] | No | Connected | 07/01/2021 | 7.344 | 3.488 | 3.672 | 0.285 | 0.3 | 05/03/2007
1470001127510 | Renishaw PLC | a1-a3 ashville park |  | New Mills | Wotton-Under-Edge | Gloucestershire | GL12 8JR | United Kingdom | 363877 | 189365 | IRON ACTON 132kV S STN | CHIPPING SODBURY 132kV S STN | ALVESTON 33 11kV S STN | 11 | Western Power Distribution (West Midlands) plc | Solar | Photovoltaic | No | 0 | 0.167 | 0.176 | [12 empty] | No | Connected | 07/01/2021 | 0.176 | 0.084 | 0.088 | 1.425 | 1.5 | 01/12/2019
1100050222428 | White Tower Energy Ltd | Derby Cogen Site | First Floor Temple Back | 10 Temple Back | Bristol |  | BS1 6FL | United Kingdom |  |  | To be confirmed | 132kV connection | 132kV connection | 132 | Western Power Distribution (East Midlands) plc | Other | Other | No | 0 | 70.309 | 74.01 | [12 empty] | No | Connected | 07/01/2021 | 74.01 | 70.3 | 74 | 1.14 | 1.2 | 01/01/1999
1170001183317 | Mercia Power Response (Whittington Road) Limited | Whittington Road Generation Site | Strelley Hall | Main Street | Strelley | Nottingham | NG8 6PE | United Kingdom | 441263 | 375371 | CHESTERFIELD 132kV S STN | STAVELEY 33kV S STN | STAVELEY 11kV S STN | 11 | Western Power Distribution (East Midlands) plc | Biofuel landfill gas | Gas turbine (OCGT) | No | 0 | 8.478 | 8.924 | [12 empty] | No | Connected | 07/01/2021 | 8.924 | 6.65 | 7 | 0.142 | 0.15 | 01/12/2019
1470000942820 | Hamble Power Limited | HAMBLE POWER, Buse Gases, Johnsons Bridge Road, West Bromwich |  | 6th Floor St Magnus House 3 Lower Thames Street | London |  | EC3R 6HD | United Kingdom | 399992 | 292705 | OCKER HILL C 132kV S STN | To be confirmed | Black Lake 132/11kVDUMMY | 11 | Western Power Distribution (West Midlands) plc | Other | Other | No | 0 | 17.1 | 18 | [12 empty] | No | Connected | 07/01/2021 | 18 | 17.1 | 18 | 0.38 | 0.4 | 29/09/2019
2198765426173 | Renewable Power Generation Ltd | Tythegston Landfill Generation |  | Newport Road St Mellons | Cardiff |  | CF3 9XW | United Kingdom | 285137.836 | 179004.465 | Pyle Grid | Pyle Bsp | Nottage | 11 | Western Power Distribution (South Wales) plc | Other | Other | No | 0 | 1.174 | 1.236 | [12 empty] | No | Connected | 07/01/2021 | 1.236 | 1.205 | 1.268 | 0.038 | 0.04 | 15/09/1998
1170001159945 | Denso Sales (UK) Ltd | Eden Road |  | Eden Road Coventry | West Midlands |  |  | United Kingdom | 438472.063 | 282058.213 | COVENTRY 132kV S STN | COVENTRY NORTH 33kV S STN | WALSGRAVE 33 11kV S STN | 11 | Western Power Distribution (East Midlands) plc | Solar | Photovoltaic | No | 0 | 0.047 | 0.0495 | [12 empty] | No | Connected | 07/01/2021 | 0.0495 | 0.048 | 0.05 | 0.95 | 1 | 24/04/2019
1170001173179 | Mercia Power Response (Manners Avenue 2) Limited | STOR Generation site No 2 |  | Strelley Hall Main Street | Strelley | Nottingham | NG8 6PE | United Kingdom | 445481 | 342236 | WILLINGTON 132kV S STN | STANTON 33kV S STN | ILKESTON 33 11kV S STN | 11 | Western Power Distribution (East Midlands) plc | Other | Other | No | 0 | 6.84 | 7.2 | [12 empty] | No | Connected | 07/01/2021 | 7.2 | 6.65 | 7 | 0.142 | 0.15 | 01/10/2019
1170001061655 | Leicester District Energy Company Ltd | University Of Leicester Intake Substation | Q3 Quorum Business Park | Benton Lane | Newcastle-Upon-Tyne |  | NE12 8EX | United Kingdom | 459202 | 303280 | ENDERBY 132kV S STN | LEICESTER EAST 33kV S STN | HIGHFIELDS 33 11kV S STN | 11 | Western Power Distribution (East Midlands) plc | Other | Other | Yes | 0 | 3.04 | 3.2 | [12 empty] | No | Connected | 07/01/2021 | 3.2 | 3.8 | 4 | 4.275 | 4.5 | 01/12/2012
1170001102841 | Durham RP Limited | MANSFIELD, KESTRAL ROAD GENERATION | C/O Rw Blears Llp | 29 Lincolns Inn Fields | London |  | WC2A 3EG | United Kingdom | 452598 | 359584 | CHESTERFIELD 132kV S STN | MANSFIELD 33kV S STN | SKEGBY LANE 33 11kV S STN | 11 | Western Power Distribution (East Midlands) plc | Other | Other | No | 0 | 3.8 | 4 | [12 empty] | No | Connected | 07/01/2021 | 4 | 3.8 | 4 | 0.142 | 0.15 | 17/09/2019
2200031824747 | Flogas Britain Ltd | SEVERN ROAD, HALLEN, BRISTOL, BS10 7SQ |  | 81 Rayns Way Watermead Business Park | Syston | Leicestershire | LE7 1PF | United Kingdom |  |  | Seabank Sgp | Avonmouth Bsp | Kingsweston | 11 | Western Power Distribution (South West) plc | Other | Other | No | 0 | 10.45 | 11 | [12 empty] | No | Connected | 07/01/2021 | 11 | 4.74 | 4.99 | 1.9 | 2 | 22/01/1990
2200042991000 | Hele Manor Limited | Hele Manor STOR, Hele Manor, Hele, Taunton, | 4th Floor | 28 Throgmorton Street | London |  | EC2N 2AN | United Kingdom | 319200 | 124400 | To be confirmed | To be confirmed | 33kV connection | 33 | Western Power Distribution (South West) plc | Biofuel landfill gas | Gas turbine (OCGT) | No | 0 | 19.266 | 20.28 | [12 empty] | No | Connected | 07/01/2021 | 20.28 | 20.428 | 21.503 | 0.475 | 0.5 | 06/06/2019
2200043043311 | Warburtons Limited | BRISTOL Plot 8010 Western Approach | Back O'Th' Bank House | Hereford Street | Bolton | Greater Manchester | BL1 8HJ | United Kingdom | 354717.305 | 183838.187 | Iron Acton S.G.P. | Seabank Bsp | Western Approach | 11 | Western Power Distribution (South West) plc | Other | Other | No | 0 | 1.405 | 1.4788 | [12 empty] | No | Connected | 07/01/2021 | 1.4788 | 0.474 | 0.499 | 2.09 | 2.2 | 01/01/2013
1170001123708 | Lhoist Uk Ltd | Beswicks No 1 (Lime Stone quarries) |  | Buxton Road Hindlow | Buxton | Derbyshire | SK17 0EL | United Kingdom | 408647.728 | 369010.583 | To be confirmed | BUXTON 132kV S STN | HINDLOW 33 11kV S STN | 11 | Western Power Distribution (East Midlands) plc | Other | Other | Yes | 0 | 0.95 | 1 | [12 empty] | No | Connected | 07/01/2021 | 1 | 0.95 | 1 | 3.04 | 3.2 | 01/05/2019
1470001062918 | Prodrive Holdings Limited | Adjacent to unit 4 Chalker Way |  | Chalker Way | Banbury | Oxon | OX16 4XD | United Kingdom | 447332 | 240400 | EAST CLAYDON 132KV S STN | BANBURY 132kV S STN | Banbury 132/11kVDUMMY | 11 | Western Power Distribution (West Midlands) plc | Other | Other | No | 0 | 0 | 0 | [12 empty] | No | Connected | 07/01/2021 | 0 | 0.19 | 0.2 | 0.95 | 1 | N/A
1470000965881 | Invista (Uk) Limited | ERMIN STREET |  | Ermin Street Brockworth | Gloucester |  | GL3 4HP | United Kingdom |  |  | PORT HAM 132kV S STN | CASTLE MEADS 33kV S STN | BROCKWORTH 33 11kV S STN | 11 | Western Power Distribution (West Midlands) plc | Other | Other | Yes | 0 | 3.135 | 3.3 | [12 empty] | No | Connected | 07/01/2021 | 3.3 | 0.094 | 0.099 | 7.6 | 8 | 25/07/2018
1470001061826 | Plastic Omnium Automotive Ltd | COLESHILL, Unit 3a, Edison Road |  | Westminster Industrial Estate Huntingdon Way | Measham | Derbyshire | DE12 7DS | United Kingdom | 419445.453 | 291824.042 | LEA MARSTON 132kV S STN | HAMS HALL SOUTH 132kV S STN | Hams Hall South 132/11kVDUMMY | 11 | Western Power Distribution (West Midlands) plc | Other | Other | Yes | 0 | 1.14 | 1.2 | [12 empty] | No | Connected | 07/01/2021 | 1.2 | 0.427 | 0.45 | 1.9 | 2 | 01/06/2019
1170000871324 | BESS HILL FARM LIMITED | Hill Farm Battery Storage | Salcey Lawn House | Salcey Lawn | Hartwell | Northants | NN7 2HA | United Kingdom | 437424 | 314284 | ENDERBY 132kV S STN | COALVILLE 33KV S STN | 33kV connection | 33 | Western Power Distribution (East Midlands) plc | Storage battery | Battery | No | 0 | 9.88 | 10.4 | [12 empty] | No | Connected | 07/01/2021 | 10.4 | 9.5 | 10 | 7.6 | 8 | 22/04/2019
2200042993684 | John Wainwright & Co Limited | SHEPTON MALLET MOONS HILL QUARRY (HV SUPPLY) | Moons Hill Quarry | Mendip Road | STOKE ST MICHAEL | Somerset | BA3 5JU | United Kingdom | 366154.743 | 146143.431 | Seabank Sgp | Radstock Bsp 132kv | Shepton Mallet | 11 | Western Power Distribution (South West) plc | Solar | Photovoltaic | No | 0 | 0.142 | 0.15 | [12 empty] | No | Connected | 07/01/2021 | 0.15 | 0.142 | 0.15 | 1.567 | 1.65 | 01/04/2019
2200042996825 | Accolade Wines Limited | BRISTOL Accolade Wines Kings Weston Lane | Thomas Hardy House | 2 Heath Road | Weybridge | Surrey | KT13 8TB | United Kingdom | 352393 | 179789 | Seabank Sgp | Avonmouth Bsp | Kingsweston | 11 | Western Power Distribution (South West) plc | Wind | Onshore wind turbines | No | 0 | 2.375 | 2.5 | [12 empty] | No | Connected | 07/01/2021 | 2.5 | 2.5 | 2.632 | 1.71 | 1.8 | 01/05/2019
2200042996843 | C E Avonmouth Turbine Limited | BRISTOL Clean Earth Wind Turbine Kings Weston Lane |  | Unit 2a Bess Park Road Trenant Industrial Estate | Wadebridge | Cornwall | PL27 6HB | United Kingdom | 352406 | 179795 | Seabank Sgp | Avonmouth Bsp | Kingsweston | 11 | Western Power Distribution (South West) plc | Wind | Onshore wind turbines | No | 0 | 2.375 | 2.5 | [12 empty] | No | Connected | 07/01/2021 | 2.5 | 2.5 | 2.632 | 0.07 | 0.074 | 01/05/2019
1170000897173 | Games Workshop Ltd | WILLOW ROAD |  | Willow Road Lenton | NOTTINGHAM |  | NG7 2WS | United Kingdom | 455662.667 | 338550.101 | RATCLIFFE ON SOAR 132kV S STN | NOTTINGHAM 33kV S STN | NORTH WILFORD 33 11kV S STN | 11 | Western Power Distribution (East Midlands) plc | Solar | Photovoltaic | No | 0 | 0.329 | 0.346 | [12 empty] | No | Connected | 07/01/2021 | 0.346 | 0.329 | 0.346 | 2.945 | 3.1 | 26/09/2017
1170001052181 | UK Utility Reserve Limited | Spondon Peaking | 6th Floor | Radcliffe House Blenheim Court | Solihull |  | B91 2AA | United Kingdom | 440556.366 | 334535.622 | WILLINGTON 132kV S STN | SPONDON B 33kV S STN | 33kV connection | 33 | Western Power Distribution (East Midlands) plc | Other | Other | No | 0 | 38 | 40 | [12 empty] | No | Connected | 07/01/2021 | 40 | 40 | 42.105 | 1.425 | 1.5 | 16/03/2019
1170000968745 | Mercedes AMG High Performance Powertrains Ltd | Mercedes AMG High Performance Powertrains Ltd |  | Morgan Drive | Brixworth | Northamptonshire | NN6 9GZ | United Kingdom | 475373.624 | 271383.878 | GRENDON 132kV S STN | NORTHAMPTON WEST 33kV S STN | CHAPEL BRAMPTON 33 11kV S STN | 11 | Western Power Distribution (East Midlands) plc | Other | Other | No | 0 | 2.238 | 2.3556 | [12 empty] | No | Connected | 07/01/2021 | 2.3556 | 0.902 | 0.95 | 6.46 | 6.8 | 07/02/2019
1470001033401 | GKN Wheels & Structures | Hadley Castle Works |  | Hadley Castle Works Hadley | Telford |  | TF1 6AA | United Kingdom |  |  | To be confirmed | To be confirmed | To be confirmed | 11 | Western Power Distribution (West Midlands) plc | Other | Other | No | 0 | 0.38 | 0.4 | [12 empty] | No | Connected | 07/01/2021 | 0.4 | 0.4 | 0.421 | 8.075 | 8.5 | 12/02/2019
1460002028958 | Dwr Cymru Welsh Water | Eign Wwtw | Nelson Offices | Pentwyn Road Nelson | Treharris | Mid Glamorgan | CF46 6LY | United Kingdom | 352023.385 | 238851.25 | BISHOPS WOOD 132kV S STN | HEREFORD 66kV S STN | HEREFORD SOUTH 66 11kV S STN | 11 | Western Power Distribution (West Midlands) plc | Other | Other | No | 0 | 3.8 | 4 | [12 empty] | No | Connected | 07/01/2021 | 4 | 1.9 | 2 | 1.52 | 1.6 | 09/09/2009
1470001005334 | West Midlands Grid Storage Two Ltd | West Midlands Grid Storage TWO | C/O Gresham House Plc | Octagon Point 5 Cheapside | London |  | EC2V 6AA | United Kingdom | 392291 | 298130 | WILLENHALL 132 25kV S STN | WOLVERHAMPTON 132kV S STN | Wolverhampton 132/33/11kV DUMMY | 11 | Western Power Distribution (West Midlands) plc | Storage battery | Battery | No | 0 | 5.073 | 5.34 | [12 empty] | No | Connected | 07/01/2021 | 5.34 | 5 | 5.263 | 5 | 5.263 | 01/03/2019
2200042999603 | Kawasaki Precision Machinery (UK) Limited | Ernersettle Lane Plymouth |  | Ernsettle Lane | PLYMOUTH | Devon | PL5 2SA | United Kingdom | 244501.9 | 60472.663 | Landulph S.G.P. | Ernesettle Bsp | Ernesettle B & S | 11 | Western Power Distribution (South West) plc | Solar | Photovoltaic | No | 0 | 0.094 | 0.099 | [12 empty] | No | Connected | 07/01/2021 | 0.099 | 0.094 | 0.099 | 2.09 | 2.2 | 17/12/2018
2189999998739 | Tata Steel UK Limited | Port Talbot, Margam |  | 30 Millbank | London |  | SW1P 4WY | United Kingdom |  |  | To be confirmed | To be confirmed | 66kV connection | 66 | Western Power Distribution (South Wales) plc | Other | Other | No | 0 | 0 | 0 | [12 empty] | No | Connected | 07/01/2021 | 0 | 19 | 20 | 123.5 | 130 | N/A
1470001014091 | Renishaw Plc | Woodchester Works |  | New Mills | Wotton-Under- Edge | Glocestershire | GL12 8JR | United Kingdom | 384364.197 | 200938.523 | IRON ACTON 132kV S STN | RYEFORD 132kV S STN | DUDBRIDGE 33 11kV S STN | 11 | Western Power Distribution (West Midlands) plc | Solar | Photovoltaic | No | 0 | 0.895 | 0.94248 | [12 empty] | No | Connected | 07/01/2021 | 0.94248 | 0.475 | 0.5 | 0.95 | 1 | 01/12/2018
2200042911992 | Viridor Waste Management Ltd | Bristol - Severn Road Chittening | Viridor House | Priory Bridge Road | Taunton | Somerset | TA1 1AP | United Kingdom | 353500 | 182150 | To be confirmed | To be confirmed | 33kV connection | 33 | Western Power Distribution (South West) plc | Waste | Other | No | 0 | 42.145 | 44.363 | [12 empty] | No | Connected | 07/01/2021 | 44.363 | 37.216 | 39.175 | 3.8 | 4 | 01/09/2019
2189999997354 | Dow Corning Limited | Dow Corning 132kV Connection |  | Barry Plant Cardiff Road | BARRY | Glamorgan | CF63 2YL | United Kingdom | 314620 | 168600 | To be confirmed | 132kV connection | 132kV connection | 132 | Western Power Distribution (South Wales) plc | Other | Other | No | 0 | 26.035 | 27.4056 | [12 empty] | No | Connected | 07/01/2021 | 27.4056 | 9.5 | 10 | 14.25 | 15 | 24/12/1997
1170001035646 | Mercia Power Response (Sandy Lane) Limited | Sandy Lane Generation Worksop Nottinghamshire S80 3ET | C/O Foresight Group Llp | The Shard 32 London Bridge Street | London |  | SE1 9SG | United Kingdom | 457522 | 380120 | WEST BURTON 132kV S STN | WORKSOP 33kV S STN | WORKSOP WEST 33 11kV S STN | 11 | Western Power Distribution (East Midlands) plc | Other | Other | No | 0 | 6.84 | 7.2 | [12 empty] | No | Connected | 07/01/2021 | 7.2 | 6.65 | 7 | 0.095 | 0.1 | 13/12/2018
2100041495959 | Brecon Power Limited | Ebbw Vale Rassau Ind Est Former Techboard Site | 5th Floor | 53-54 Grosvenor Street | London |  | W1K 3HU | United Kingdom | 315646 | 212537 | To be confirmed | To be confirmed | 33kV connection | 33 | Western Power Distribution (South Wales) plc | Other | Other | No | 0 | 19.777 | 20.818 | [12 empty] | No | Connected | 07/01/2021 | 20.818 | 20.235 | 21.3 | 0.636 | 0.67 | 12/11/2018
1160001439301 | Toyota Motor Manufacturing (UK) Ltd | Toyota Motor Manufacturing |  | Burnaston Plant | Burnaston | Derbyshire | DE1 9TA | United Kingdom |  |  | To be confirmed | To be confirmed | To be confirmed | 11 | Western Power Distribution (East Midlands) plc | Solar | Photovoltaic | No | 0 | 11.922 | 12.5496 | [12 empty] | No | Connected | 07/01/2021 | 12.5496 | 4.56 | 4.8 | 28.5 | 30 | 18/07/2011
2100041453141 | Innogy Renewables UK Limited | Mynydd Y Gwair Wind Farm, Felindre, Swansea |  | Windmill Hill Business Park Whitehill Way | Swindon |  | SN5 6PB | United Kingdom | 264500 | 207800 | Swansea North Grid | 132kV connection | 132kV connection | 132 | Western Power Distribution (South Wales) plc | Wind | Onshore wind turbines | No | 0 | 31.16 | 32.8 | [12 empty] | No | Connected | 07/01/2021 | 32.8 | 31.16 | 32.8 | 0.19 | 0.2 | 03/12/2018
1170001017122 | Sainsbury's Supermarkets Limited | Sainsburys DC6 |  | 33 Holborn | London |  | EC1N 2HT | United Kingdom | 470480.577 | 258547.06 | GRENDON 132kV S STN | NORTHAMPTON 33kV S STN | PINEHAM 33 11kV S STN | 11 | Western Power Distribution (East Midlands) plc | Other | Other | Yes | 0 | 1.52 | 1.6 | [12 empty] | No | Connected | 07/01/2021 | 1.6 | 0.902 | 0.95 | 2.803 | 2.95 | 07/11/2018
1170000600748 | GreenYard Frozen UK Ltd | Marsh Lane | Pinguin Site | Marsh Lane | Boston | Lincolnshire | PE21 7RY | United Kingdom | 533105.135 | 342649.88 | WALPOLE 132kV S STN | BOSTON 33kV S STN | MARSH LANE 33 11kV S STN | 11 | Western Power Distribution (East Midlands) plc | Other | Other | No | 0 | 14.535 | 15.3 | [12 empty] | No | Connected | 07/01/2021 | 15.3 | 2.375 | 2.5 | 4.56 | 4.8 | 14/03/2015
1170001069609 | Huthwaite Solar Farm Ltd | TIBSHELF HUTHWAITE SOLAR FARM TWINYARDS FARM BACK LANE | Unit 9 | Dunchideock Barton | Dunchideock | Exeter | EX2 9UA | United Kingdom | 445558 | 358646 | CHESTERFIELD 132kV S STN | ANNESLEY 33kV S STN | HUTHWAITE 33 11kV S STN | 11 | Western Power Distribution (East Midlands) plc | Other | Other | No | 0 | 4.75 | 5 | [12 empty] | No | Connected | 07/01/2021 | 5 | 5 | 5.263 | 0.266 | 0.28 | 30/11/2018
1470000934935 | Conrad (Chatterley) Limited | Chatterley Whitfield | Suites D & E | Windrush Court Blacklands Way | Abingdon |  | OX14 1SY | United Kingdom | 388199 | 353342 | Cellarhead 132kV | WHITFIELD 132 33kV S STN | 33kV connection | 33 | Western Power Distribution (West Midlands) plc | Other | Other | No | 0 | 19.266 | 20.28 | [12 empty] | No | Connected | 07/01/2021 | 20.28 | 23.256 | 24.48 | 0.475 | 0.5 | 31/12/2018
1470000974539 | Banbury Power | Banbury Power | 6th Floor | 33 Holborn | London |  | EC1N 2HT | United Kingdom |  |  | EAST CLAYDON 132KV S STN | BANBURY 132kV S STN | Banbury 132/11kVDUMMY | 11 | Western Power Distribution (West Midlands) plc | Other | Other | No | 0 | 11.4 | 12 | [12 empty] | No | Connected | 07/01/2021 | 12 | 17.1 | 18 | 0.214 | 0.225 | 01/12/2018
1426234500003 | Infinis (Re-Gen) Limited | Cold Meece Landfill Site | First Floor | 500 Pavillion Drive Northampton Business Park | Northampton | Northamptonshire | NN4 7YJ | United Kingdom | 385047.228 | 334380.174 | Cellarhead 132kV | MEAFORD C 132kV S STN | COTES HEATH 33 11kV S STN | 11 | Western Power Distribution (West Midlands) plc | Biofuel landfill gas | Gas turbine (OCGT) | No | 0 | 3.035 | 3.195 | [12 empty] | No | Connected | 07/01/2021 | 3.195 | 1.662 | 1.75 | 0.152 | 0.16 | 25/03/2010
2200042974050 | E.ON Energy Solutions Limited | Monkerton Energy Centre Tithebarn Lane Exeter |  | Westwood Way Westwood Business Park | Coventry |  | CV4 8LG | United Kingdom | 296860 | 93930 | Exeter Main S.G.P. | Sowton Bsp | To be confirmed | 11 | Western Power Distribution (South West) plc | Other | Other | Yes | 0 | 2.841 | 2.99 | [12 empty] | No | Connected | 07/01/2021 | 2.99 | 2.85 | 3 | 0.475 | 0.5 | 01/04/2019
1170001003928 | Mercia Power Response (Asher Lane 2) Limited | Asher Lane 2 Generation Facility | C/O Foresight Group | The Shard London Bridge Street | London |  | SE1 9SG | United Kingdom | 439369 | 351789 | CHESTERFIELD 132kV S STN | ALFRETON 33kV S STN | 33kV connection | 33 | Western Power Distribution (East Midlands) plc | Other | Other | No | 0 | 13.3 | 14 | [12 empty] | No | Connected | 07/01/2021 | 14 | 13.3 | 14 | 0.251 | 0.264 | 04/12/2018
1170000896018 | Mercia Power Response (Private Road No. 5) Limited | 11kV Generation | C/O Foresight Group | Floor 23 The Shard London Bridge Street | London |  | SE1 9SG | United Kingdom | 462644 | 340291 | Stoke Bardolph 132kv | NOTTINGHAM EAST 33kV S STN | COLWICK 33 11kV S STN | 11 | Western Power Distribution (East Midlands) plc | Other | Other | No | 0 | 4.94 | 5.2 | [12 empty] | No | Connected | 07/01/2021 | 5.2 | 4.94 | 5.2 | 0.142 | 0.15 | 01/09/2018
1100770888838 | Infinis Ltd | Staveley Landfill Site, Hall Lane, Stave | First Floor | 500 Pavilion Drive Northampton Business Park | Northampton |  | NN4 7YJ | United Kingdom | 442640.539 | 375433.494 | CHESTERFIELD 132kV S STN | STAVELEY 33kV S STN | STAVELEY 11kV S STN | 11 | Western Power Distribution (East Midlands) plc | Other | Other | No | 0 | 3.544 | 3.731 | [12 empty] | No | Connected | 07/01/2021 | 3.731 | 2.8 | 2.947 | 0.142 | 0.15 | 01/12/2004
1470000883208 | Lavant Power Ltd | Hinksford Farm |  | Beeston Lodge Beeston Lane | Spixworth | Norwich | NR10 3TN | United Kingdom |  |  | To be confirmed | To be confirmed | 33kV connection | 33 | Western Power Distribution (West Midlands) plc | Other | Other | No | 0 | 19 | 20 | [12 empty] | No | Connected | 07/01/2021 | 20 | 19 | 20 | 0.095 | 0.1 | 10/09/2018
1170000939920 | Mercia Power Response (Private Road No. 5) Limited | Private Road No. 5 | C/O Foresight Group | Floor 23 The Shard London Bridge Street | London |  | SE1 9SG | United Kingdom | 462499 | 340385 | Stoke Bardolph 132kv | NOTTINGHAM EAST 33kV S STN | 33kV connection | 33 | Western Power Distribution (East Midlands) plc | Other | Other | No | 0 | 15.2 | 16 | [12 empty] | No | Connected | 07/01/2021 | 16 | 15.2 | 16 | 0.237 | 0.25 | 28/09/2018
1470000970915 | Mueller Europe Limited | Wednesbury Copper Tube |  | Oxford Street | Bilston | West Midlands | WV14 7DS | United Kingdom | 395782.973 | 296078.837 | WILLENHALL 132 25kV S STN | Willenhall 132/25/11kVDUMMY | Willenhall 132/25/11kVDUMMY | 11 | Western Power Distribution (West Midlands) plc | Other | Other | Yes | 0 | 2.408 | 2.535 | [12 empty] | No | Connected | 07/01/2021 | 2.535 | 0.427 | 0.45 | 5.89 | 6.2 | 01/10/2018
None | Bloxwich Energy Storage Limited | Unit 1 - 3 | C/O Gresham House Asset Management Ltd | 5 New Street Square | London |  | EC4A 3TW | United Kingdom |  |  | To be confirmed | To be confirmed | 33kV connection | 33 | Western Power Distribution (West Midlands) plc | Storage battery | Battery | No | 0 | 39.28 | 41.347 | [12 empty] | No | Connected | 07/01/2021 | 41.347 | 41.04 | 43.2 | 41.04 | 43.2 | 31/10/2018
1470000857244 | UBB Waste (Gloucestershire) Limited | Javelin Park |  | Ashford House Grenadier Road | Exeter | Devon | EX1 3LH | United Kingdom | 379987 | 210480 | IRON ACTON 132kV S STN | RYEFORD 132kV S STN | 33kV connection | 33 | Western Power Distribution (West Midlands) plc | Waste | Other | No | 0 | 20.9 | 22 | [12 empty] | No | Connected | 07/01/2021 | 22 | 20.9 | 22 | 3.8 | 4 | 01/09/2018
2100041490046 | UK Utility Reserve Limited | Port Talbot, Afan Way | 6th Floor | Radcliffe House Blenheim Court | Solihull |  | B91 2AA | United Kingdom | 275574 | 189745 | To be confirmed | To be confirmed | 33kV connection | 33 | Western Power Distribution (South Wales) plc | Other | Other | No | 0 | 19 | 20 | [12 empty] | No | Connected | 07/01/2021 | 20 | 19 | 20 | 0.237 | 0.25 | 08/10/2018
1170000982207 | UK Utility Reserve Limited | Lyon Road | 6th Floor | Radcliffe House Blenheim Court | Solihull |  | B91 2AA | United Kingdom | 486702 | 234797 | EAST CLAYDON 132KV S STN | BLETCHLEY 33KV S STN | 33kV connection | 33 | Western Power Distribution (East Midlands) plc | Other | Other | No | 0 | 19 | 20 | [12 empty] | No | Connected | 07/01/2021 | 20 | 19 | 20 | 0.712 | 0.75 | 31/10/2018
1170000304423 | Bio Dynamic (Uk) Ltd | Colwick Sidings, Colwick Road No.4, AD Plant | C/O Bdo Llp | Regent House Clinton Avenue | Nottingham |  | NG5 1AZ | United Kingdom | 463401.036 | 339812.237 | Stoke Bardolph 132kv | NOTTINGHAM EAST 33kV S STN | COLWICK 33 11kV S STN | 11 | Western Power Distribution (East Midlands) plc | Other | Other | No | 0 | 4.595 | 4.837 | [12 empty] | No | Connected | 07/01/2021 | 4.837 | 3.8 | 4 | 0.19 | 0.2 | 17/04/2014
2200042911947 | UK Utility Reserve Limited | ALDERS WAY STOR, ALDERS WAY, YALBERTON INDUSTRIAL ESTATE | 6th Floor | Radcliffe House Blenheim Court | Solihull |  | B91 2AA | United Kingdom | 287150 | 92790 | To be confirmed | To be confirmed | 33kV connection | 33 | Western Power Distribution (South West) plc | Biofuel landfill gas | Gas turbine (OCGT) | No | 0 | 19 | 20 | [12 empty] | No | Connected | 07/01/2021 | 20 | 20 | 21.053 | 0.712 | 0.75 | 28/08/2018
1470000937769 | Larport Energy Storage Limited | Larport Farm BESS | The Green | Easter Park Benyon Road | Reading | Berkshire | RG7 2PQ | United Kingdom | 356835 | 240477 | BISHOPS WOOD 132kV S STN | HEREFORD 66kV S STN | 66kV connection | 66 | Western Power Distribution (West Midlands) plc | Storage battery | Battery | No | 0 | 19 | 20 | [12 empty] | No | Connected | 07/01/2021 | 20 | 19 | 20 | 19 | 20 | 31/08/2018
1470000961371 | Mercia Power Response (Cuckoo Rd) Ltd | BIRMINGHAM WHARTON STREET | C/O Foresight Group Llp | The Shard 32 London Bridge Street | London |  | SE1 9SG | United Kingdom | 409598 | 289689 | NECHELLS EAST 132kV S STN | NECHELLS WEST 132 25kV S STN | Nechells West 132/25/11kVDUMMY | 11 | Western Power Distribution (West Midlands) plc | Other | Other | Yes | 0 | 7.6 | 8 | [12 empty] | No | Connected | 07/01/2021 | 8 | 7.6 | 8 | 0.142 | 0.15 | 01/12/2019
2200042594869 | Bristol City Council | BRISTOL Severn Road Solar Park, Avonmouth | Energy Service | 100 Temple Street Redcliffe | BRISTOL |  | BS1 6AG | United Kingdom | 353293.875 | 181801.079 | Seabank Sgp | Avonmouth Bsp | Avonmouth | 11 | Western Power Distribution (South West) plc | Solar | Photovoltaic | No | 0 | 1.368 | 1.44 | [12 empty] | No | Connected | 07/01/2021 | 1.44 | 1.368 | 1.44 | 0.019 | 0.02 | 21/12/2015
1170000992464 | N M B Minebea UK Ltd | LINCOLN SADLER ROAD |  | 2 Sadler Road | Lincoln | Lincolnshire | LN6 3RA | United Kingdom |  |  | WEST BURTON 132kV S STN | LINCOLN MAIN No 1 33kV S STN | DODDINGTON PARK 33 11kV S STN | 11 | Western Power Distribution (East Midlands) plc | Storage battery | Battery | No | 0 | 0.475 | 0.5 | [12 empty] | No | Connected | 07/01/2021 | 0.5 | 0.95 | 1 | 0.95 | 1 | 07/06/2018
2100041380715 | Eurocaps Limited | TREDEGAR, DUKESTOWN, CROWN BUSINESS PARK, UNIT B |  | Crown Business Park Dukestown | Tredegar | Gwent | NP22 4EF | United Kingdom | 314253 | 210976 | Rassau G.S.P. | Rassau West 132/11kv S/S | Rassau West Primary | 11 | Western Power Distribution (South Wales) plc | Wind | Onshore wind turbines | No | 0 | 0.427 | 0.45 | [12 empty] | No | Connected | 07/01/2021 | 0.45 | 0.475 | 0.5 | 2.612 | 2.75 | 12/12/2016
1170000871087 | Mercia Power Response (Nottingham Road) Limited | Toton STOR Site Nottingham Rd Attenborough | C/O Foresight Group | The Shard London Bridge Street | London |  | SE1 9SG | United Kingdom | 451156 | 334385 | RATCLIFFE ON SOAR 132kV S STN | TOTON 3 33kV S STN | CHILWELL 33 11kV S STN | 11 | Western Power Distribution (East Midlands) plc | Other | Other | Yes | 0 | 6.65 | 7 | [12 empty] | No | Connected | 07/01/2021 | 7 | 6.65 | 7 | 0.142 | 0.15 | 15/06/2018
2200042911974 | Enersyst Limited | Rockingham 33kV Generation Station Rockingham South Smoke Lane Bristol | Hirwaun House | Hirwaun Industrial Estate Hirwaun | Aberdare |  | CF44 9UL | United Kingdom | 335250 | 118050 | To be confirmed | To be confirmed | 33kV connection | 33 | Western Power Distribution (South West) plc | Biofuel landfill gas | Gas turbine (OCGT) | No | 0 | 19 | 20 | [12 empty] | No | Connected | 07/01/2021 | 20 | 19 | 20 | 0.285 | 0.3 | 18/06/2018
2100041500173 | Cardiff and Vale University Health Board | Adult Mental Health Unit Llandough Hospital | University Hospital Of Wales | Heath Park | Cardiff | South Glamorgan | CF14 4XW | United Kingdom | 316455.642 | 172784.764 | Aberthaw Power Station | Cardiff West Grid | Llandough | 11 | Western Power Distribution (South Wales) plc | Solar | Photovoltaic | No | 0 | 0.095 | 0.1 | [12 empty] | No | Connected | 07/01/2021 | 0.1 | 0.116 | 0.122 | 1.14 | 1.2 | 15/03/2018
1170000992580 | C A Strawson Farming Ltd | Mickledale Laner |  | Hexgreave Hall | Farnsfield | Newark | NG22 8LS | United Kingdom | 464148 | 360887 | CHESTERFIELD 132kV S STN | CLIPSTONE 33kV S STN | BILSTHORPE 33 11kV S STN | 11 | Western Power Distribution (East Midlands) plc | Other | Other | No | 0 | 3.073 | 3.235 | [12 empty] | No | Connected | 07/01/2021 | 3.235 | 3.087 | 3.25 | 1.9 | 2 | 01/06/2018
2200042520556 | Sustainable Energy Generation Limited | SOUTH PETHERTON, FROGMARY GREEN FARM, WEST STREET |  | The Cricket Barn Nomansland | Tiverton | Devon | EX16 8NP | United Kingdom | 342095.77 | 116029.683 | Bridgwater S.G.P. | Bridgwater Grid Bsp | Martock | 11 | Western Power Distribution (South West) plc | Other | Other | Yes | 0 | 0.948 | 0.998 | [12 empty] | No | Connected | 07/01/2021 | 0.998 | 0.95 | 1 | 0.513 | 0.54 | 01/05/2018
2200042914423 | The Cornwall Bakery | Callington 83 Tavistock Road HV Supply |  | 81-83 Tavistock Road | Callington | Cornwall | PL17 7TA | United Kingdom | 236765.455 | 69992.55 | Landulph S.G.P. | St Germans Bsp | Callington | 11 | Western Power Distribution (South West) plc | Other | Other | Yes | 0 | 2.608 | 2.745 | [12 empty] | No | Connected | 07/01/2021 | 2.745 | 0 | 0 | 5.462 | 5.75 | 01/07/2018
2200042910010 | Holmsleigh Limited | Phillip Dennis Foodservice Roundswell Battery storage |  | C/O Philip Dennis Foodservice Ltd Roundswell Business Park | Barnstaple | Devon | EX31 3TD | United Kingdom | 253818 | 131620 | Alverdiscott S.G.P. | Barnstaple Bsp | Roundswell | 11 | Western Power Distribution (South West) plc | Storage battery | Battery | No | 0 | 3.562 | 3.75 | [12 empty] | No | Connected | 07/01/2021 | 3.75 | 3.75 | 3.947 | 3.705 | 3.9 | 30/05/2018
1170000907830 | Mercia Power Response (Albion Close) Limited | Albion Close STOR Worksop S80 1RA | C/O Foresight Group | The Shard 32 London Bridge Street | London |  | SE1 9SG | United Kingdom | 458912 | 379547 | WEST BURTON 132kV S STN | WORKSOP 33kV S STN | KILTON RD 33 11kV S STN | 11 | Western Power Distribution (East Midlands) plc | Other | Other | No | 0 | 3.8 | 4 | [12 empty] | No | Connected | 07/01/2021 | 4 | 3.8 | 4 | 0.142 | 0.15 | 03/08/2018
1170000941637 | Ilmor Engineering Ltd | Quarry Road |  | Quarry Road BRIXWORTH | Northamptonshire |  | NN6 9UB | United Kingdom | 475209.67 | 271015.136 | GRENDON 132kV S STN | NORTHAMPTON WEST 33kV S STN | CHAPEL BRAMPTON 33 11kV S STN | 11 | Western Power Distribution (East Midlands) plc | Other | Other | No | 0 | 0.2 | 0.211 | [12 empty] | No | Connected | 07/01/2021 | 0.211 | 0.2 | 0.211 | 1.235 | 1.3 | 01/05/2018
2100041483128 | St Merryn Meat Limited | MERTHYR TYDFIL PENGARNDDU INDUSTRIAL ESTATE | Talgarrek House | Victoria Business Park St Austell | Cornwall |  | PL26 8LX | United Kingdom | 307934.516 | 208773.519 | Upper Boat | Merthyr East Grid | Merthyr East Primary | 11 | Western Power Distribution (South Wales) plc | Wind | Onshore wind turbines | No | 0 | 1.425 | 1.5 | [12 empty] | No | Connected | 07/01/2021 | 1.5 | 1.52 | 1.6 | 3.04 | 3.2 | 07/09/2019
1170000953553 | ESB Solar (Northern Ireland) Limited | Mill Farm Battery Storage |  | 2 Electra Road Maydown | Derry | County Derry | BT47 6UL | United Kingdom | 495040 | 348463 | BICKER FEN 132kV S STN | GRANTHAM 33kV S STN | 33kV connection | 33 | Western Power Distribution (East Midlands) plc | Storage battery | Battery | No | 0 | 6.65 | 7 | [12 empty] | No | Connected | 07/01/2021 | 7 | 6.65 | 7 | 6.65 | 7 | 29/03/2018
2100041314234 | Asgard Renewables Limited | Crugmore Farm Biogas Generation | Floor 6 | Magnus House 3 Lower Thames Street | London |  | EC3R 6HD | United Kingdom | 220365.178 | 247209.308 | Swansea North Grid | Rhos Grid | Cardigan | 11 | Western Power Distribution (South Wales) plc | Biomass | Other | No | 0 | 0.948 | 0.998 | [12 empty] | No | Connected | 07/01/2021 | 0.998 | 0.95 | 1 | 0.237 | 0.25 | 09/12/2015
1470000914600 | Jaguar Land Rover Limited | BIRMINGHAM Jaguar No5 |  | Abbey Road Whitley | Coventry |  | CV3 4LF | United Kingdom | 413722.648 | 290914.636 | NECHELLS EAST 132kV S STN | CASTLE BROMWICH 132 11kV S STN | Castle Bromwich 132/11kVDUMMY | 11 | Western Power Distribution (West Midlands) plc | Solar | Photovoltaic | No | 0 | 0.237 | 0.25 | [12 empty] | No | Connected | 07/01/2021 | 0.25 | 0.237 | 0.25 | 7.125 | 7.5 | 15/12/2015
2100041416450 | Hirwaun Energy Limited | ABERDARE HIRWAUN INDUSTRIAL PARK UNITS 43-44 | Units 43-44 | Hirwaun Industrial Park | Aberdare | Rhondda Cynon Taff | CF44 9UP | United Kingdom | 294052 | 205892 | Swansea North Grid | Hirwaun Grid | 33kV connection | 33 | Western Power Distribution (South Wales) plc | Other | Other | No | 0 | 1.235 | 1.3 | [12 empty] | No | Connected | 07/01/2021 | 1.3 | 1.301 | 1.369 | 0.38 | 0.4 | 21/03/2018
1470000878086 | Rock Energy Storage Ltd | ROCK FARM ESS | The Green | Easter Park Benyon Road | Reading | Berkshire | RG7 2PQ | United Kingdom | 353203 | 274749 | BISHOPS WOOD 132kV S STN | LUDLOW 132kV S STN | 33kV connection | 33 | Western Power Distribution (West Midlands) plc | Storage battery | Battery | No | 0 | 19 | 20 | [12 empty] | No | Connected | 07/01/2021 | 20 | 19 | 20 | 19 | 20 | 23/04/2018
1170000945358 | Alkane Energy CM Limited | Rhodia STOR | Edwinstowe House | High Street | Edwinstowe | Nottinghamshire | NG21 9PR | United Kingdom | 442753 | 374917 | CHESTERFIELD 132kV S STN | STAVELEY 33kV S STN | STAVELEY WORKS 33kV S STN | 11 | Western Power Distribution (East Midlands) plc | Other | Other | No | 0 | 15.2 | 16 | [12 empty] | No | Connected | 07/01/2021 | 16 | 15.2 | 16 | 0.95 | 1 | 30/04/2018
2200042866230 | Plessey Semiconductors Limited | Plessey Semiconductors Limited |  | Tamerton Road Roborough | Plymouth | Devon | PL6 7BQ | United Kingdom | 250204.02 | 62522.028 | Landulph S.G.P. | Ernesettle Bsp | Southway | 11 | Western Power Distribution (South West) plc | Other | Other | No | 0 | 0 | 0 | [12 empty] | No | Connected | 07/01/2021 | 0 | 1.9 | 2 | 5.7 | 6 | N/A
1470000744930 | Rochester 007 Ltd | Heywood Grange Farm | Ancala Partners Llp | 40 Gracechurch Street | London |  | EC3V 0BT | United Kingdom | 396412.915 | 344928.041 | Cellarhead 132kV | FORSBROOK 33kV S STN | 33kV connection | 33 | Western Power Distribution (West Midlands) plc | Other | Other | No | 0 | 4.921 | 5.18 | [12 empty] | No | Connected | 07/01/2021 | 5.18 | 4.921 | 5.18 | 1.026 | 1.08 | 19/10/2016
2199989632384 | Beaufort Wind Limited | BRYN TITLI WINDFARM ****66,000Volt Connection**** | 11th Floor | 200 Aldersgate Street | London |  | EC1A 4HD | United Kingdom | 296569.02 | 272522.76 | Rassau G.S.P. | Abergavenny | 66kV connection | 66 | Western Power Distribution (South Wales) plc | Wind | Onshore wind turbines | No | 0 | 9.405 | 9.9 | [12 empty] | No | Connected | 07/01/2021 | 9.9 | 10.45 | 11 | 0.285 | 0.3 | 06/02/2018
1170000334000 | PFB Solar Ltd | Fen Road Solar |  | 141 - 145 Curtain Road | London |  | EC2A 3BX | United Kingdom | 529512.572 | 342671.417 | WALPOLE 132kV S STN | BOSTON 33kV S STN | SLEAFORD ROAD BOSTON 33 11kV S STN | 11 | Western Power Distribution (East Midlands) plc | Solar | Photovoltaic | No | 0 | 1.14 | 1.2 | [12 empty] | No | Connected | 07/01/2021 | 1.2 | 1.14 | 1.2 | 0.095 | 0.1 | 22/07/2014
1160001076673 | Sainsbury's Supermarkets Limited | SAINSBURYS REGIONAL DISTRIBUTION CENTRE |  | 33 Holborn | London |  | EC1N 2HT | United Kingdom | 470862.664 | 258411.338 | GRENDON 132kV S STN | NORTHAMPTON 33kV S STN | PINEHAM 33 11kV S STN | 11 | Western Power Distribution (East Midlands) plc | Other | Other | No | 0 | 2.363 | 2.487 | [12 empty] | No | Connected | 07/01/2021 | 2.487 | 0.005 | 0.005 | 1.188 | 1.25 | 01/07/2013
1470000469625 | Bridgnorth Aluminium Limited | Stourbridge Road |  | Stourbridge Road | Bridgnorth | Shropshire | WV15 6AU | United Kingdom | 372697.411 | 291999.663 | IRONBRIDGE 132kV S STN | IRONBRIDGE 132 33kV S STN | STAR ALUMINIUM 33 11kV S STN | 11 | Western Power Distribution (West Midlands) plc | Other | Other | Yes | 0 | 13.756 | 14.48 | [12 empty] | No | Connected | 07/01/2021 | 14.48 | 3.439 | 3.62 | 18.916 | 19.912 | 21/11/2015
1170000928974 | Ethical Power Ltd | Twin Oaks Farm |  | Unit 9 Dunchideock Barton | Dunchideock | Exeter | EX2 9UA | United Kingdom | 412792.158 | 333153.219 | WILLINGTON 132kV S STN | UTTOXETER 33kV S STN | 33kV connection | 33 | Western Power Distribution (East Midlands) plc | Other | Other | No | 0 | 5.196 | 5.47 | [12 empty] | No | Connected | 07/01/2021 | 5.47 | 4.72 | 4.968 | 0.024 | 0.025 | 22/12/2017
1170000884095 | UK Capacity Reserve Limited | Nottingham Road STOR | 6th Floor | Radcliffe House Blenheim Court | Solihull |  | B91 2AA | United Kingdom | 449332.719 | 333963.232 | RATCLIFFE ON SOAR 132kV S STN | TOTON 3 33kV S STN | 33kV connection | 33 | Western Power Distribution (East Midlands) plc | Other | Other | No | 0 | 19 | 20 | [12 empty] | No | Connected | 07/01/2021 | 20 | 19 | 20 | 0.237 | 0.25 | 21/01/2018
2200042852343 | Glen Lyn Generations Ltd | Glen Lyn generations Lynmouth |  |  | Lynmouth | Devon | EX35 6ER | United Kingdom | 272322.361 | 149405.262 | Alverdiscott S.G.P. | Barnstaple Bsp | Lynton | 11 | Western Power Distribution (South West) plc | Other | Other | No | 0 | 1.235 | 1.3 | [12 empty] | No | Connected | 07/01/2021 | 1.3 | 1.33 | 1.4 | 0.048 | 0.05 | 02/01/2017
2100041422677 | Innogy Renewables UK Limited | Brechfa Forest West Wind Farm |  | Windmill Hill Business Park Whitehill Way | Swindon |  | SN5 6PB | United Kingdom | 248793.308 | 231115.308 | Swansea North Grid | 132kV connection | 132kV connection | 132 | Western Power Distribution (South Wales) plc | Wind | Onshore wind turbines | No | 0 | 54.53 | 57.4 | [12 empty] | No | Connected | 07/01/2021 | 57.4 | 57.475 | 60.5 | 0.475 | 0.5 | 01/01/2018
1170000874228 | Stanley Black & Decker UK Ltd | Stanley Black and Decker |  | 210 Bath Road | Slough | Berkshire | SL1 3YD | United Kingdom | 477566.753 | 258202.539 | GRENDON 132kV S STN | NORTHAMPTON 33kV S STN | WOOTTON 33 11kV S STN | 11 | Western Power Distribution (East Midlands) plc | Solar | Photovoltaic | No | 0 | 0.347 | 0.365 | [12 empty] | No | Connected | 07/01/2021 | 0.365 | 0.347 | 0.365 | 0.95 | 1 | 15/12/2017
2100041169090 | Morgan (Power Generation) Ltd | USK Trostry Court | 21 | Gold Tops | Newport |  | NP20 4PG | United Kingdom | 336731.892 | 204112.237 | Uskmouth | Panteg 66kv Sw. Site | Usk | 11 | Western Power Distribution (South Wales) plc | Other | Other | No | 0 | 5.7 | 6 | [12 empty] | No | Connected | 07/01/2021 | 6 | 5.7 | 6 | 0.617 | 0.65 | 01/12/2011
1170000885309 | Hall Farm Energy Limited | Hall Farm |  | Radstone House Radstone | Brackley |  | NN13 5PZ | United Kingdom | 458624 | 239675 | EAST CLAYDON 132KV S STN | BRACKLEY 132kV S STN | Brackley 11kv | 11 | Western Power Distribution (East Midlands) plc | Other | Other | No | 0 | 5.016 | 5.28 | [12 empty] | No | Connected | 07/01/2021 | 5.28 | 4.75 | 5 | 0.048 | 0.05 | 01/12/2017
2100041477782 | Cardiff and Vale NHS Trust | University Hospital Llandough Penlan Road Llandough Penarth |  | Heath Park | Cardiff | South Glamorgan | CF14 4XW | United Kingdom | 316518.272 | 173056.002 | Aberthaw Power Station | Cardiff West Grid | Llandough | 11 | Western Power Distribution (South Wales) plc | Solar | Photovoltaic | No | 0 | 0.048 | 0.05 | [12 empty] | No | Connected | 07/01/2021 | 0.05 | 0.048 | 0.05 | 2.375 | 2.5 | 16/11/2017
2100041256140 | Ford Motor Company Limited | BRIDGEND WATERTON (FORD MOTOR CO) EHV CONNECTION |  | Eagle Way | Brentwood | Essex | CM13 3BW | United Kingdom | 293509.318 | 178439.107 | Pyle Grid | 132kV connection | 132kV connection | 132 | Western Power Distribution (South Wales) plc | Wind | Onshore wind turbines | No | 0 | 0.475 | 0.5 | [12 empty] | No | Connected | 07/01/2021 | 0.5 | 0.475 | 0.5 | 15.2 | 16 | 01/12/2014
1470000867526 | KEELE UNIVERSITY | KEELE 1 |  | UNIT 1 KEELE | NEWCASTLE | STAFFS | ST5 5BG | United Kingdom | 382374.777 | 345415.023 | Cellarhead 132kV | NEWCASTLE 132kV S STN | Newcastle 132/11kVDUMMY | 11 | Western Power Distribution (West Midlands) plc | Solar | Photovoltaic | No | 0 | 0.088 | 0.09261 | [12 empty] | No | Connected | 07/01/2021 | 0.09261 | 0.085 | 0.09 | 7.125 | 7.5 | 19/10/2017
1170000902638 | Biomass UK No.3 Limited | Riverside Industrial Estate |  | St Helens 1 Undershaft | London |  | EC3P 3DQ | United Kingdom | 534023.309 | 342198.14 | WALPOLE 132kV S STN | BOSTON 33kV S STN | 33kV connection | 33 | Western Power Distribution (East Midlands) plc | Biomass | Other | No | 0 | 11.12 | 11.705 | [12 empty] | No | Connected | 07/01/2021 | 11.705 | 11.4 | 12 | 1.9 | 2 | 30/11/2017
1470000534113 | Lyreco UK Ltd | TELFORD, Deer Park Court |  | Deer Park Court Donnington Wood | Telford | Shropshire | TF2 7NB | United Kingdom | 371463.566 | 312023.531 | IRONBRIDGE 132kV S STN | KETLEY 132kV S STN | SNEDSHILL 33 11kV S STN | 11 | Western Power Distribution (West Midlands) plc | Other | Other | No | 0 | 4.129 | 4.346 | [12 empty] | No | Connected | 07/01/2021 | 4.346 | 3.478 | 3.661 | 1.235 | 1.3 | 14/01/2016
2100041412127 | Biomass UK No. 2 Limited | Barry, David Davies Road, Barry Docks |  | St Helen's I Undershaft | London |  | EC3P 3DQ | United Kingdom | 312663.604 | 167671.358 | Aberthaw Power Station | Barry Grid | 33kV connection | 33 | Western Power Distribution (South Wales) plc | Other | Other | No | 0 | 11.12 | 11.705 | [12 empty] | No | Connected | 07/01/2021 | 11.705 | 10.75 | 11.316 | 0.941 | 0.99 | 31/03/2017
1170000895733 | Breach Farm Energy Storage Limited | SWADLINCOTE BREACH FARM |  | Unit 8-9 Benyon Road, Silchester | Reading |  | RG7 2PQ | United Kingdom | 426405.749 | 318970.21 | DRAKELOW 132kV | BURTON SOUTH 33kV S STN | 33kV connection | 33 | Western Power Distribution (East Midlands) plc | Storage battery | Battery | No | 0 | 9.5 | 10 | [12 empty] | No | Connected | 07/01/2021 | 10 | 9.5 | 10 | 9.5 | 10 | 30/10/2017
None | Conrad (Alcoa) Limited | Swansea, Alcoa, Gowerton East |  | Suites D&E Windrush Court Blacklands Way | Abingdon |  | OX14 1SY | United Kingdom |  |  | To be confirmed | To be confirmed | 33kV connection | 33 | Western Power Distribution (South Wales) plc | Other | Other | No | 0 | 38.142 | 40.149 | [12 empty] | No | Connected | 07/01/2021 | 40.149 | 40 | 42.105 | 0.902 | 0.95 | 05/12/2017
2200042787386 | Alveston Wind Park Limited | Old Green 132kV Generation Station, Alveston | Beaumont House | 172 Southgate Street | Gloucester | Gloucestershire | GL1 2EZ | United Kingdom | 364946.106 | 184652.208 | Iron Acton S.G.P. | 132kV connection | 132kV connection | 132 | Western Power Distribution (South West) plc | Wind | Onshore wind turbines | No | 0 | 6.555 | 6.9 | [12 empty] | No | Connected | 07/01/2021 | 6.9 | 6.555 | 6.9 | 0.114 | 0.12 | 14/11/2017
2100041444810 | Flexible Generation Ltd | NEWPORT Crumlin STOR |  | 27-28 East Castle Street | London |  | W1W 8DH | United Kingdom | 319933.117 | 197942.198 | Rassau G.S.P. | Crumlin | 33kV connection | 33 | Western Power Distribution (South Wales) plc | Other | Other | No | 0 | 18.088 | 19.04 | [12 empty] | No | Connected | 07/01/2021 | 19.04 | 20.003 | 21.056 | 0.332 | 0.35 | 31/10/2017
1170000859007 | Powertree (Taylor Lane) Limited | Taylor lane STOR |  | Strelley Hall Main Street | Nottingham |  | NG8 6PE | United Kingdom | 442651 | 347523 | WILLINGTON 132kV S STN | HEANOR 33kV S STN | 33kV connection | 33 | Western Power Distribution (East Midlands) plc | Biofuel landfill gas | Gas turbine (OCGT) | No | 0 | 7.6 | 8 | [12 empty] | No | Connected | 07/01/2021 | 8 | 7.676 | 8.08 | 0.152 | 0.16 | 08/01/2018
2100041445967 | Pen Bryn Oer Limited | Pen Bryn Oer Wind Farm, Rhymney, Tredegar, Gwent |  | 2nd Floor, Edgeborough House Upper Edgeborough Road | Guildford | Surrey | GU1 2BJ | United Kingdom | 311920.477 | 209316.913 | Upper Boat | Dowlais Grid | 33kV connection | 33 | Western Power Distribution (South Wales) plc | Wind | Onshore wind turbines | No | 0 | 5.7 | 6 | [12 empty] | No | Connected | 07/01/2021 | 6 | 6.004 | 6.32 | 0.19 | 0.2 | 31/10/2017
2100041469513 | Rightacres Property Co. Limited | 2 Central Square Cardiff CF10 1FS |  | The Counting House Celtic Gateway | Cardiff |  | CF11 0SN | United Kingdom | 318109.91 | 175975.666 | Cardiff East Grid | Cardiff Central Grid | Wood Street | 11 | Western Power Distribution (South Wales) plc | Solar | Photovoltaic | No | 0 | 0.063 | 0.066 | [12 empty] | No | Connected | 07/01/2021 | 0.066 | 0.031 | 0.033 | 1.235 | 1.3 | 09/10/2017
1170000894943 | Power Up Generation Limited | Bond Estates Limited |  | 18 St. Swithin's Lane | London |  | EC4N 8AD | United Kingdom | 488171.925 | 235391.556 | EAST CLAYDON 132KV S STN | BLETCHLEY 33KV S STN | BLETCHLEY 11kV S STN | 11 | Western Power Distribution (East Midlands) plc | Other | Other | No | 0 | 5.7 | 6 | [12 empty] | No | Connected | 07/01/2021 | 6 | 6.009 | 6.325 | 0.237 | 0.25 | 31/10/2017
2200042834024 | Royal Devon & Exeter Healthcare NHS Trust | R.D. & E. Hospital (Wonford) | Royal Devon & Exeter Hospital | Barrack Road Wonford | Exeter | Devon | EX2 5DW | United Kingdom |  |  | Exeter Main S.G.P. | Exeter City Bsp | Haven Road | 11 | Western Power Distribution (South West) plc | Other | Other | No | 0 | 3.114 | 3.2779 | [12 empty] | No | Connected | 07/01/2021 | 3.2779 | 0.009 | 0.01 | 3.325 | 3.5 | 01/01/2017
1170000883301 | Marks And Spencer plc | MARKS & SPENCER PLC |  | 35 North Wharf Road | LONDON |  | W2 1NW | United Kingdom | 485156.325 | 238904.722 | EAST CLAYDON 132KV S STN | BLETCHLEY 33KV S STN | SECKLOW GATE 33 11kV S STN | 11 | Western Power Distribution (East Midlands) plc | Other | Other | No | 0 | 0.404 | 0.425 | [12 empty] | No | Connected | 07/01/2021 | 0.425 | 0.404 | 0.425 | 1.045 | 1.1 | 06/09/2017
2200041879896 | Tesco Stores Limited | Tesco G Park HVM | Tesco House | Shire Park Kestrel Way | Welwyn Garden City |  | AL7 1GA | United Kingdom | 355707.51 | 183992.57 | Iron Acton S.G.P. | Seabank Bsp | Western Approach | 11 | Western Power Distribution (South West) plc | Other | Other | No | 0 | 1.615 | 1.7 | [12 empty] | No | Connected | 07/01/2021 | 1.7 | 0.19 | 0.2 | 1.805 | 1.9 | 01/12/2009
1470000631002 | Wolverhampton Power Limited | Chillington Works Industrial Estate | 6th Floor | 33 Holborn | London |  | EC1N 2HT | United Kingdom | 392756.68 | 298283.345 | WILLENHALL 132 25kV S STN | WOLVERHAMPTON 132kV S STN | 33kV connection | 33 | Western Power Distribution (West Midlands) plc | Other | Other | No | 0 | 15.2 | 16 | [12 empty] | No | Connected | 07/01/2021 | 16 | 16 | 16.842 | 0.309 | 0.325 | 01/10/2017
1170000871139 | Eelpower (OPCO1) Limited | Leverton Battery Storage |  | Brook House Anna Valley | Andover |  | SP11 7NG | United Kingdom | 496553.53 | 375324.694 | WEST BURTON 132kV S STN | LINCOLN MAIN 132kV S STN | 33kV connection | 33 | Western Power Distribution (East Midlands) plc | Storage battery | Battery | No | 0 | 9.5 | 10 | [12 empty] | No | Connected | 07/01/2021 | 10 | 9.5 | 10 | 9.5 | 10 | 12/10/2017
2200042820866 | Burrington Business Park Limited | Burrington Business Park |  | Dean Clarke House Southernhay East | Exeter | Devon | EX1 1AP | United Kingdom | 246093.027 | 58240.687 | Landulph S.G.P. | Milehouse Bsp | Weston Mill | 11 | Western Power Distribution (South West) plc | Solar | Photovoltaic | No | 0 | 0.026 | 0.0276 | [12 empty] | No | Connected | 07/01/2021 | 0.0276 | 1.9 | 2 | 0.19 | 0.2 | 08/12/2015
1100771039983 | Severn Trent Water Limited | STOKE LANE, STOKE BARDOLPH | Severn Trent Centre | 2 St John's Street | Coventry |  | CV1 2LZ | United Kingdom | 463456.677 | 341809.082 | Stoke Bardolph 132kv | NOTTINGHAM EAST 33kV S STN | COLWICK 33 11kV S STN | 11 | Western Power Distribution (East Midlands) plc | Other | Other | No | 0 | 9.079 | 9.557 | [12 empty] | No | Connected | 07/01/2021 | 9.557 | 3.895 | 4.1 | 2.28 | 2.4 | 01/01/2005
1160001374736 | Alkane Energy UK Limited | CALVERTON ENERGY PARK | First Floor | 500 Pavilion Drive Northampton Business Park | Northampton |  | NN4 7YJ | United Kingdom | 460361.826 | 350203.307 | CHESTERFIELD 132kV S STN | ANNESLEY 33kV S STN | CALVERTON 33 11kV S STN | 11 | Western Power Distribution (East Midlands) plc | Biofuel landfill gas | Gas turbine (OCGT) | No | 0 | 2.85 | 3 | [12 empty] | No | Connected | 07/01/2021 | 3 | 2.945 | 3.1 | 0.095 | 0.1 | 01/09/2017
1170000752575 | Building Product Design Ltd | PINXTON Building Product Design Plymouth Avenue Pinxton |  | 2 Brooklands Road | Sale | Cheshire | M33 3SS | United Kingdom | 445956.738 | 354706.045 | CHESTERFIELD 132kV S STN | PINXTON 132kV S STN | PINXTON 11kV S STN | 11 | Western Power Distribution (East Midlands) plc | Biofuel landfill gas | Gas turbine (OCGT) | No | 0 | 0.095 | 0.1 | [12 empty] | No | Connected | 07/01/2021 | 0.1 | 0.048 | 0.05 | 0.95 | 1 | 01/01/2010
2100041421051 | UK Capacity Reserve Limited | NEWPORT, Docks Way, Newport. NP20 2NY. | 6th Floor | Radcliffe House Blenheim Court | Solihull |  | B91 2AA | United Kingdom | 331008 | 186160 | Uskmouth | Newport West | Newport West Primary | 11 | Western Power Distribution (South Wales) plc | Other | Other | No | 0 | 7.6 | 8 | [12 empty] | No | Connected | 07/01/2021 | 8 | 7.6 | 8 | 0.142 | 0.15 | 08/09/2017
None | Conrad (Barton Hill) Limited | Barton Hill Way, Torquay, TQ2 8JG |  | Suites D&E Windrush Court Blacklands Way | Abingdon |  | OX14 1SY | United Kingdom | 290493.337 | 66425.551 | Abham S.G.P. | Torquay Bsp | 33kV connection | 33 | Western Power Distribution (South West) plc | Biofuel landfill gas | Gas turbine (OCGT) | No | 0 | 19.95 | 21 | [12 empty] | No | Connected | 07/01/2021 | 21 | 19.836 | 20.88 | 0.855 | 0.9 | 01/08/2017
2200042784491 | HC ESS2 Limited | Lockleaze 33kV battery Storage, land at Romney Avenue, | C/O Hazel Capital Llp | 2nd Floor 227 Shepherds Bush Road | London |  | W6 7AS | United Kingdom | 360418.293 | 176374.226 | Iron Acton S.G.P. | Lockleaze Bsp 132kv | 33kV connection | 33 | Western Power Distribution (South West) plc | Storage battery | Battery | No | 0 | 14.63 | 15.4 | [12 empty] | No | Connected | 07/01/2021 | 15.4 | 15 | 15.789 | 14.25 | 15 | 14/07/2017
1170000460930 | AmeyCespa (MK) ODC Limited | Waste to Energy | Sherard Building | Edmund Halley Road | Oxford |  | OX4 4DQ | United Kingdom | 481295.252 | 241654.807 | EAST CLAYDON 132KV S STN | BRADWELL ABBEY 33kV S STN | WOLVERTON 33 11kV S STN | 11 | Western Power Distribution (East Midlands) plc | Other | Other | No | 0 | 6.65 | 7 | [12 empty] | No | Connected | 07/01/2021 | 7 | 6.65 | 7 | 5.225 | 5.5 | 15/06/2017
1170000858095 | Great Bear Distribution Ltd | Great Bear Distribution Ltd | Stellar House | Barbour Square Field Lane | Tattenhall | Chester | CH3 9RF | United Kingdom | 444920.341 | 374070.023 | CHESTERFIELD 132kV S STN | STAVELEY 33kV S STN | Erin Road | 11 | Western Power Distribution (East Midlands) plc | Solar | Photovoltaic | No | 0 | 0.043 | 0.0456 | [12 empty] | No | Connected | 07/01/2021 | 0.0456 | 0.044 | 0.046 | 1.425 | 1.5 | 17/07/2017
1470000785430 | Sustainable Energy Centre Ltd | Syntech Energy |  | Ashlar House 115 Walsall Road | Aldridge |  | WS9 0AX | United Kingdom | 398061 | 295001 | OCKER HILL C 132kV S STN | To be confirmed | Ocker Hill B 132/33/11kVDUMMY | 11 | Western Power Distribution (West Midlands) plc | Biofuel landfill gas | Gas turbine (OCGT) | No | 0 | 3.61 | 3.8 | [12 empty] | No | Connected | 07/01/2021 | 3.8 | 3.61 | 3.8 | 0.19 | 0.2 | 01/11/2017
1170000817034 | University of Warwick | University of Warwick | University House | Kirby Corner Road | Coventry |  | CV4 7AL | United Kingdom | 429729.419 | 276288.218 | BERKSWELL 132kV S STN | COVENTRY SOUTH 33kV S STN | UNIVERSITY OF WARWICK 33 11kV S STN | 11 | Western Power Distribution (East Midlands) plc | Other | Other | No | 0 | 8.737 | 9.1972 | [12 empty] | No | Connected | 07/01/2021 | 9.1972 | 8.588 | 9.04 | 9.12 | 9.6 | 03/10/2002
1170000847492 | Power Balancing Services Ltd | Mansfield Hallam Way STOR |  | 12 Bridgeford Road | West Bridgeford | Nottingham | NG2 6AB | United Kingdom | 454363.406 | 362221.762 | CHESTERFIELD 132kV S STN | MANSFIELD 33kV S STN | MANSFIELD 11kV S STN | 11 | Western Power Distribution (East Midlands) plc | Other | Other | No | 0 | 2.85 | 3 | [12 empty] | No | Connected | 07/01/2021 | 3 | 2.85 | 3 | 0.142 | 0.15 | 01/09/2017
1170000848194 | HC ESS2 Limited | Rufford Battery Storage | C/O Hazel Capital Llp | 2nd Floor 227 Shepherds Bush Road | London |  | W6 7AS | United Kingdom | 459730.49 | 360425.858 | CHESTERFIELD 132kV S STN | CLIPSTONE 33kV S STN | RUFFORD 33 11kV S STN | 11 | Western Power Distribution (East Midlands) plc | Storage battery | Battery | No | 0 | 7.002 | 7.37 | [12 empty] | No | Connected | 07/01/2021 | 7.37 | 7.002 | 7.37 | 7.002 | 7.37 | 01/07/2017
2200042273994 | E.ON Energy Solutions Limited | Cranbrook Energy Centre, Clyst Honiton, Exeter. |  | Westwood Way Westwood Business Park | Coventry |  | CV4 8LG | United Kingdom | 299747.104 | 94379.426 | Exeter Main S.G.P. | Sowton Bsp | Clyst Honiton | 11 | Western Power Distribution (South West) plc | Other | Other | No | 0 | 2.592 | 2.7288 | [12 empty] | No | Connected | 07/01/2021 | 2.7288 | 2.565 | 2.7 | 3.382 | 3.56 | 01/10/2013
None | Conrad (Plymouth Rock) Limited | Plymouth Prince Rock, Faraday Road, Cattedown |  | Suites D&E Windrush Court Blacklands Way | Abingdon |  | OX14 1SY | United Kingdom | 249778 | 54174 | Abham S.G.P. | Plymouth Bsp | 33kV connection | 33 | Western Power Distribution (South West) plc | Other | Other | No | 0 | 14.63 | 15.4 | [12 empty] | No | Connected | 07/01/2021 | 15.4 | 14.326 | 15.08 | 0.19 | 0.2 | 01/06/2017
1470000722272 | RCMA Stratford Ltd | RCMA Stratford Ltd |  | 5-7 Folgate Street, | London |  | E1 6BX | United Kingdom | 421298.154 | 251506.478 | FECKENHAM 66 11kV S STN | Feckenham 66/11kVDUMMY | STRATFORD 66 11kV S STN | 11 | Western Power Distribution (West Midlands) plc | Other | Other | Yes | 0 | 1.771 | 1.864 | [12 empty] | No | Connected | 07/01/2021 | 1.864 | 0.237 | 0.25 | 2.85 | 3 | 01/08/2017
1160001126650 | Biogen Uk Ltd | HIGHAM PARK |  | Milton Parc | Milton Ernest | Bedfordshire | MK44 1YU | United Kingdom | 498464.207 | 262973.629 | GRENDON 132kV S STN | WELLINGBOROUGH 33kV S STN | SHARNBROOK 33 11kV S STN | 11 | Western Power Distribution (East Midlands) plc | Biofuel landfill gas | Gas turbine (OCGT) | No | 0 | 2.882 | 3.034 | [12 empty] | No | Connected | 07/01/2021 | 3.034 | 2.708 | 2.85 | 0.095 | 0.1 | 01/01/2016
1470000733283 | Redditch Peaking Power Limited | ISIS House STOR |  | 10 St Pauls Churchyard | London |  | EC4M 8AL | United Kingdom | 406182.607 | 265805.256 | FECKENHAM 66 11kV S STN | Feckenham 66/11kVDUMMY | 66kV connection | 66 | Western Power Distribution (West Midlands) plc | Other | Other | No | 0 | 19 | 20 | [12 empty] | No | Connected | 07/01/2021 | 20 | 19 | 20 | 0.19 | 0.2 | 01/06/2017
2100041420527 | Elm Solar (Darran) Ltd | CRUMLIN, MANMOEL, DARREN FARM SOLAR |  | 6th Floor 338 Euston Road | London |  | NW1 3BG | United Kingdom | 319212.857 | 200454.667 | Rassau G.S.P. | Crumlin | Crumlin Primary | 11 | Western Power Distribution (South Wales) plc | Solar | Photovoltaic | No | 0 | 1.425 | 1.5 | [12 empty] | No | Connected | 07/01/2021 | 1.5 | 1.425 | 1.5 | 0.038 | 0.04 | 24/03/2017
1100050207953 | Biffa PLC | Ufton Landfill Site |  | Coronation Road Cressey | High Wycombe | Buckinghamshire | HP12 3TS | United Kingdom | 439088.148 | 261390.331 | BERKSWELL 132kV S STN | HARBURY 33kV S STN | HARBURY 11kV S STN | 11 | Western Power Distribution (East Midlands) plc | Biofuel landfill gas | Gas turbine (OCGT) | No | 0 | 1.012 | 1.065 | [12 empty] | No | Connected | 07/01/2021 | 1.065 | 1.14 | 1.2 | 0.261 | 0.275 | 01/05/2017
1470000392405 | Sigeric LTD | Robinson (Holdings) 75/1159, Sigeric Business Park LTD | Lloyd George House | Fordshill Road | Rotherwas | Hereford | HR2 6NS | United Kingdom | 353536.701 | 237858.592 | BISHOPS WOOD 132kV S STN | HEREFORD 66kV S STN | HEREFORD SOUTH 66 11kV S STN | 11 | Western Power Distribution (West Midlands) plc | Other | Other | No | 0 | 1.188 | 1.25 | [12 empty] | No | Connected | 07/01/2021 | 1.25 | 0.237 | 0.25 | 1.425 | 1.5 | 01/01/2010
1170000168178 | Powertree (Taylor Lane) Limited | Derbyshire, Heanor, Taylor Lane, |  | Strelley Hall Main Street | Nottingham |  | NG8 6PE | United Kingdom | 442622.76 | 347561.469 | WILLINGTON 132kV S STN | HEANOR 33kV S STN | HEANOR 11kV S STN | 11 | Western Power Distribution (East Midlands) plc | Other | Other | No | 0 | 6.84 | 7.2 | [12 empty] | No | Connected | 07/01/2021 | 7.2 | 6.65 | 7 | 0.142 | 0.15 | 01/06/2017
2200042620171 | NextSolar GRHB Limited | Great Houndbeare Farm, Oak Road, Aylesbeare EHV Connection |  | 43-45 Dorset Street | London |  | W1U 7NA | United Kingdom | 304635 | 93339 | Exeter Main S.G.P. | Exeter Main Bsp | 33kV connection | 33 | Western Power Distribution (South West) plc | Solar | Photovoltaic | No | 0 | 3.876 | 4.08 | [12 empty] | No | Connected | 07/01/2021 | 4.08 | 3.955 | 4.163 | 0.095 | 0.1 | 31/03/2017
1470000745048 | GDL Upper Meadowly Limited | Upper Meadowly PV Farm |  | 7 John Feeney Ave Weaman Street | Birmingham |  | B4 6FE | United Kingdom | 366531.527 | 292565.88 | IRONBRIDGE 132kV S STN | IRONBRIDGE 132 33kV S STN | 33kV connection | 33 | Western Power Distribution (West Midlands) plc | Solar | Photovoltaic | No | 0 | 5.32 | 5.6 | [12 empty] | No | Connected | 07/01/2021 | 5.6 | 4.75 | 5 | 0.076 | 0.08 | 31/03/2017
2100041407758 | Berthllwyd Solar Project Limited | Berthllwyd Solar Farm | 22 | Chancery Lane | London |  | WC2A 1LS | United Kingdom | 307207.274 | 188073.157 | Upper Boat | Upper Boat Bsp | 33kV connection | 33 | Western Power Distribution (South Wales) plc | Solar | Photovoltaic | No | 0 | 4.138 | 4.356 | [12 empty] | No | Connected | 07/01/2021 | 4.356 | 4.847 | 5.102 | 0.028 | 0.03 | 31/03/2017
1170000790250 | Green Lane Solar Limited | MARCHINGTON, GREEN LANE |  | 7th Floor 33 Holborn | London |  | EC1N 2HU | United Kingdom | 414619.566 | 330968.125 | WILLINGTON 132kV S STN | UTTOXETER 33kV S STN | 33kV connection | 33 | Western Power Distribution (East Midlands) plc | Solar | Photovoltaic | No | 0 | 3.154 | 3.32 | [12 empty] | No | Connected | 07/01/2021 | 3.32 | 3.154 | 3.32 | 0.048 | 0.05 | 30/03/2017
2100041428298 | Mamhilad Solar Limited | Pontypool, Mahmilad Solar |  | Alpha House Terrace Street | Oldham | Lancashire | OL4 1HQ | United Kingdom | 331398.652 | 202168.051 | Uskmouth | Pontypool North Grid | Pontypool North Primary | 11 | Western Power Distribution (South Wales) plc | Solar | Photovoltaic | No | 0 | 3.04 | 3.2 | [12 empty] | No | Connected | 07/01/2021 | 3.2 | 3.42 | 3.6 | 0.095 | 0.1 | 26/03/2017
1170000816936 | Powertree (Sidings Road) Limited | Kirkby in Ashfield Gas Generator Sidings Road |  | 12 Bridgford Road | West Bridgford | Nottingham | NG2 6AB | United Kingdom | 451036.138 | 357033.388 | CHESTERFIELD 132kV S STN | ANNESLEY 33kV S STN | SUTTON JUNCTION 33 11kV S STN | 11 | Western Power Distribution (East Midlands) plc | Other | Other | No | 0 | 3.04 | 3.2 | [12 empty] | No | Connected | 07/01/2021 | 3.2 | 2.708 | 2.85 | 0.095 | 0.1 | 01/10/2017
2100041403647 | R D W (11) Limited | Cockett Valley Solar Park, Swansea |  | 5th Floor 1 Lumley Street | London |  | W1K 6TT | United Kingdom | 261096.819 | 195017.634 | Swansea North Grid | Swansea West Grid | 33kV connection | 33 | Western Power Distribution (South Wales) plc | Solar | Photovoltaic | No | 0 | 3.8 | 4 | [12 empty] | No | Connected | 07/01/2021 | 4 | 3.878 | 4.082 | 0.019 | 0.02 | 31/03/2017
2100041416432 | GSII Carmarthen Solar Limited | Bryncyrnau Isaf, Carmarthen |  | Low Carbon Limited 13 Berkeley Street | London |  | W1J 8DU | United Kingdom | 242921.48 | 217389.246 | Swansea North Grid | Carmarthen Grid | 33kV connection | 33 | Western Power Distribution (South Wales) plc | Solar | Photovoltaic | No | 0 | 3.648 | 3.84 | [12 empty] | No | Connected | 07/01/2021 | 3.84 | 3.683 | 3.877 | 0.057 | 0.06 | 31/03/2017
2100041418360 | Obton Solenergi Nagel GmbH & Co KG | Blackwood Manmoel Solar Farm |  | C/O Cremona 9 Management Gmbh Alter Kirchenweg 83 | 24983 Handewitt |  | . | United Kingdom | 319448.464 | 200801.848 | Rassau G.S.P. | Crumlin | 33kV connection | 33 | Western Power Distribution (South Wales) plc | Solar | Photovoltaic | No | 0 | 3.268 | 3.44 | [12 empty] | No | Connected | 07/01/2021 | 3.44 | 3.294 | 3.467 | 0.095 | 0.1 | 21/03/2017
2200042738714 | NextEnergy Solar Holdings VI Limited | Axe View Farm, Wadbrook, Axminster, | 5th Floor North Side | 7/10 Chandos Street Cavendish Square | London |  | W1G 9DQ | United Kingdom | 332992.922 | 101955.206 | Axminster S.G.P. | Woodcote Bsp | 33kV connection | 33 | Western Power Distribution (South West) plc | Solar | Photovoltaic | No | 0 | 3.838 | 4.04 | [12 empty] | No | Connected | 07/01/2021 | 4.04 | 3.838 | 4.04 | 0.048 | 0.05 | 31/03/2017
2200042214749 | Aller Court Solar Park Limited | Langport, Aller Court Farm, Aller |  | Higher Hill Farm Butleigh | Glastonbury | Somerset | BA6 8TW | United Kingdom | 338969.206 | 129129.2 | Bridgwater S.G.P. | Bridgwater Grid Bsp | 33kV connection | 33 | Western Power Distribution (South West) plc | Solar | Photovoltaic | No | 0 | 4.18 | 4.4 | [12 empty] | No | Connected | 07/01/2021 | 4.4 | 4.399 | 4.631 | 0.128 | 0.135 | 31/03/2017
2200042733479 | R J C Energy Limited | Stoneshill Farm, Near Cullompton, DevonStoneshill Farm, Near Cullompton, Devon |  | 20-22 Wenclock Road | London |  | NG1 7GU | United Kingdom | 302690.168 | 109743.039 | Exeter Main S.G.P. | Tiverton Bsp | 33kV connection | 33 | Western Power Distribution (South West) plc | Solar | Photovoltaic | No | 0 | 3.8 | 4 | [12 empty] | No | Connected | 07/01/2021 | 4 | 3.8 | 4 | 0.048 | 0.05 | 17/03/2017
1170000783314 | Parabel Gypsum Limited | Sutton Bonnington Solar Farm |  | 29-30 Fitzroy Square | London |  | W1T 6LQ | United Kingdom | 459760.269 | 316148.909 | RATCLIFFE ON SOAR 132kV S STN | WILLOUGHBY 33kV S STN | 33kV connection | 33 | Western Power Distribution (East Midlands) plc | Solar | Photovoltaic | No | 0 | 3.751 | 3.948 | [12 empty] | No | Connected | 07/01/2021 | 3.948 | 4.275 | 4.5 | 0.048 | 0.05 | 30/03/2017
2200042606770 | SPF Brent Broad Farm Limited | Wick Lane Solar Farm Burnham on sea |  | C/O Caledon Capital Partners L L P 7 Old Park Lane | London |  | W1K 1QR | United Kingdom | 332861.497 | 152608.304 | Bridgwater S.G.P. | Bridgwater Grid Bsp | Burnham | 11 | Western Power Distribution (South West) plc | Solar | Photovoltaic | No | 0 | 2.77 | 2.916 | [12 empty] | No | Connected | 07/01/2021 | 2.916 | 2.85 | 3 | 0.043 | 0.045 | 27/03/2017
1170000727230 | Reserve Power Trading Ltd | Garnham Close | C/O Forsight Group Llp | The Shard 32 London Bridge Street | London |  | SE1 9SG | United Kingdom | 442550.711 | 354979.287 | CHESTERFIELD 132kV S STN | ALFRETON 33kV S STN | 33kV connection | 33 | Western Power Distribution (East Midlands) plc | Other | Other | No | 0 | 1.65 | 1.7367 | [12 empty] | No | Connected | 07/01/2021 | 1.7367 | 14.25 | 15 | 0.237 | 0.25 | 24/03/2017
2100041412181 | North Tenement Solar Ltd | North Tenement Farm, Pope Hill, Haverfordwest |  | 7th Floor 33 Holborn | London |  | EC1N 2HU | United Kingdom | 194260.759 | 212356.052 | Pembroke Power Station | Haverfordwest Grid | 33kV connection | 33 | Western Power Distribution (South Wales) plc | Solar | Photovoltaic | No | 0 | 3.791 | 3.99 | [12 empty] | No | Connected | 07/01/2021 | 3.99 | 4.322 | 4.55 | 0.095 | 0.1 | 28/03/2017
1170000626825 | Renewi UK Services Limited | Derby and Derbyshire New Waste (NWFT) | Dunedin House | Auckland Park Mount Farm | Milton Keynes | Buckinghamshire | MK1 1BU | United Kingdom | 435110.619 | 332968.322 | WILLINGTON 132kV S STN | DERBY SOUTH 33kV S STN | 33kV connection | 33 | Western Power Distribution (East Midlands) plc | Waste | Other | No | 0 | 18.525 | 19.5 | [12 empty] | No | Connected | 07/01/2021 | 19.5 | 15.001 | 15.791 | 7.6 | 8 | 01/06/2017
1470000622693 | Safran Landing Systems Services Uk Ltd | CHELTENHAM ROAD | Meteor Business Park | Cheltenham Road East | Gloucester | Gloucestershire | GL2 9QL | United Kingdom | 388302.16 | 222039.162 | PORT HAM 132kV S STN | CASTLE MEADS 33kV S STN | ROTOL 33 11kV S STN | 11 | Western Power Distribution (West Midlands) plc | Other | Other | No | 0 | 0.609 | 0.641 | [12 empty] | No | Connected | 07/01/2021 | 0.641 | 1.59 | 1.674 | 1.9 | 2 | 11/05/2016
1470000430390 | WR11 Solar Limited | Sytchwythy Fields |  | Alpha House Terrace Street | Oldham | Lancashire | OL4 1HQ | United Kingdom | 406094.73 | 244732.017 | FECKENHAM 66 11kV S STN | Feckenham 66/11kVDUMMY | EVESHAM 66 11kV S STN | 11 | Western Power Distribution (West Midlands) plc | Solar | Photovoltaic | No | 0 | 1.615 | 1.7 | [12 empty] | No | Connected | 07/01/2021 | 1.7 | 1.615 | 1.7 | 0.043 | 0.045 | 01/04/2017
1170000772465 | Dayfields Solar Limited | Dayfields Farm | 2nd Floor | 9-10 Staple Inn | London |  | WC1V 7QH | United Kingdom | 422824.559 | 347498.861 | WILLINGTON 132kV S STN | WINSTER 33kV S STN | 33kV connection | 33 | Western Power Distribution (East Midlands) plc | Solar | Photovoltaic | No | 0 | 4.161 | 4.38 | [12 empty] | No | Connected | 07/01/2021 | 4.38 | 4.361 | 4.59 | 0.024 | 0.025 | 14/03/2017
2100041424239 | Parabel Court Farm Limited | NEWPORT, Court Farm Solar | 2nd Floor | 2 City Place Beehive Ring Road | Gatwick |  | RH6 0PA | United Kingdom | 339275.845 | 190017.371 | Uskmouth | Magor Grid | Magor Primary | 11 | Western Power Distribution (South Wales) plc | Solar | Photovoltaic | No | 0 | 3.711 | 3.906 | [12 empty] | No | Connected | 07/01/2021 | 3.906 | 4.742 | 4.992 | 0.048 | 0.05 | 28/03/2017
1470000615998 | Severn Trent Water Limited | FRANKLEY WATER TREATMENT WORKS | Severn Trent Centre | 2 St John's Street | Coventry |  | CV1 2LZ | United Kingdom | 400816.159 | 280099.132 | KITWELL 132kV S STN | REDNAL 132kV S STN | Rednal 132/11kV | 11 | Western Power Distribution (West Midlands) plc | Solar | Photovoltaic | No | 0 | 0.475 | 0.5 | [12 empty] | No | Connected | 07/01/2021 | 0.5 | 0.475 | 0.5 | 4.75 | 5 | 18/12/2015
1470000732313 | Noriker Staunch Limited | Staunch Standby Generation |  | Unit 5b, Thorn Business Park | Rotherwas | Hereford | HR2 6JT | United Kingdom | 383651.435 | 348429.523 | Cellarhead 132kV | To be confirmed | 33kV connection | 33 | Western Power Distribution (West Midlands) plc | Other | Other | No | 0 | 0 | 0 | [12 empty] | No | Connected | 07/01/2021 | 0 | 19 | 20 | 0.475 | 0.5 | N/A
2100041394132 | Pennant Walters (PYWX) Limited | Mynydd Yr Aber Wind Generation, Ogmore, Bridgend | 13th Avenue | Hirwaun Industrial Estate Hirwaun | Aberdare |  | CF44 9UL | United Kingdom | 294027.346 | 191242.6 | Pyle Grid | Pyle Bsp | 66kV connection | 66 | Western Power Distribution (South Wales) plc | Wind | Onshore wind turbines | No | 0 | 19 | 20 | [12 empty] | No | Connected | 07/01/2021 | 20 | 20.235 | 21.3 | 0.475 | 0.5 | 31/03/2017
1470000723578 | High Point Solar Ltd | High Point Farm | C/O Metka Egn Ltd | 32 Hermes Street | London |  | N1 9JD | United Kingdom | 366607.635 | 270923.306 | BISHOPS WOOD 132kV S STN | LUDLOW 132kV S STN | 33kV connection | 33 | Western Power Distribution (West Midlands) plc | Solar | Photovoltaic | No | 0 | 3.163 | 3.33 | [12 empty] | No | Connected | 07/01/2021 | 3.33 | 4.531 | 4.77 | 0.048 | 0.05 | 31/03/2017
1470000711058 | Henley Solar Farm Ltd | Henley Solar Farm |  | 111 Buckingham Palace Road Westminster | London |  | SW1W 0SR | United Kingdom | 345739.111 | 288515.61 | BISHOPS WOOD 132kV S STN | LUDLOW 132kV S STN | 33kV connection | 33 | Western Power Distribution (West Midlands) plc | Solar | Photovoltaic | No | 0 | 3.8 | 4 | [12 empty] | No | Connected | 07/01/2021 | 4 | 3.8 | 4 | 0.048 | 0.05 | 21/03/2017
1170000631435 | LE Solar 51 Limited | Barnby Moor Solar Farm | Larkfleet House | Falcon Way Southfields Business Park | Bourne | Lincolnshire | PE10 0FF | United Kingdom | 464288.268 | 385879.909 | STAYTHORPE C 132kV S STN | CHECKERHOUSE 33kV S STN | 33kV connection | 33 | Western Power Distribution (East Midlands) plc | Solar | Photovoltaic | No | 0 | 3.705 | 3.9 | [12 empty] | No | Connected | 07/01/2021 | 3.9 | 3.791 | 3.99 | 0.095 | 0.1 | 10/03/2017
2200042742525 | Old Stone Farm Solar Park Limited | Totnes Old Stone Farm Solar Park, Blackawton |  | 2nd Floor, 2 City Place Beehive Ring Road | Gatwick | West Sussex | RH6 0PA | United Kingdom | 281914.554 | 51535.962 | Abham S.G.P. | Paignton Bsp | 33kV connection | 33 | Western Power Distribution (South West) plc | Solar | Photovoltaic | No | 0 | 3.724 | 3.92 | [12 empty] | No | Connected | 07/01/2021 | 3.92 | 3.8 | 4 | 0.043 | 0.045 | 29/03/2017
1170000768566 | Hyde Farm Solar Limited | Hyde Solar Farm | Unit 9 The Green | Easter Park Benyon Road | Reading | Berkshire | RG7 2PQ | United Kingdom | 488422.142 | 253907.201 | GRENDON 132kV S STN | NORTHAMPTON EAST 33kV S STN | 33kV connection | 33 | Western Power Distribution (East Midlands) plc | Solar | Photovoltaic | No | 0 | 3.952 | 4.16 | [12 empty] | No | Connected | 07/01/2021 | 4.16 | 4.275 | 4.5 | 0.095 | 0.1 | 13/03/2017
2100041412109 | Whitton Solar Limited | Cenin Whitton Mawr | 9-10 | Staple Inn 2nd Floor | London |  | WC1V 7QH | United Kingdom | 308348.292 | 172476.166 | Aberthaw Power Station | Barry Grid | 33kV connection | 33 | Western Power Distribution (South Wales) plc | Solar | Photovoltaic | No | 0 | 4.161 | 4.38 | [12 empty] | No | Connected | 07/01/2021 | 4.38 | 4.18 | 4.4 | 0.095 | 0.1 | 31/03/2017
1100770552363 | EDL (UK) LFG Generation Limited | WAVERLEY WOOD LANDFILL SITE, WESTON LANE, BUBBENHALL, COVENTRY, CV8 |  | Chancery House 199 Silbury Boulevard | Milton Keynes |  | MK9 1JL | United Kingdom | 436168.043 | 271458.721 | COVENTRY 132kV S STN | WHITLEY 33kV S STN | RYTON 33 11kV S STN | 11 | Western Power Distribution (East Midlands) plc | Biofuel landfill gas | Gas turbine (OCGT) | No | 0 | 2.539 | 2.673 | [12 empty] | No | Connected | 07/01/2021 | 2.673 | 1.776 | 1.87 | 0.038 | 0.04 | 01/10/2004
2100041424257 | Sunventures 7 Ltd | Caegarw Solar Park |  | 76 Watling Street | London |  | EC4M 9BJ | United Kingdom | 282592.031 | 183184.07 | Pyle Grid | Pyle Bsp | Pyle Primary | 11 | Western Power Distribution (South Wales) plc | Solar | Photovoltaic | No | 0 | 4.75 | 5 | [12 empty] | No | Connected | 07/01/2021 | 5 | 4.75 | 5 | 0.095 | 0.1 | 15/03/2017
2100041336743 | Monmouthshire County Council | Oak Grove Farm, Crick, Monmouthshire |  | County Hall The Rhadyr | Usk |  | NP15 1GA | United Kingdom | 349510.381 | 190002.531 | Uskmouth | Sudbrook | 33kV connection | 33 | Western Power Distribution (South Wales) plc | Solar | Photovoltaic | No | 0 | 3.99 | 4.2 | [12 empty] | No | Connected | 07/01/2021 | 4.2 | 4.75 | 5 | 0.019 | 0.02 | 31/03/2016
1170000399080 | Wel Solar Park 13 Limited | MARKET HARBOROUGH ECKLAND SOLAR PARK DESBOROUGH ROAD |  | Unit 5e, Park Farm Chichester Road | Arundel | West Sussex | BN18 0AG | United Kingdom | 478736.042 | 284845.438 | GRENDON 132kV S STN | KETTERING 33kV S STN | DESBOROUGH 33 11kV S STN | 11 | Western Power Distribution (East Midlands) plc | Solar | Photovoltaic | No | 0 | 2.28 | 2.4 | [12 empty] | No | Connected | 07/01/2021 | 2.4 | 2.85 | 3 | 0.019 | 0.02 | 20/12/2016
2200042722617 | Bodwen Solar Project Limited | Bodwen Solar Farm, Bugle, St. Austell | Percivals Barn | Fairfield Farm Upper Weald Calverton | Milton Keynes |  | MK19 6EL | United Kingdom | 202964.941 | 60473.411 | Indian Queens S.G.P. | St Austell Bsp | 33kV connection | 33 | Western Power Distribution (South West) plc | Solar | Photovoltaic | No | 0 | 4.383 | 4.614 | [12 empty] | No | Connected | 07/01/2021 | 4.614 | 4.613 | 4.856 | 0.028 | 0.03 | 01/03/2017
2100041421405 | Lightsource SPV 209 Limited | CWMBRAN, Park Farm West Solar Park | 7th Floor | 33 Holborn | London |  | EC1N 2HU | United Kingdom | 331288.887 | 191950.654 | Uskmouth | Llantarnam | Llantarnam Primary | 11 | Western Power Distribution (South Wales) plc | Other | Other | No | 0 | 6.27 | 6.6 | [12 empty] | No | Connected | 07/01/2021 | 6.6 | 3.135 | 3.3 | 0.095 | 0.1 | 02/03/2017
1470000716580 | WEL Solar Park 21 Ltd | WR6 5LS Cotheridge Otherton Lane Otherton Farm | Unit 5e Park Farm | Chichester Road | Arundel | West Sussex | BN18 0AG | United Kingdom | 380707.655 | 253693.612 | BISHOPS WOOD 132kV S STN | WORCESTER 132kV S STN | Worcester 132/11kVDUMMY | 11 | Western Power Distribution (West Midlands) plc | Solar | Photovoltaic | No | 0 | 1.9 | 2 | [12 empty] | No | Connected | 07/01/2021 | 2 | 1.9 | 2 | 0.142 | 0.15 | 03/03/2017
2100041425970 | Dwr Cymru Welsh Water | NEWPORT, Nash Sewage Treatment Works, Newport | Nelson Offices | Pentwyn Road Nelson | Treharris | Mid Glamorgan | CF46 6LY | United Kingdom | 333567.843 | 184082.495 | Uskmouth | Newport South | Newport South Primary | 11 | Western Power Distribution (South Wales) plc | Other | Other | No | 0 | 2.458 | 2.587 | [12 empty] | No | Connected | 07/01/2021 | 2.587 | 1.9 | 2 | 1.9 | 2 | 28/02/2012
2100041336725 | SSR Stormy West Limited | Stormy Down PV Generation, Bridgend |  | 6th Floor 33 Holborn | London |  | EC1N 2HT | United Kingdom | 284590.525 | 180509.602 | Pyle Grid | Pyle Bsp | 33kV connection | 33 | Western Power Distribution (South Wales) plc | Solar | Photovoltaic | No | 0 | 3.534 | 3.72 | [12 empty] | No | Connected | 07/01/2021 | 3.72 | 3.61 | 3.8 | 0.076 | 0.08 | 20/03/2017
2100041383520 | Bargoed PV Limited | Bargoed Solar Farm, Cwm Bargoed | C/O Stephens Scown Secretarial Limited | Osprey House Malpas Road | Truro | Cornwall | TR1 1UT | United Kingdom | 309507.336 | 205505.527 | Upper Boat | Dowlais Grid | 33kV connection | 33 | Western Power Distribution (South Wales) plc | Solar | Photovoltaic | No | 0 | 3.876 | 4.08 | [12 empty] | No | Connected | 07/01/2021 | 4.08 | 3.878 | 4.082 | 0.048 | 0.05 | 23/02/2017
1170000630422 | Obton Solenergi Nagel GmbH & Co KG | Twin Yards Farm |  | C/O Cremona 9 Management Gmbh Alter Kirchenweg 83 | 24983 Handewitt |  | . | United Kingdom | 445732.449 | 357857.97 | CHESTERFIELD 132kV S STN | ANNESLEY 33kV S STN | 33kV connection | 33 | Western Power Distribution (East Midlands) plc | Solar | Photovoltaic | No | 0 | 3.876 | 4.08 | [12 empty] | No | Connected | 07/01/2021 | 4.08 | 4.72 | 4.968 | 0.048 | 0.05 | 24/03/2017
2200042742507 | Place Barton Farm Solar Park Limited | Totnes, Place Barton Farm Solar Park, Moreleigh |  | 2nd Floor, 2 City Place Beehive Ring Road | Gatwick | West Sussex | RH6 0PA | United Kingdom | 275814.805 | 52213.641 | Abham S.G.P. | Totnes Bsp | 33kV connection | 33 | Western Power Distribution (South West) plc | Solar | Photovoltaic | No | 0 | 3.762 | 3.96 | [12 empty] | No | Connected | 07/01/2021 | 3.96 | 3.877 | 4.081 | 0.043 | 0.045 | 30/03/2017
2200042729783 | Lightsource SPV 172 Limited | Crediton Sharland Farm PV Solar Park, Morchard Bishop |  | 7th Floor, 33 Holborn | London |  | EC1N 2HU | United Kingdom | 275036.983 | 105355.294 | Exeter Main S.G.P. | Exeter City Bsp | 33kV connection | 33 | Western Power Distribution (South West) plc | Solar | Photovoltaic | No | 0 | 2.08 | 2.19 | [12 empty] | No | Connected | 07/01/2021 | 2.19 | 2.123 | 2.235 | 0.048 | 0.05 | 03/03/2017
1170000424462 | A C Shropshire Ltd | Greens lodge Farm, Huncote Engine No 2 |  | Edward House Grange Business Park | Whetstone | Leicestershire | LE8 6EP | United Kingdom | 451988.922 | 298439.036 | ENDERBY 132kV S STN | WIGSTON 33KV S STN | ALLIANCE AND LEICESTER 33 11kV S STN | 11 | Western Power Distribution (East Midlands) plc | Other | Other | Yes | 0 | 1.9 | 2 | [12 empty] | No | Connected | 07/01/2021 | 2 | 1.9 | 2 | 0.048 | 0.05 | 22/12/2014
1170000786227 | Powertree (Foxwood Road) Ltd | Powertree(Foxwood Road) Limited |  | 12 Bridgford Road | West Bridgford | Nottingham | NG2 6AB | United Kingdom | 437303.516 | 374745.384 | CHESTERFIELD 132kV S STN | CHESTERFIELD 33kV S STN | SHEEPBRIDGE 6 6kV S STN | 11 | Western Power Distribution (East Midlands) plc | Other | Other | Yes | 0 | 6.124 | 6.446 | [12 empty] | No | Connected | 07/01/2021 | 6.446 | 4.75 | 5 | 0.142 | 0.15 | 01/06/2017
2100041420448 | Penyrheollas Solarfield Limited | CRUMLIN, MANMOEL, PENYRHEOLLAS FARM, SOLAR |  | 6th Floor 33 Holborn | London |  | EC1N 2HT | United Kingdom | 318692.08 | 201490.149 | Rassau G.S.P. | Crumlin | Crumlin Primary | 11 | Western Power Distribution (South Wales) plc | Solar | Photovoltaic | No | 0 | 3.534 | 3.72 | [12 empty] | No | Connected | 07/01/2021 | 3.72 | 3.8 | 4 | 0.038 | 0.04 | 20/03/2017
1470000715503 | NextEnergy Solar Holdings VI Limited | LUDLOW LAND at HENLEY HALL FARM | 5th Floor North Side | 7/10 Chandos Street Cavendish Square | London |  | W1G 9DQ | United Kingdom | 353841.556 | 274827.177 | BISHOPS WOOD 132kV S STN | LUDLOW 132kV S STN | Ludlow 132/66/33/11kV | 11 | Western Power Distribution (West Midlands) plc | Solar | Photovoltaic | No | 0 | 3.914 | 4.12 | [12 empty] | No | Connected | 07/01/2021 | 4.12 | 3.914 | 4.12 | 0.048 | 0.05 | 10/03/2017
2100041344656 | Lightsource SPV 58 Limited | Mountain Ash Pen Rhiw, Caradog Farm, Llanwono Road |  | 7th Floor, 33 Holborn | London |  | EC1N 2HU | United Kingdom | 304511.582 | 197760.666 | Upper Boat | Mountain Ash Grid | 33kV connection | 33 | Western Power Distribution (South Wales) plc | Solar | Photovoltaic | No | 0 | 3.914 | 4.12 | [12 empty] | No | Connected | 07/01/2021 | 4.12 | 3.914 | 4.12 | 0.095 | 0.1 | 14/02/2017
1170000722757 | Equitix ESI CHP (Nottingham) Ltd | John Brookes Sawmill | Welken House | 10-11 Charterhouse Square | London |  | EC1M 6EH | United Kingdom | 465275.135 | 327799.947 | RATCLIFFE ON SOAR 132kV S STN | WILLOUGHBY 33kV S STN | 33kV connection | 33 | Western Power Distribution (East Midlands) plc | Other | Other | No | 0 | 7.41 | 7.8 | [12 empty] | No | Connected | 07/01/2021 | 7.8 | 6.65 | 7 | 1.045 | 1.1 | 01/03/2017
2100041320655 | Good Energy Brynwhilach Solar Park Limited | Brynwhilach Farm Swansea | Monkton Reach | Monkton Hill | Chippenham | Wiltshire | SN15 1EE | United Kingdom | 264553.644 | 200282.998 | Swansea North Grid | Swansea North Bsp | 33kV connection | 33 | Western Power Distribution (South Wales) plc | Solar | Photovoltaic | No | 0 | 3.876 | 4.08 | [12 empty] | No | Connected | 07/01/2021 | 4.08 | 4.08 | 4.295 | 0.218 | 0.23 | 03/03/2017
1170000671127 | Burton Wold Wind Farm South Ltd | Burton Wold South Wind farm |  | 16 West Borough | Wimborne | Dorset | BH21 1NG | United Kingdom | 491504.42 | 273662.123 | GRENDON 132kV S STN | IRTHLINGBOROUGH 33kV S STN | 33kV connection | 33 | Western Power Distribution (East Midlands) plc | Wind | Onshore wind turbines | No | 0 | 7.923 | 8.34 | [12 empty] | No | Connected | 07/01/2021 | 8.34 | 8.34 | 8.779 | 0.048 | 0.05 | 03/03/2017
1170000775721 | Lightsource SPV 65 Limited | Bolsover Moor Solar Farm | 7th Floor | 33 Holborn | London |  | EC1N 2HU | United Kingdom | 449761.404 | 371845.072 | CHESTERFIELD 132kV S STN | WHITWELL 33kV S STN | 33kV connection | 33 | Western Power Distribution (East Midlands) plc | Solar | Photovoltaic | No | 0 | 3.8 | 4 | [12 empty] | No | Connected | 07/01/2021 | 4 | 4.037 | 4.25 | 0.041 | 0.043 | 28/02/2017
1170000784994 | South Warwickshire NHS Trust | South Warwickshire Hospital |  | Lakin Road | Warwick | Warwickshire | CV34 5BW | United Kingdom | 428652.281 | 265781.864 | BERKSWELL 132kV S STN | WARWICK 132kV S STN | WARWICK 11kV S STN | 11 | Western Power Distribution (East Midlands) plc | Other | Other | No | 0 | 0.513 | 0.54 | [12 empty] | No | Connected | 07/01/2021 | 0.54 | 0 | 0 | 1.235 | 1.3 | 11/09/2014
2100041394114 | Llynfi Afan Renewable Energy Park Limited | Llynfi Afan Wind Farm | 1 | Kingsway | London |  | WC2B 6AN | United Kingdom | 288538.671 | 193314.559 | Pyle Grid | Pyle Bsp | 66kV connection | 66 | Western Power Distribution (South Wales) plc | Wind | Onshore wind turbines | No | 0 | 23.598 | 24.84 | [12 empty] | No | Connected | 07/01/2021 | 24.84 | 23.997 | 25.26 | 0.237 | 0.25 | 01/03/2017
1470000728511 | Blackwell Grange Solar Farm Ltd | Blackwell Grange Solar Farm | The Green | Easter Park Benyon Road | Reading | Berkshire | RG7 2PQ | United Kingdom | 422865.142 | 243273.557 | FECKENHAM 66 11kV S STN | Feckenham 66/11kVDUMMY | SHIPSTON 66 11kV S STN | 11 | Western Power Distribution (West Midlands) plc | Solar | Photovoltaic | No | 0 | 3.952 | 4.16 | [12 empty] | No | Connected | 07/01/2021 | 4.16 | 3.952 | 4.16 | 0.142 | 0.15 | 31/03/2017
2100041407776 | Mynydd Portref Windfarm Limited | Mynydd Portref Wind Farm | C/O Reg White Limited | Beaufort Court Egg Farm Lane | Kings Langley | Hertfordshire | WD4 8LR | United Kingdom | 299330.202 | 185924.827 | Upper Boat | Upper Boat Bsp | 33kV connection | 33 | Western Power Distribution (South Wales) plc | Wind | Onshore wind turbines | No | 0 | 11.4 | 12 | [12 empty] | No | Connected | 07/01/2021 | 12 | 12 | 12.632 | 0.257 | 0.27 | 30/01/2017
1470000641881 | SBC Moneystone Limited | Moneystone Quarry PV Farm | Ancala Partners Llp | 40 Gracechurch Street | London |  | EC3V 0BT | United Kingdom | 404559.803 | 345727.191 | Cellarhead 132kV | FORSBROOK 33kV S STN | 33kV connection | 33 | Western Power Distribution (West Midlands) plc | Solar | Photovoltaic | No | 0 | 3.998 | 4.208 | [12 empty] | No | Connected | 07/01/2021 | 4.208 | 3.998 | 4.208 | 0.152 | 0.16 | 31/01/2017
1170000759394 | SSR Seaton Limited | Seaton Road Solar Farm | 6th Floor | 33 Holborn | London |  | EC1N 2HT | United Kingdom | 487549.55 | 299357.869 | GRENDON 132kV S STN | OAKHAM 33kV S STN | UPPINGHAM 33 11kV S STN | 11 | Western Power Distribution (East Midlands) plc | Solar | Photovoltaic | No | 0 | 3.087 | 3.25 | [12 empty] | No | Connected | 07/01/2021 | 3.25 | 3.087 | 3.25 | 0.076 | 0.08 | 23/03/2017
1470000721117 | Wel Solar Park 19 Limited | HOME FARM | Unit 5e Park Farm | Chichester Rd | Arundel | West Sussex | BN19 0AG | United Kingdom | 394057.018 | 226737.092 | PORT HAM 132kV S STN | CHELTENHAM 66kV S STN | BISHOPS CLEEVE 66 11kV S STN | 11 | Western Power Distribution (West Midlands) plc | Solar | Photovoltaic | No | 0 | 4.275 | 4.5 | [12 empty] | No | Connected | 07/01/2021 | 4.5 | 4.275 | 4.5 | 0.048 | 0.05 | 01/03/2017
1170000761659 | Lightsource SPV 177 Limited | Meadow Farm | 7th Floor | 33 Holborn | London |  | EC1N 2HU | United Kingdom | 474140.275 | 290215.05 | GRENDON 132kV S STN | KIBWORTH 33KV S STN | 33kV connection | 33 | Western Power Distribution (East Midlands) plc | Solar | Photovoltaic | No | 0 | 3.705 | 3.9 | [12 empty] | No | Connected | 07/01/2021 | 3.9 | 3.705 | 3.9 | 0.048 | 0.05 | 10/03/2017
2100041403665 | Rochester 006 Limited | Nanthenfoel PV Park, Cribyn | Loddon Reach | Reading Road Aborfield | Reading |  | RG2 9HU | United Kingdom | 254346.818 | 252279.41 | Swansea North Grid | Lampeter Grid | 33kV connection | 33 | Western Power Distribution (South Wales) plc | Solar | Photovoltaic | No | 0 | 3.99 | 4.2 | [12 empty] | No | Connected | 07/01/2021 | 4.2 | 3.99 | 4.2 | 0.009 | 0.01 | 31/03/2017
2200042622044 | Tref No. 1 Limited | Dunsland Cross, Brandis Court, Holsworthy | Temporis Capital L L P | Berger House 36-38 Berkeley Square | London |  | W1J 5AE | United Kingdom | 240808.859 | 103200.303 | Alverdiscott S.G.P. | Pyworthy Bsp | 33kV connection | 33 | Western Power Distribution (South West) plc | Wind | Onshore wind turbines | No | 0 | 5.843 | 6.15 | [12 empty] | No | Connected | 07/01/2021 | 6.15 | 6.15 | 6.474 | 0.114 | 0.12 | 01/03/2017
1170001181560 | Amazon UK Services Ltd | Amazon |  | 1 Principal Place Worship Street | London |  | EC2A 2FA | United Kingdom | 455619.926 | 263434.196 | COVENTRY 132kV S STN | DAVENTRY 33KV S STN | BRAUNSTON ROAD 33 11kV S STN | 11 | Western Power Distribution (East Midlands) plc | Other | Other | No | 0 | 0.812 | 0.855 | [12 empty] | No | Connected | 07/01/2021 | 0.855 | 0.427 | 0.45 | 1.425 | 1.5 | 22/01/2017
1170000775350 | Lark Energy Bilsthorpe Ltd | Bilsthorpe PV | Larkfleet House | Falcon Way Southfield Business Park | Bourne | Lincolnshire | PE10 0FF | United Kingdom | 464132.008 | 359444.3 | CHESTERFIELD 132kV S STN | CLIPSTONE 33kV S STN | 33kV connection | 33 | Western Power Distribution (East Midlands) plc | Solar | Photovoltaic | No | 0 | 3.705 | 3.9 | [12 empty] | No | Connected | 07/01/2021 | 3.9 | 4.75 | 5 | 0.095 | 0.1 | 24/03/2017
2100041416497 | Abingdon Flooring Limited | CRUMLIN, PEN-Y-FAN IND EST, ABINGDON FLOORING LTD |  | Pen Y Fan Industrial Estate Croespenmaen | Crumlin Newport | GWENT | NP11 4XG | United Kingdom | 319845.232 | 200112.778 | Rassau G.S.P. | Crumlin | Crumlin Primary | 11 | Western Power Distribution (South Wales) plc | Wind | Onshore wind turbines | No | 0 | 1.425 | 1.5 | [12 empty] | No | Connected | 07/01/2021 | 1.5 | 1.425 | 1.5 | 4.275 | 4.5 | 20/01/2017
2100041383887 | Newton Down Wind Farm Limited | Tythegston, Stormy Lane, Stormy Down |  | 15 Golden Square | London |  | W1F 9JG | United Kingdom | 284570.503 | 179774.89 | Pyle Grid | Pyle Bsp | 33kV connection | 33 | Western Power Distribution (South Wales) plc | Wind | Onshore wind turbines | No | 0 | 4.75 | 5 | [12 empty] | No | Connected | 07/01/2021 | 5 | 5 | 5.263 | 0.104 | 0.11 | 19/01/2017
2100041407001 | SSR Corntown Limited | Corntown Farm, Corntown, Bridgend, CF35 5BB | 6th Floor | 33 Holborn | London |  | EC1N 2HT | United Kingdom | 293676.628 | 176887.546 | Pyle Grid | Waterton Industrial Grid | Waterton Industrial Primary | 11 | Western Power Distribution (South Wales) plc | Solar | Photovoltaic | No | 0 | 1.9 | 2 | [12 empty] | No | Connected | 07/01/2021 | 2 | 1.9 | 2 | 0.076 | 0.08 | 31/03/2017
1470000707177 | Albrighton Solar Farm Ltd | Harriet Hayes Solar Farm | The Green | Easter Park Benyon Road | Reading | Berkshire | RG7 2PQ | United Kingdom | 383368.642 | 305018.368 | Bushbury D 132kV | BUSHBURY C 132kV S STN | ALBRIGHTON 33 11kV S STN | 11 | Western Power Distribution (West Midlands) plc | Solar | Photovoltaic | No | 0 | 3.876 | 4.08 | [12 empty] | No | Connected | 07/01/2021 | 4.08 | 3.876 | 4.08 | 0.048 | 0.05 | 01/02/2016
2100041345507 | Lightsource SPV 57 Limited | Morfa Farm, Morfa Lane, Llantwit Major, CF61 2YF | 7th Floor | 33 Holborn | London |  | EC1N 2HU | United Kingdom | 296006.548 | 170264.241 | Aberthaw Power Station | East Aberthaw | Boverton | 11 | Western Power Distribution (South Wales) plc | Solar | Photovoltaic | No | 0 | 0.95 | 1 | [12 empty] | No | Connected | 07/01/2021 | 1 | 0.95 | 1 | 0.048 | 0.05 | 31/03/2017
2100041413575 | GEIBC Solar 4 Limited | CHEPSTOW TUMP SOLAR FARM |  | 235 Marylebone Road | London |  | NW1 5QT | United Kingdom | 355447.128 | 194303.362 | Uskmouth | Sudbrook | Chepstow | 11 | Western Power Distribution (South Wales) plc | Solar | Photovoltaic | No | 0 | 3.8 | 4 | [12 empty] | No | Connected | 07/01/2021 | 4 | 3.8 | 4 | 0.048 | 0.05 | 01/02/2017
1170000751474 | UK Capacity Reserve Limited | Hermitage Lane | 6th Floor | Radcliffe House Blenheim Court | Solihull |  | B91 2AA | United Kingdom | 452450.166 | 359794.861 | CHESTERFIELD 132kV S STN | MANSFIELD 33kV S STN | 33kV connection | 33 | Western Power Distribution (East Midlands) plc | Other | Other | No | 0 | 19.114 | 20.12 | [12 empty] | No | Connected | 07/01/2021 | 20.12 | 19 | 20 | 0.237 | 0.25 | 14/04/2017
1170000759687 | Luminous Energy (CA) Ltd | Fosse Way Radford Semele solar farm | Unit 9 The Green | Easter Park Benyon Road | Reading | Berkshire | RG7 2PQ | United Kingdom | 435385.769 | 262032.767 | BERKSWELL 132kV S STN | HARBURY 33kV S STN | 33kV connection | 33 | Western Power Distribution (East Midlands) plc | Solar | Photovoltaic | No | 0 | 4.75 | 5 | [12 empty] | No | Connected | 07/01/2021 | 5 | 4.75 | 5 | 0.028 | 0.03 | 01/02/2017
1470000718285 | Jaguar Land Rover Limited | JLR EMC i54 - Module 4 |  | Abbey Road Whitley | Coventry |  | CV3 4LF | United Kingdom | 390426.297 | 303645.783 | Bushbury D 132kV | BUSHBURY C 132kV S STN | I54 Busines Park 33/11kv | 11 | Western Power Distribution (West Midlands) plc | Solar | Photovoltaic | No | 0 | 0.988 | 1.04 | [12 empty] | No | Connected | 07/01/2021 | 1.04 | 0.974 | 1.025 | 9.5 | 10 | 15/12/2016
1170000803705 | University of Warwick | National Automotive Innovation Centre, University of Warwick, Gibbet Hill Road | University House | Kirby Corner Road | Coventry |  | CV4 7AL | United Kingdom |  |  | To be confirmed | To be confirmed | To be confirmed | 11 | Western Power Distribution (East Midlands) plc | Solar | Photovoltaic | No | 0 | 0.241 | 0.25365 | [12 empty] | No | Connected | 07/01/2021 | 0.25365 | 0.241 | 0.254 | 6.65 | 7 | 16/08/2017
1470000721083 | Jaguar Land Rover Limited | Jaguar Land Rover |  | Abbey Road Whitley | Coventry |  | CV3 4LF | United Kingdom |  |  | LEA MARSTON 132kV S STN | COPT HEATH 132kV S STN | Copt Heath 132/11kV | 11 | Western Power Distribution (West Midlands) plc | Solar | Photovoltaic | No | 0 | 0.236 | 0.2484 | [12 empty] | No | Connected | 07/01/2021 | 0.2484 | 0.237 | 0.249 | 3.325 | 3.5 | 31/10/2016
1470000207690 | Birmingham Heartlands & Solihull NHS Trust | Solihull Hospital | Birmingham Heartlands Hospital | Bordesley House 45 Bordesley Green East | Birmingham |  | B9 5SS | United Kingdom | 415242.859 | 279832.394 | LEA MARSTON 132kV S STN | SOLIHULL 132kV S STN | Solihull 132/11kVDUMMY | 11 | Western Power Distribution (West Midlands) plc | Other | Other | No | 0 | 1.848 | 1.945 | [12 empty] | No | Connected | 07/01/2021 | 1.945 | 3.325 | 3.5 | 1.33 | 1.4 | 04/06/2010
None | Conrad (Sudmeadow) Limited | Sudmeadow Road (Gas Peaking) |  | Suites D&E Windrush Court Blacklands Way | Abingdon |  | OX14 1SY | United Kingdom | 381888.479 | 218526.766 | PORT HAM 132kV S STN | CASTLE MEADS 33kV S STN | 33kV connection | 33 | Western Power Distribution (West Midlands) plc | Other | Other | No | 0 | 0.039 | 0.041229 | [12 empty] | No | Connected | 07/01/2021 | 0.041229 | 39.672 | 41.76 | 1.425 | 1.5 | 22/02/2017
2200031824738 | Imerys Minerals Limited | Imerys, Trebal Intake |  | Par Moor Centre Par Moor Road | Par | Cornwall | PL24 2SQ | United Kingdom | 203727.416 | 56388.424 | Indian Queens S.G.P. | St Austell Bsp | Trebal | 11 | Western Power Distribution (South West) plc | Other | Other | No | 0 | 0.19 | 0.2 | [12 empty] | No | Connected | 07/01/2021 | 0.2 | 0.237 | 0.25 | 4.75 | 5 | 01/04/1996
2200031824490 | Imerys Minerals Limited | Imerys, Par Harbour Intake |  | Par Moor Centre Par Moor Road | Par | Cornwall | PL24 2SQ | United Kingdom | 207251.911 | 52781.169 | Indian Queens S.G.P. | St Austell Bsp | Par Harbour | 11 | Western Power Distribution (South West) plc | Other | Other | No | 0 | 20.757 | 21.8496 | [12 empty] | No | Connected | 07/01/2021 | 21.8496 | 9.975 | 10.5 | 5.225 | 5.5 | 17/12/1991
2200031824542 | Imerys Minerals Limited | Imerys, Blackpool Intake |  | Par Moor Centre Par Moor Road | Par | Cornwall | PL24 2SQ | United Kingdom | 198652.657 | 53270.974 | Indian Queens S.G.P. | Fraddon Bsp | Blackpool | 11 | Western Power Distribution (South West) plc | Wind | Onshore wind turbines | No | 0 | 0.475 | 0.5 | [12 empty] | No | Connected | 07/01/2021 | 0.5 | 0 | 0 | 3.8 | 4 | 01/01/2017
2200031824551 | Imerys Minerals Limited | Imerys, Drinnick Intake |  | Par Moor Centre Par Moor Road | Par | Cornwall | PL24 2SQ | United Kingdom | 195625.302 | 55339.102 | Indian Queens S.G.P. | Fraddon Bsp | Drinnick. | 11 | Western Power Distribution (South West) plc | Other | Other | No | 0 | 20.716 | 21.806 | [12 empty] | No | Connected | 07/01/2021 | 21.806 | 6.887 | 7.25 | 13.775 | 14.5 | 12/09/2000
2200030347690 | Imerys Minerals Limited | Imerys, Bugle Intake |  | Par Moor Centre Par Moor Road | Par | Cornwall | PL24 2SQ | United Kingdom | 201485.811 | 59289.809 | Indian Queens S.G.P. | St Austell Bsp | Bugle | 11 | Western Power Distribution (South West) plc | Other | Other | No | 0 | 19.712 | 20.75 | [12 empty] | No | Connected | 07/01/2021 | 20.75 | 8.075 | 8.5 | 7.125 | 7.5 | 01/04/1996
2200042713905 | Royal Cornwall Hospitals NHS Trust | Treliske Truro | Estates Department | Royal Cornwall Hospital | TRURO | Cornwall | TR1 3LJ | United Kingdom | 179792.191 | 45419.103 | Indian Queens S.G.P. | Truro Bsp | Truro Treyew Road | 11 | Western Power Distribution (South West) plc | Other | Other | No | 0 | 1.444 | 1.52 | [12 empty] | No | Connected | 07/01/2021 | 1.52 | 0 | 0 | 2.85 | 3 | 20/12/2016
2100041383850 | Ogmore Power Limited | Ebbw Vale, Land at Rassau Industrial Estate |  | 6th Floor 33 Holborn | London |  | EC1N 2HT | United Kingdom | 315110.925 | 212023.978 | Rassau G.S.P. | Ebbw Vale | 33kV connection | 33 | Western Power Distribution (South Wales) plc | Other | Other | No | 0 | 15.2 | 16 | [12 empty] | No | Connected | 07/01/2021 | 16 | 15.998 | 16.84 | 0.214 | 0.225 | 30/12/2016
1170000744209 | Kislingbury M1 Solar Limited | Kislingbury M1 Solar | 2nd Floor, | 2 City Place Beehive Ring Road | Gatwick | West Sussex | RH6 0PA | United Kingdom | 470220.253 | 257007.931 | GRENDON 132kV S STN | NORTHAMPTON WEST 33kV S STN | BANBURY LANE 33 11kV S STN | 11 | Western Power Distribution (East Midlands) plc | Solar | Photovoltaic | No | 0 | 3.724 | 3.92 | [12 empty] | No | Connected | 07/01/2021 | 3.92 | 3.724 | 3.92 | 0.048 | 0.05 | 22/03/2017
2200042682424 | Good Energy Development (No. 23) Limited | Newton Downs Farm Newton Downs, Newton Ferrers |  | Monkton Reach Monkton Hill | Chippenham | Wiltshire | SN15 1EE | United Kingdom | 255576.497 | 49618.497 | Abham S.G.P. | Plympton Bsp | 33kV connection | 33 | Western Power Distribution (South West) plc | Solar | Photovoltaic | No | 0 | 3.8 | 4 | [12 empty] | No | Connected | 07/01/2021 | 4 | 3.878 | 4.082 | 0.218 | 0.23 | 19/12/2016
2100041383831 | Mynydd Brombil Ltd | PORT TALBOT MYNYDD BROMBIL WIND FARM | C/O Reg White Limited | Beaufort Court Egg Farm Lane | Kings Langley | Hertfordshire | WD4 8LR | United Kingdom | 278922.398 | 188852.551 | Swansea North Grid | Briton Ferry Grid | 33kV connection | 33 | Western Power Distribution (South Wales) plc | Wind | Onshore wind turbines | No | 0 | 7.6 | 8 | [12 empty] | No | Connected | 07/01/2021 | 8 | 8 | 8.421 | 0.237 | 0.25 | 21/09/2016
1170000718779 | Exeter RP Limited | Exeter RP Ltd, STOR Site 1 | C/O Foresight Group Llp | The Shard 32 London Bridge Street | London |  | SE1 9SG | United Kingdom | 445544.132 | 342298.641 | WILLINGTON 132kV S STN | STANTON 33kV S STN | ILKESTON 33 11kV S STN | 11 | Western Power Distribution (East Midlands) plc | Other | Other | No | 0 | 6.65 | 7 | [12 empty] | No | Connected | 07/01/2021 | 7 | 6.65 | 7 | 0.142 | 0.15 | 22/12/2016
2100041416549 | Cenin Renewables Ltd | Drope Road Solar Farm St Georges Cardiff | Solcer House | Parc Stormy Stormy Down | Bridgend |  | CF33 4RS | United Kingdom | 310041.738 | 176070.85 | Upper Boat | Upper Boat Bsp | Morlanga | 11 | Western Power Distribution (South Wales) plc | Solar | Photovoltaic | No | 0 | 2.375 | 2.5 | [12 empty] | No | Connected | 07/01/2021 | 2.5 | 2.375 | 2.5 | 0.76 | 0.8 | 13/12/2016
2100041413548 | Michaelston Solar Limited | Michaelstone Solar Farm | Unit 9 | The Green, Easter Park Benyon Road | Reading |  | RG7 2PQ | United Kingdom | 323267.224 | 183723.448 | Cardiff East Grid | Cardiff East Grid Bsp | St Mellons | 11 | Western Power Distribution (South Wales) plc | Solar | Photovoltaic | No | 0 | 3.325 | 3.5 | [12 empty] | No | Connected | 07/01/2021 | 3.5 | 3.325 | 3.5 | 0.048 | 0.05 | 14/12/2016
1170000402956 | Spring Vale Holiday Park | Spring vale holiday park | C/O Charnwood Accountants | The Point Granite Way | Loughborough | Leicestershire | LE12 7TZ | United Kingdom | 470213.194 | 372514.253 | STAYTHORPE C 132kV S STN | CHECKERHOUSE 33kV S STN | BEVERCOTES 33 11kV S STN | 11 | Western Power Distribution (East Midlands) plc | Biomass | Other | No | 0 | 0.95 | 1 | [12 empty] | No | Connected | 07/01/2021 | 1 | 0.95 | 1 | 0.095 | 0.1 | 06/11/2014
2100041414142 | Lightsource SPV 131 Limited | CWMBRAN HENLLYS CWRT HENLLYS SOLAR PARK | 7th Floor | 33 Holborn Road | London |  | EC1N 2HT | United Kingdom | 325574.709 | 192104.302 | Uskmouth | Llantarnam | To be confirmed | 11 | Western Power Distribution (South Wales) plc | Solar | Photovoltaic | No | 0 | 4.019 | 4.23 | [12 empty] | No | Connected | 07/01/2021 | 4.23 | 4.019 | 4.23 | 0.067 | 0.07 | 07/12/2016
2100041415410 | Killan Solar CiC | Killan Fach Farm PV Site, Dunvant, Swansea | Y Felin Dwr Trust | Gower Heritage Centre Parkmill | Swansea |  | SA3 2EH | United Kingdom | 258486.009 | 194025.595 | Swansea North Grid | Swansea West Grid | Sketty Park | 11 | Western Power Distribution (South Wales) plc | Other | Other | No | 0 | 1.094 | 1.152 | [12 empty] | No | Connected | 07/01/2021 | 1.152 | 0.95 | 1 | 0.237 | 0.25 | 31/03/2017
2100041403683 | Nevern Power Limited | Ebbw Vale Waun Y Pound 2 | 6th Floor | 33 Holborn | London |  | EC1N 2HT | United Kingdom | 315719.289 | 210478.098 | Rassau G.S.P. | Ebbw Vale | 33kV connection | 33 | Western Power Distribution (South Wales) plc | Other | Other | No | 0 | 15.2 | 16 | [12 empty] | No | Connected | 07/01/2021 | 16 | 15.998 | 16.84 | 0.19 | 0.2 | 30/11/2016
2100041401792 | Clyne Power Ltd | Ebbw Vale Waun Y Pound 1 | Sixth Floor | 33 Holborn | London |  | EC1N 2HT | United Kingdom | 315902.606 | 211190.581 | Rassau G.S.P. | Rassau West 132/11kv S/S | 33kV connection | 33 | Western Power Distribution (South Wales) plc | Other | Other | No | 0 | 15.2 | 16 | [12 empty] | No | Connected | 07/01/2021 | 16 | 15.998 | 16.84 | 0.166 | 0.175 | 30/11/2016
1170000416346 | Biogen Uk Ltd | BIOGEN MEREVALE |  | Milton Parc | Milton Ernest | Bedfordshire | MK44 1YU | United Kingdom | 427986.856 | 297305.941 | LEA MARSTON 132kV S STN | TAMWORTH 33kV S STN | WOOD END 33 11kV S STN | 11 | Western Power Distribution (East Midlands) plc | Other | Other | Yes | 0 | 2.542 | 2.676 | [12 empty] | No | Connected | 07/01/2021 | 2.676 | 2.517 | 2.65 | 0.095 | 0.1 | 01/03/2015
2100041327882 | Margam Green Energy Limited | Western Wood Biomass 2 | Eversheds House | 70 Great Bridgewater Street | Manchester |  | M1 5ES | United Kingdom | 279198.373 | 186292.893 | Pyle Grid | 132kV connection | 132kV connection | 132 | Western Power Distribution (South Wales) plc | Biomass | Other | No | 0 | 46.512 | 48.96 | [12 empty] | No | Connected | 07/01/2021 | 48.96 | 41.8 | 44 | 3.8 | 4 | 23/09/2013
1470000697314 | PHOENIX HEALTHCARE DISTRIBUTION LTD | BIRMINGHAM, Unit 2 Eddison Road |  | HAMS HALL DISTRIBUTION PARK COLESHILL | BIRMINGHAM |  | B46 1DA | United Kingdom | 420348.736 | 291252.621 | LEA MARSTON 132kV S STN | HAMS HALL SOUTH 132kV S STN | Hams Hall South 132/11kVDUMMY |  | Western Power Distribution (West Midlands) plc | Solar | Photovoltaic | No | 0 | 1.898 | 1.9976 | [12 empty] | No | Connected | 07/01/2021 | 1.9976 | 0.237 | 0.25 | 0.95 | 1 | 31/12/2016
1470000697314 | PHOENIX HEALTHCARE DISTRIBUTION LTD | BIRMINGHAM, Unit 2 Eddison Road |  | HAMS HALL DISTRIBUTION PARK COLESHILL | BIRMINGHAM |  | B46 1DA | United Kingdom | 420348.736 | 291252.621 | LEA MARSTON 132kV S STN | HAMS HALL SOUTH 132kV S STN | Hams Hall South 132/11kVDUMMY |  | Western Power Distribution (West Midlands) plc | Other | Other | No | 0 | 0 | 0 | [12 empty] | No | Connected | 07/01/2021 | 0 | 0.237 | 0.25 | 0.95 | 1 | N/A
2200042043792 | The Blue Sea Food Company Ltd | Paignton - 19-20 Woodview Road |  | Wessex House Teign Road | Newton Abbot | Devon | TQ12 4AA | United Kingdom | 287411.438 | 58189.514 | Abham S.G.P. | Paignton Bsp | Churston |  | Western Power Distribution (South West) plc | Solar | Photovoltaic | No | 0 | 0.199 | 0.21 | [12 empty] | No | Connected | 07/01/2021 | 0.21 | 0.195 | 0.205 | 0.95 | 1 | 01/10/2011
1170000535540 | Sibelco UK Limited | Matlock, Brassington, Manystones Lane |  | Brookside Hall Congleton Road | Sandbach | Cheshire | CW11 4TF | United Kingdom | 424908.55 | 355031.589 | WILLINGTON 132kV S STN | WINSTER 33kV S STN | LONGCLIFFE 33 11kV S STN | 11 | Western Power Distribution (East Midlands) plc | Wind | Onshore wind turbines | No | 0 | 1.425 | 1.5 | [12 empty] | No | Connected | 07/01/2021 | 1.5 | 1.425 | 1.5 | 2.47 | 2.6 | 26/09/2016
1170000606581 | Wel Solar Park 20 Limited | Woodhouse Fields Solar Farm Rocester | Unit 5e Park Farm | Chichester Road | Arundel | West Sussex | BN18 0AG | United Kingdom | 408741.204 | 339126.926 | WILLINGTON 132kV S STN | UTTOXETER 33kV S STN | ROCESTER 33 11kV S STN | 11 | Western Power Distribution (East Midlands) plc | Solar | Photovoltaic | No | 0 | 3.943 | 4.15 | [12 empty] | No | Connected | 07/01/2021 | 4.15 | 3.943 | 4.15 | 0.142 | 0.15 | 01/02/2016
1170000559790 | Willows Farm Solar Ltd | The Willows Solar Farm, Dove Walk, Uttoxeter | 2nd Floor | 2 City Place Beehive Ring Road | Gatwick | West Sussex | RH6 0PA | United Kingdom | 410695.004 | 333400.432 | WILLINGTON 132kV S STN | UTTOXETER 33kV S STN | CHURCH ST 33 11kV S STN | 11 | Western Power Distribution (East Midlands) plc | Solar | Photovoltaic | No | 0 | 3.724 | 3.92 | [12 empty] | No | Connected | 07/01/2021 | 3.92 | 3.724 | 3.92 | 0.048 | 0.05 | 01/03/2017
2100041172242 | Oakdale Wind Farm Limited | CRUMLIN, PEN-Y-FAN IND EST, PLATEAU 1, WIND TURBINES | 1 | Tudor Street | London |  | EC4Y 0AH | United Kingdom | 319453.494 | 200065.548 | Rassau G.S.P. | Crumlin | Crumlin Primary | 11 | Western Power Distribution (South Wales) plc | Wind | Onshore wind turbines | No | 0 | 3.8 | 4 | [12 empty] | No | Connected | 07/01/2021 | 4 | 3.895 | 4.1 | 0.095 | 0.1 | 02/12/2013
None | Conrad (Dowlais) Limited | Dowlais STOR East, Pengarnddu Industrial Estate, Merthyr Tydfil, |  | Suites D&E Windrush Court Blacklands Way | Abingdon |  | OX14 1SY | United Kingdom | 307184.967 | 208804.795 | Upper Boat | Dowlais Grid | 33kV connection | 33 | Western Power Distribution (South Wales) plc | Other | Other | No | 0 | 19.578 | 20.608 | [12 empty] | No | Connected | 07/01/2021 | 20.608 | 20.88 | 21.979 | 0.38 | 0.4 | 31/10/2016
2100041346885 | UK Capacity Reserve Limited | Traston Road STOR, Newport | 6th Floor | Radcliffe House Blenheim Court | Solihull |  | B91 2AA | United Kingdom | 333063.784 | 185722.109 | Uskmouth | Newport South | 33kV connection | 33 | Western Power Distribution (South Wales) plc | Other | Other | No | 0 | 19 | 20 | [12 empty] | No | Connected | 07/01/2021 | 20 | 19.997 | 21.05 | 0.19 | 0.2 | 26/10/2016
2100041346900 | UK Capacity Reserve Limited | Tonypandy STOR, Off Llwynpia Road | 6th Floor | Radcliffe House Blenheim Court | Solihull |  | B91 2AA | United Kingdom | 299398.361 | 193176.192 | Upper Boat | Upper Boat Bsp | 33kV connection | 33 | Western Power Distribution (South Wales) plc | Other | Other | No | 0 | 17.1 | 18 | [12 empty] | No | Connected | 07/01/2021 | 18 | 19.95 | 21 | 0.19 | 0.2 | 22/10/2016
1170000427180 | Airvolution Energy (Airfield) Limited | Airfield Farm | Palladium House | 1-4 Argyll Street | London |  | W1F 7TA | United Kingdom | 494832.107 | 260191.557 | GRENDON 132kV S STN | WELLINGBOROUGH 33kV S STN | 33kV connection | 33 | Western Power Distribution (East Midlands) plc | Wind | Onshore wind turbines | No | 0 | 8.123 | 8.55 | [12 empty] | No | Connected | 07/01/2021 | 8.55 | 8.55 | 9 | 0.19 | 0.2 | 01/11/2016
2200042643258 | Marks And Spencer plc | Cribbs Causeway - BRISTOL |  | 35 North Wharf Road | LONDON |  | W2 1NW | United Kingdom | 358913.108 | 180733.804 | Iron Acton S.G.P. | Bradley Stoke Bsp | Cribbs Causeway | 11 | Western Power Distribution (South West) plc | Other | Other | No | 0 | 0.76 | 0.8 | [12 empty] | No | Connected | 07/01/2021 | 0.8 | 0.76 | 0.8 | 1.045 | 1.1 | 01/10/2016
2200042460640 | Avara Avlon Pharma Services Limited | AVLON WORKS, SEVERN ROAD, HALLEN, BRISTOL |  | Avlon Works Severn Road Hallen | Bristol |  | BS10 7ZE | United Kingdom |  |  | Iron Acton S.G.P. | Seabank Bsp | Astrazeneca | 11 | Western Power Distribution (South West) plc | Other | Other | No | 0 | 3.325 | 3.5 | [12 empty] | No | Connected | 07/01/2021 | 3.5 | 0.475 | 0.5 | 4.75 | 5 | 23/02/2010
1170000713479 | BLISWORTH SOLAR LIMITED | Blisworth Hill PV Farm | Ancala Partners Llp | 40 Gracechurch Street | London |  | EC3V 0BT | United Kingdom | 473777 | 252324.5 | GRENDON 132kV S STN | NORTHAMPTON 33kV S STN | ROADE 33 11kV S STN | 11 | Western Power Distribution (East Midlands) plc | Solar | Photovoltaic | No | 0 | 2.85 | 3 | [12 empty] | No | Connected | 07/01/2021 | 3 | 2.85 | 3 | 0.048 | 0.05 | 11/10/2016
2200042711378 | University of the West of England | UWE 11kv Feeds Hewlett Packard Primary | Estates Department | Coldharbour Lane Frenchay | BRISTOL |  | BS16 1QY | United Kingdom |  |  | Iron Acton S.G.P. | Lockleaze Bsp 132kv | Hewlett Packard | 11 | Western Power Distribution (South West) plc | Other | Other | No | 0 | 1.193 | 1.2563 | [12 empty] | No | Connected | 07/01/2021 | 1.2563 | 0.427 | 0.45 | 4.75 | 5 | 09/10/2014
1170000740844 | George Eliot Hospital NHS Trust | GEORGE ELIOT HOSPITAL |  | College Street | Nuneaton | Warwickshire | CV10 7DJ | United Kingdom | 435710.573 | 290695.885 | COVENTRY 132kV S STN | NUNEATON 33kV S STN | NUNEATON 11kV S STN | 11 | Western Power Distribution (East Midlands) plc | Other | Other | No | 0 | 1.144 | 1.204 | [12 empty] | No | Connected | 07/01/2021 | 1.204 | 1.14 | 1.2 | 1.33 | 1.4 | 18/06/2014
None | Viridis 178 Limited | Redfield Road 2 STOR |  | Ts2 Pinewood Business Park Coleshill Road | Birmingham |  | B37 7HG | United Kingdom | 456418.583 | 337506.969 | RATCLIFFE ON SOAR 132kV S STN | NOTTINGHAM 33kV S STN | 33kV connection | 33 | Western Power Distribution (East Midlands) plc | Other | Other | No | 0 | 0 | 0 | [12 empty] | No | Connected | 07/01/2021 | 0 | 19.836 | 20.88 | 0.19 | 0.2 | N/A
2100041391363 | Dwr Cymru Welsh Water | Sewage Works Port Tennant | Nelson Offices | Pentwyn Road Nelson | Treharris | Mid Glamorgan | CF46 6LY | United Kingdom | 268901.738 | 192975.684 | Swansea North Grid | Tir John Power Station | Swansea Waterfront | 11 | Western Power Distribution (South Wales) plc | Wind | Onshore wind turbines | No | 0 | 0.855 | 0.9 | [12 empty] | No | Connected | 07/01/2021 | 0.9 | 0.855 | 0.9 | 1.905 | 2.005 | 22/09/2016
1170000736704 | Manufacturing Technology Centre Limited | COVENTRY, ARC PILOT WAY |  | Pilot Way Ansty Park | Coventry |  | CV7 9JU | United Kingdom | 440835.626 | 281547.349 | COVENTRY 132kV S STN | COVENTRY NORTH 33kV S STN | WALSGRAVE 33 11kV S STN | 11 | Western Power Distribution (East Midlands) plc | Solar | Photovoltaic | No | 0 | 0.162 | 0.17 | [12 empty] | No | Connected | 07/01/2021 | 0.17 | 0.162 | 0.17 | 1.9 | 2 | 01/10/2016
1170000736769 | NE Energy One Limited | Newstead & Annesley Wind Turbine | 4 Vimy Court | Vimy Road | Leighton Buzzard | Bedfordshire | LU7 1FG | United Kingdom | 452525.335 | 353471.204 | CHESTERFIELD 132kV S STN | ANNESLEY 33kV S STN | ANNESLEY (KIRKBY) 11kV S STN | 11 | Western Power Distribution (East Midlands) plc | Wind | Onshore wind turbines | No | 0 | 1.52 | 1.6 | [12 empty] | No | Connected | 07/01/2021 | 1.6 | 1.52 | 1.6 | 0.067 | 0.07 | 12/12/2016
1470000675161 | Cargill Meats Europe | ANIMAL FEED MILL | Sun Valley Foods Ltd | Business Park Sofia Mladost 4, Building 1b | Po Box 11 | Sofia 1766 |  | United Kingdom | 346328.63 | 233740.399 | BISHOPS WOOD 132kV S STN | HEREFORD 66kV S STN | HEREFORD SOUTH 66 11kV S STN | 11 | Western Power Distribution (West Midlands) plc | Biomass | Other | No | 0 | 0.251 | 0.264 | [12 empty] | No | Connected | 07/01/2021 | 0.264 | 0.304 | 0.32 | 1.805 | 1.9 | 01/02/2017
None | Conrad (Trafalgar Park) Limited | Trafalgar Park Gas Peaking |  | Suites D&E Windrush Court Blacklands Way | Abingdon |  | OX14 1SY | United Kingdom | 435466.671 | 332815.293 | WILLINGTON 132kV S STN | DERBY SOUTH 33kV S STN | 33kV connection | 33 | Western Power Distribution (East Midlands) plc | Other | Other | No | 0 | 12.941 | 13.6224 | [12 empty] | No | Connected | 07/01/2021 | 13.6224 | 13.224 | 13.92 | 0.57 | 0.6 | 01/10/2016
1170000722701 | French Farm Ltd | CROWLAND, French Farm Wind Farm | C/O Reg White Limited | Beaufort Court Egg Farm Lane | Kings Langley | Hertfordshire | WD4 8LR | United Kingdom | 528580.465 | 309147.581 | WALPOLE 132kV S STN | SPALDING CLAY LAKE 33kV S STN | 33kV connection | 33 | Western Power Distribution (East Midlands) plc | Wind | Onshore wind turbines | No | 0 | 3.99 | 4.2 | [12 empty] | No | Connected | 07/01/2021 | 4.2 | 3.99 | 4.2 | 0.071 | 0.075 | 23/09/2016
2100041345419 | Awel Y Gwrhyd C.I.C | Ammanford Mynydd Y Gwrhyd Wind Farm |  | 76-78 Heol Gwilym Cwmllynfell | Swansea |  | SA9 2GN | United Kingdom | 272634.378 | 210675.32 | Swansea North Grid | Ystradgynlais Grid | 33kV connection | 33 | Western Power Distribution (South Wales) plc | Wind | Onshore wind turbines | No | 0 | 4.465 | 4.7 | [12 empty] | No | Connected | 07/01/2021 | 4.7 | 4.465 | 4.7 | 0.095 | 0.1 | 28/11/2016
2200042620214 | WSE Huntspill Level Limited | Withy Drove, East Huntspill, Somerset |  | 1 Lumley Street | London |  | W1K 6TT | United Kingdom | 332582.093 | 143401.032 | Bridgwater S.G.P. | Bridgwater Grid Bsp | 33kV connection | 33 | Western Power Distribution (South West) plc | Solar | Photovoltaic | No | 0 | 3.876 | 4.08 | [12 empty] | No | Connected | 07/01/2021 | 4.08 | 4.08 | 4.2947 | 0.095 | 0.1 | 20/09/2016
1470000672825 | Montgomeryshire Natural Spring Water Co | Montgomery Natural Spring Water |  | Churchstoke | Montgomeryshire |  | SY15 6AR | United Kingdom | 328078.468 | 293693.19 | SHREWSBURY 132kV S STN | Shrewsbury 132/33kVDUMMY | PRIESTWESTON 33 11kV S STN | 11 | Western Power Distribution (West Midlands) plc | Solar | Photovoltaic | No | 0 | 0.237 | 0.25 | [12 empty] | No | Connected | 07/01/2021 | 0.25 | 0.237 | 0.25 | 1.235 | 1.3 | 22/09/2016
1170000728076 | Manufacturing Technology Centre Limited | COVENTRY, AMTC PILOT WAY |  | Pilot Way Ansty Park | Coventry |  | CV7 9JU | United Kingdom | 440639.226 | 281717.279 | COVENTRY 132kV S STN | COVENTRY NORTH 33kV S STN | ANSTY 33 11kV S STN |  | Western Power Distribution (East Midlands) plc | Solar | Photovoltaic | No | 0 | 0.091 | 0.096 | [12 empty] | No | Connected | 07/01/2021 | 0.096 | 0.091 | 0.096 | 0.95 | 1 | 01/10/2016
2199989612801 | Dwr Cymru Welsh Water | Elan Non-Nffo Facility |  | Pentwyn Road | Nelson | Mid Glamorgan | CF46 6LY | United Kingdom |  |  | Rassau G.S.P. | Abergavenny | Rhayader | 11 | Western Power Distribution (South Wales) plc | Hydro (to be confirmed) | Hydro power system | No | 0 | 1.235 | 1.3 | [12 empty] | No | Connected | 07/01/2021 | 1.3 | 0.997 | 1.05 | 0.024 | 0.025 | 10/03/1997
2100041329899 | Short Bros Homes Limited | DURA PARK BYNEA YSPITTY ROAD LLANELLI |  | 28 Kelston Road Whitchurch | Cardiff |  | CF14 2AJ | United Kingdom | 255615.508 | 198605.709 | Swansea North Grid | Trostre Grid | Maesarddafen | 11 | Western Power Distribution (South Wales) plc | Solar | Photovoltaic | No | 0 | 1.045 | 1.1 | [12 empty] | No | Connected | 07/01/2021 | 1.1 | 1.045 | 1.1 | 0.285 | 0.3 | 19/12/2015
1470000668085 | Crompton Technology Group Limited (CTG) | Crompton Technology Group Limited | 1 Fore Business Park | Huskisson Way Stratford Road | Shirley | West Midlands | B90 4SS | United Kingdom | 447308.91 | 240870.786 | EAST CLAYDON 132KV S STN | BANBURY 132kV S STN | Banbury 132/11kVDUMMY | 11 | Western Power Distribution (West Midlands) plc | Solar | Photovoltaic | No | 0 | 0.475 | 0.5 | [12 empty] | No | Connected | 07/01/2021 | 0.5 | 0.475 | 0.5 | 1.14 | 1.2 | 30/09/2016
1470000666325 | Westland Nurseries (Offenham) Ltd | Westland Nurseries (Offenham) Ltd |  | Station Road Offenham | EVESHAM | Worcestershire | WR11 8LW | United Kingdom |  |  | To be confirmed | To be confirmed | To be confirmed | 11 | Western Power Distribution (West Midlands) plc | Other | Other | Yes | 0 | 0.95 | 1 | [12 empty] | No | Connected | 07/01/2021 | 1 | 0.95 | 1 | 1.805 | 1.9 | 01/10/2016
2200042679608 | Attune Energy Limited | Tamerton Bridge STOR Generator, Ernesettle Lane, Ernesettle, Plymouth, |  | 27-28 Eastcastle Street | London |  | W1W 8DH | United Kingdom | 244730.951 | 60261.794 | Landulph S.G.P. | Ernesettle Bsp | 33kV connection | 33 | Western Power Distribution (South West) plc | Other | Other | No | 0 | 18.24 | 19.2 | [12 empty] | No | Connected | 07/01/2021 | 19.2 | 19.999 | 21.052 | 0.19 | 0.2 | 01/09/2016
None | Conrad (Water Lane) Limited | Land at the end of Water Lane, Exeter, EX2 8EE |  | Suites D&E Windrush Court Blacklands Way | Abingdon |  | OX14 1SY | United Kingdom | 292221.684 | 91412.863 | Exeter Main S.G.P. | Exeter City Bsp | 33kV connection | 33 | Western Power Distribution (South West) plc | Other | Other | No | 0 | 19.115 | 20.121 | [12 empty] | No | Connected | 07/01/2021 | 20.121 | 19.836 | 20.88 | 0.19 | 0.2 | 15/08/2016
1470000638620 | Warwickshire Community Energy C.I.C. | Poplars Drayton Manor Farm | The Green | Easter Park Benyon Road | Reading | Berkshire | RG7 2PQ | United Kingdom | 415871.562 | 254716.677 | FECKENHAM 66 11kV S STN | Feckenham 66/11kVDUMMY | Drayton Farm North 66/11kV | 11 | Western Power Distribution (West Midlands) plc | Solar | Photovoltaic | No | 0 | 5.138 | 5.408 | [12 empty] | No | Connected | 07/01/2021 | 5.408 | 3.998 | 4.208 | 0.048 | 0.05 | 01/09/2016
2100041339708 | Bryn Recycling Limited | Bryn Recycling Gelliargwellt Farm Bryn Quarry Gelligaer Hengoed |  | Gelliargwellt Farm Gelligaer | Hengoed |  | CF82 8FY | United Kingdom | 312434.803 | 196675.745 | Rassau G.S.P. | Pengam Grid Bsp | Pengam Grid | 11 | Western Power Distribution (South Wales) plc | Other | Other | No | 0 | 1.282 | 1.35 | [12 empty] | No | Connected | 07/01/2021 | 1.35 | 0.95 | 1 | 0.237 | 0.25 | 20/11/2015
2100041330900 | Lightsource SPV 20 Limited | Langton Farm | 7th Floor | 33 Holborn | London |  | EC1N 2HU | United Kingdom | 194302.789 | 233649.147 | Pembroke Power Station | Haverfordwest Grid | Fishguard | 11 | Western Power Distribution (South Wales) plc | Solar | Photovoltaic | No | 0 | 2.755 | 2.9 | [12 empty] | No | Connected | 07/01/2021 | 2.9 | 2.812 | 2.96 | 0.028 | 0.03 | 02/12/2015
1470000638499 | Lucern Solar C.I.C. | Lucern Solar Drayton Farm Stratford |  | Weights Farm Weights Lane | Redditch |  | B69 6RG | United Kingdom | 415073.446 | 255608.806 | FECKENHAM 66 11kV S STN | Feckenham 66/11kVDUMMY | Drayton Farm North 66/11kV | 11 | Western Power Distribution (West Midlands) plc | Solar | Photovoltaic | No | 0 | 4.743 | 4.993 | [12 empty] | No | Connected | 07/01/2021 | 4.993 | 4.743 | 4.993 | 0.997 | 1.05 | 01/09/2016
1470000638709 | The Oaks Solar C.I.C. | The Oaks Drayton Farm Stratford upon Avon |  | Weights Farm Weights Lane | Redditch |  | B69 6RG | United Kingdom | 415392.416 | 255323.595 | FECKENHAM 66 11kV S STN | Feckenham 66/11kVDUMMY | Drayton Farm North 66/11kV | 11 | Western Power Distribution (West Midlands) plc | Solar | Photovoltaic | No | 0 | 4.743 | 4.993 | [12 empty] | No | Connected | 07/01/2021 | 4.993 | 4.743 | 4.993 | 0.997 | 1.05 | 01/09/2016
2200042657720 | Pendle Renewable Power Limited | Pengelly Anaerobic Digestion Facility |  | Beeston Lodge Beeston Lane, Spixworth | Norwich |  | NR10 3TN | United Kingdom | 161519.728 | 32190.044 | Indian Queens S.G.P. | Hayle Bsp | Wheal Reeth | 11 | Western Power Distribution (South West) plc | Biomass | Other | No | 0 | 0.948 | 0.998 | [12 empty] | No | Connected | 07/01/2021 | 0.998 | 0.95 | 1 | 0.19 | 0.2 | 23/06/2016
1470000629350 | Alkane Energy CM Limited | TELFORD ENERGY PARK HALESFIELD 23 | Edwinstowe House | High Street | Edwinstowe | Nottinghamshire | NG21 9PR | United Kingdom | 371556 | 306027.743 | IRONBRIDGE 132kV S STN | IRONBRIDGE 132 33kV S STN | HALESFIELD 33 11kV S STN | 11 | Western Power Distribution (West Midlands) plc | Other | Other | No | 0 | 3.878 | 4.082 | [12 empty] | No | Connected | 07/01/2021 | 4.082 | 3.878 | 4.082 | 0.048 | 0.05 | 01/09/2016
1470000633082 | GRANVILLE ROAD SOLAR LIMITED | TELFORD GRANVILLE ROAD SOLAR FARM | Ancala Partners Llp | 40 Gracechurch Street | London |  | EC3V 0BT | United Kingdom | 372290.306 | 313199.289 | IRONBRIDGE 132kV S STN | KETLEY 132kV S STN | DONNINGTON 33 11kV S STN | 11 | Western Power Distribution (West Midlands) plc | Solar | Photovoltaic | No | 0 | 4.847 | 5.102 | [12 empty] | No | Connected | 07/01/2021 | 5.102 | 4.847 | 5.102 | 0.106 | 0.112 | 08/08/2016
1470000638587 | West Midlands Community Energy C.I.C. | The Willows Drayton Farm Stratford Upon Avon | The Green | Easter Park Benyon Road | Reading | Berkshire | RG7 2PQ | United Kingdom | 415796.002 | 254678.005 | FECKENHAM 66 11kV S STN | Feckenham 66/11kVDUMMY | Drayton Farm North 66/11kV | 11 | Western Power Distribution (West Midlands) plc | Solar | Photovoltaic | No | 0 | 4.954 | 5.215 | [12 empty] | No | Connected | 07/01/2021 | 5.215 | 3.814 | 4.015 | 0.048 | 0.05 | 21/08/2016
1460002255564 | Bristol Water plc | Purton Pumping Station |  | Bridgwater Road | BRISTOL |  | BS13 7AT | United Kingdom | 369984.283 | 203478.937 | IRON ACTON 132kV S STN | RYEFORD 132kV S STN | BERKELEY 33 11kV S STN | 11 | Western Power Distribution (West Midlands) plc | Solar | Photovoltaic | No | 0 | 0.863 | 0.908 | [12 empty] | No | Connected | 07/01/2021 | 0.908 | 0.76 | 0.8 | 7.41 | 7.8 | 29/07/2011
1470000653594 | Sun and Soil Renewable 16 Limited | ABBOTS MORTON Morton Wood Solar Plant |  | 9-10 Staple Inn 2nd Floor | Holborn | London | WC1V 7QH | United Kingdom | 403349.07 | 253266.601 | FECKENHAM 66 11kV S STN | Feckenham 66/11kVDUMMY | BEVINGTON 66 11kV S STN | 11 | Western Power Distribution (West Midlands) plc | Solar | Photovoltaic | No | 0 | 4.351 | 4.58 | [12 empty] | No | Connected | 07/01/2021 | 4.58 | 4.351 | 4.58 | 0.142 | 0.15 | 01/10/2016
2200041253506 | Wind Energy Renewables LLP | TORRINGTON DARRACOTT MOOR WINDFARM | 6th Floor | 338 Euston Road | London |  | NW1 3BG | United Kingdom | 251342.928 | 121333.436 | Alverdiscott S.G.P. | Barnstaple Bsp | 33kV connection | 33 | Western Power Distribution (South West) plc | Wind | Onshore wind turbines | No | 0 | 2.422 | 2.55 | [12 empty] | No | Connected | 07/01/2021 | 2.55 | 2.422 | 2.55 | 0.133 | 0.14 | 01/04/2011
1160001059394 | B&Q plc | WORKSOP, Old Manton Colliery | B & Q House | Chestnut Avenue Chandlers Ford | EASTLEIGH | Hampshire | SO53 3LE | United Kingdom | 460344.133 | 377880.576 | WEST BURTON 132kV S STN | WORKSOP 33kV S STN | MANTON 33 11kV S STN | 11 | Western Power Distribution (East Midlands) plc | Wind | Onshore wind turbines | No | 0 | 1.9 | 2 | [12 empty] | No | Connected | 07/01/2021 | 2 | 1.9 | 2 | 1.425 | 1.5 | 30/01/2009
1170000675089 | Noble Foods Limited | LONG BELT FARM |  | Cotswold Farm Standlake | Witney | Oxfordshire | OX29 7RB | United Kingdom |  |  | CHESTERFIELD 132kV S STN | CLIPSTONE 33kV S STN | BILSTHORPE 33 11kV S STN | 11 | Western Power Distribution (East Midlands) plc | Biomass | Other | No | 0 | 0.475 | 0.5 | [12 empty] | No | Connected | 07/01/2021 | 0.5 | 0.475 | 0.5 | 1.007 | 1.06 | 01/08/2016
1470000542842 | UK Capacity Reserve Limited | Uk Capacity Reserve Ltd | 6th Floor | Radcliffe House Blenheim Court | Solihull |  | B91 2AA | United Kingdom | 381985.83 | 215870.39 | PORT HAM 132kV S STN | CASTLE MEADS 33kV S STN | 33kV connection | 33 | Western Power Distribution (West Midlands) plc | Other | Other | No | 0 | 19 | 20 | [12 empty] | No | Connected | 07/01/2021 | 20 | 19 | 20 | 0.024 | 0.025 | 01/08/2016
2200042602298 | Den Brook Energy Limited | Den Brook Wind Farm, Crook Burnell Farm, North Tawton |  | Beaufort Court, Egg Farm Lane, | Kings Langley, | Hertfordshire | WD4 8LR | United Kingdom | 268932.463 | 99999.01 | Alverdiscott S.G.P. | North Tawton Bsp | 33kV connection | 33 | Western Power Distribution (South West) plc | Wind | Onshore wind turbines | No | 0 | 17.1 | 18 | [12 empty] | No | Connected | 07/01/2021 | 18 | 17.955 | 18.9 | 0.176 | 0.185 | 25/08/2016
1470000644828 | Pickstock Telford Ltd | TELFORD, Hortonwood 45 |  | 45 Hortonwood | Oswestry | Shropshire | TF1 7FA | United Kingdom | 368179.288 | 314112.172 | IRONBRIDGE 132kV S STN | Ironbridge 400/132kV | HORTONWOOD 132 11kV S STN | 11 | Western Power Distribution (West Midlands) plc | Biofuel landfill gas | Gas turbine (OCGT) | No | 0 | 0.5 | 0.526 | [12 empty] | No | Connected | 07/01/2021 | 0.526 | 0.5 | 0.526 | 1.14 | 1.2 | 25/07/2016
2100041355198 | Rhewl Solar Farm Community CIC | Rhewl Farm Solar Park, Chepstow, Shirenewton |  | 111 Buckingham Palace Road | London |  | SW1W 0SR | United Kingdom | 349513.902 | 192910.571 | Uskmouth | Sudbrook | 33kV connection | 33 | Western Power Distribution (South Wales) plc | Solar | Photovoltaic | No | 0 | 5.693 | 5.9926 | [12 empty] | No | Connected | 07/01/2021 | 5.9926 | 5.7 | 6 | 0.095 | 0.1 | 27/06/2016
1170000671109 | Deepdale Farm Solar Ltd | Deepdale Solar Farm |  | C/O 51 Lincoln's Inn Fields | London |  | WC2A 3NA | United Kingdom | 507701.596 | 349263.642 | BICKER FEN 132kV S STN | SLEAFORD 33kV S STN | 33kV connection | 33 | Western Power Distribution (East Midlands) plc | Solar | Photovoltaic | No | 0 | 3.705 | 3.9 | [12 empty] | No | Connected | 07/01/2021 | 3.9 | 3.705 | 3.9 | 0.048 | 0.05 | 29/06/2016
2100041320673 | SPF Roberts Wall Limited | Roberts Wall Solar Park | 8 | Peerglow Centre Marsh Lane | Ware | Hertfordshire | SG12 9QL | United Kingdom | 210136.72 | 200490.832 | Pembroke Power Station | Haverfordwest Grid | Tenby | 11 | Western Power Distribution (South Wales) plc | Solar | Photovoltaic | No | 0 | 1.862 | 1.96 | [12 empty] | No | Connected | 07/01/2021 | 1.96 | 1.961 | 2.064 | 0.048 | 0.05 | 23/12/2015
2100041363427 | Manor Solar 2 Limited | ABERGAVENNY Manor Farm Solar Park |  | 16 Great Queen Street Covent Garden | London |  | WC2B 5AH | United Kingdom | 336558.216 | 215287.687 | Rassau G.S.P. | Abergavenny | Monmouth | 6.6 | Western Power Distribution (South Wales) plc | Solar | Photovoltaic | No | 0 | 7.315 | 7.7 | [12 empty] | No | Connected | 07/01/2021 | 7.7 | 7.315 | 7.7 | 0.095 | 0.1 | 30/06/2016
2200042614113 | Peak Gen Power Ltd | Yeoford Way Exeter MAKRO | Gables Lodge | 62 Kenilworth Road | Leamington Spa |  | CV32 6JX | United Kingdom | 293151.902 | 89535.687 | Exeter Main S.G.P. | Exeter City Bsp | 33kV connection | 33 | Western Power Distribution (South West) plc | Other | Other | No | 0 | 19 | 20 | [12 empty] | No | Connected | 07/01/2021 | 20 | 19.389 | 20.41 | 0.475 | 0.5 | 14/06/2016
1170000612051 | Shortheath Solar Park Ltd | Shortheath Solar Farm, Overseal | Milton Gate | 60 Chiswell Street | London |  | EC1Y 4AG | United Kingdom | 430115.72 | 314602.285 | DRAKELOW 132kV | GRESLEY 33kV S STN | MOIRA 33 11kV S STN | 11 | Western Power Distribution (East Midlands) plc | Solar | Photovoltaic | No | 0 | 3.933 | 4.14 | [12 empty] | No | Connected | 07/01/2021 | 4.14 | 4.75 | 5 | 0.048 | 0.05 | 01/07/2016
2200042637894 | Verdant Community Energy C.I.C. | Wick Farm West, Brean Road, Lympsham BS24 0HD |  | Woodwater House Pynes Hill | Exeter | Devon | EX2 5WR | United Kingdom | 331604.49 | 154207.259 | Seabank Sgp | Weston Bsp 132kv | 33kV connection | 33 | Western Power Distribution (South West) plc | Solar | Photovoltaic | No | 0 | 3.363 | 3.54 | [12 empty] | No | Connected | 07/01/2021 | 3.54 | 3.363 | 3.54 | 0.048 | 0.05 | 22/06/2016
1470000621955 | Sheriffhales Solar Community Interest Company | Sheriffhales CIC | 7th Floor | 33 Holborn | London |  | EC1N 2HU | United Kingdom | 374816.882 | 312499.623 | IRONBRIDGE 132kV S STN | KETLEY 132kV S STN | 33kV connection | 33 | Western Power Distribution (West Midlands) plc | Solar | Photovoltaic | No | 0 | 2.517 | 2.65 | [12 empty] | No | Connected | 07/01/2021 | 2.65 | 2.517 | 2.65 | 0.026 | 0.027 | 24/06/2016
1170000325292 | Winwick Wind Farm Limited | Winwick Wind Farm |  | 6th Floor Blackfriars House The Parsonage | Manchester |  | M3 2JA | United Kingdom | 464004.106 | 274693.111 | COVENTRY 132kV S STN | DAVENTRY 33KV S STN | 33kV connection | 33 | Western Power Distribution (East Midlands) plc | Wind | Onshore wind turbines | No | 0 | 11.685 | 12.3 | [12 empty] | No | Connected | 07/01/2021 | 12.3 | 11.685 | 12.3 | 0.261 | 0.275 | 09/06/2016
1170000641293 | Basin Bridge Solar Limited | Stoke Golding, Basin Bridge Lane, Basin Bridge Solar Farm | C/O Foresight Group | The Shard 32 London Bridge Street | London |  | SE1 9SG | United Kingdom | 439603.818 | 296098.955 | COVENTRY 132kV S STN | HINCKLEY 33kV S STN | MIDDLEFIELD 33 11kV S STN | 11 | Western Power Distribution (East Midlands) plc | Solar | Photovoltaic | No | 0 | 3.8 | 4 | [12 empty] | No | Connected | 07/01/2021 | 4 | 3.8 | 4 | 0.016 | 0.017 | 31/07/2016
2100041327907 | Larigan Power Limited | Pontyclun Larigan Power | 6th Floor | 33 Holborn | London |  | EC1N 2HT | United Kingdom |  |  | Upper Boat | Pontyclun Primary | Pontyclun 132/11kV | 11 | Western Power Distribution (South Wales) plc | Other | Other | No | 0 | 21.584 | 22.72 | [12 empty] | No | Connected | 07/01/2021 | 22.72 | 15.998 | 16.84 | 0.902 | 0.95 | 27/05/2016
1170000579254 | Kappa Solar Limited | LANGAR, Langar Farm |  | 2 Queen Caroline Street Hammersmith | London |  | W6 9DX | United Kingdom | 470639.531 | 334144.12 | RATCLIFFE ON SOAR 132kV S STN | WILLOUGHBY 33kV S STN | 33kV connection | 33 | Western Power Distribution (East Midlands) plc | Solar | Photovoltaic | No | 0 | 7.6 | 8 | [12 empty] | No | Connected | 07/01/2021 | 8 | 7.6 | 8 | 0.057 | 0.06 | 08/12/2015
1130000083449 | Yorkshire Water Services Limited | Old Whittington Station Lane | Western House | Halifax Road | Bradford | West Yorkshire | BD6 2SZ | United Kingdom | 439175.794 | 374551.457 | CHESTERFIELD 132kV S STN | CHESTERFIELD 33kV S STN | SHEEPBRIDGE 6 6kV S STN | 11 | Western Power Distribution (East Midlands) plc | Wind | Onshore wind turbines | No | 0 | 0.475 | 0.5 | [12 empty] | No | Connected | 07/01/2021 | 0.5 | 1.058 | 1.114 | 1.045 | 1.1 | 01/08/2016
1470000622267 | Marks And Spencer plc | Wolstanton Retail Park |  | 35 North Wharf Road | LONDON |  | W2 1NW | United Kingdom | 385940.659 | 348156.765 | Cellarhead 132kV | NEWCASTLE 132kV S STN | Newcastle 132/11kVDUMMY | 11 | Western Power Distribution (West Midlands) plc | Other | Other | No | 0 | 0.363 | 0.382 | [12 empty] | No | Connected | 07/01/2021 | 0.382 | 0.363 | 0.382 | 1.14 | 1.2 | 01/07/2016
1170000662140 | William Corbett Farms Ltd | ATHERSTONE, Austrey House Farm AD Plant |  | Cottage Farm Norton Juxta | Twycross | Warwickshire | CV9 3QH | United Kingdom | 430201.565 | 305333.67 | LEA MARSTON 132kV S STN | TAMWORTH 33kV S STN | POLESWORTH 33 11kV S STN | 11 | Western Power Distribution (East Midlands) plc | Other | Other | Yes | 0 | 0.95 | 1 | [12 empty] | No | Connected | 07/01/2021 | 1 | 0.95 | 1 | 0.19 | 0.2 | 01/06/2016
1170000660905 | Equitix ESI CHP (Sheffield ) Limited | Holbrook Community Renewable Energy Centre | Welken House | 10 - 11 Charterhouse Square | London |  | EC1M 6EH | United Kingdom | 444565.473 | 381675.114 | CHESTERFIELD 132kV S STN | WHITWELL 33kV S STN | HALFWAY 33 11kV S STN | 11 | Western Power Distribution (East Midlands) plc | Other | Other | Yes | 0 | 5.557 | 5.85 | [12 empty] | No | Connected | 07/01/2021 | 5.85 | 5.557 | 5.85 | 1.425 | 1.5 | 01/07/2016
2200042592435 | Estrans Developments (Severn Beach) Limited | Western Approach Solar Park | 1 | Lumley Street | London |  | W1K 6TT | United Kingdom | 354569.437 | 184543.885 | Iron Acton S.G.P. | Seabank Bsp | Western Approach | 11 | Western Power Distribution (South West) plc | Solar | Photovoltaic | No | 0 | 3.325 | 3.5 | [12 empty] | No | Connected | 07/01/2021 | 3.5 | 3.325 | 3.5 | 0.028 | 0.03 | 01/03/2016
1470000580165 | NEW NRG 03 Limited | Lower Venn Solar Farm | C/O Rees Pollock | 35 New Bridge Street | London |  | EC4V 6BW | United Kingdom | 353991.269 | 249550.695 | BISHOPS WOOD 132kV S STN | HEREFORD 66kV S STN | BODENHAM 66 11kV S STN | 11 | Western Power Distribution (West Midlands) plc | Solar | Photovoltaic | No | 0 | 4.275 | 4.5 | [12 empty] | No | Connected | 07/01/2021 | 4.5 | 4.275 | 4.5 | 0.095 | 0.1 | 30/03/2016
1160001357119 | River Island Clothing Company Ltd | RIVER ISLAND 1 |  | Chelsea House Westgate | LONDON |  | W5 1DR | United Kingdom | 491674.242 | 238393.897 | EAST CLAYDON 132KV S STN | BLETCHLEY 33KV S STN | FEN FARM 33 11kV S STN | 11 | Western Power Distribution (East Midlands) plc | Other | Other | No | 0 | 0.988 | 1.04 | [12 empty] | No | Connected | 07/01/2021 | 1.04 | 0.988 | 1.04 | 0.95 | 1 | 29/10/2010
1170000664547 | University of Northampton | University of Northampton |  | Waterside Campus University Drive | Northampton |  | NN1 5PH | United Kingdom |  |  | GRENDON 132kV S STN | NORTHAMPTON 33kV S STN | NORTHAMPTON 11kV S STN | 11 | Western Power Distribution (East Midlands) plc | Other | Other | No | 0 | 0 | 0 | [12 empty] | No | Connected | 07/01/2021 | 0 | 0.001 | 0.001 | 1.425 | 1.5 | N/A
None | Heartland Power Ltd | Dunlop Substation | Allington House | 150 Victoria Street | London |  | SW1E 5LB | United Kingdom | 413008.212 | 290219.349 | NECHELLS EAST 132kV S STN | 132kV connection | 132kV connection | 132 | Western Power Distribution (West Midlands) plc | Other | Other | No | 0 | 94.905 | 99.9 | [12 empty] | No | Connected | 07/01/2021 | 99.9 | 94.905 | 99.9 | 1.9 | 2 | 01/04/2016
1170000625690 | Littlewood Solar Limited | Littlewood farm PV | C/O Foresight Group | The Shard 32 London Bridge Street | London |  | SE1 9SG | United Kingdom | 453326.819 | 365132.492 | CHESTERFIELD 132kV S STN | MANSFIELD 33kV S STN | 33kV connection | 33 | Western Power Distribution (East Midlands) plc | Solar | Photovoltaic | No | 0 | 3.762 | 3.96 | [12 empty] | No | Connected | 07/01/2021 | 3.96 | 3.61 | 3.8 | 0.028 | 0.03 | 27/03/2017
1170000641489 | WEL Solar Park 10 Ltd | Mill Farm Solar | Unit 5e, Park Farm | Chichester Road | Arundel | West Sussex | BN18 0AG | United Kingdom | 494806.349 | 331006.084 | BICKER FEN 132kV S STN | GRANTHAM 33kV S STN | 33kV connection | 33 | Western Power Distribution (East Midlands) plc | Solar | Photovoltaic | No | 0 | 4.275 | 4.5 | [12 empty] | No | Connected | 07/01/2021 | 4.5 | 4.275 | 4.5 | 0.048 | 0.05 | 31/03/2016
2200042626953 | AMP GM016 Limited | Saltash Trerule Farm PV | 8 | Peerglow Centre Marsh Lane | Ware | Hertfordshire | SG12 9QL | United Kingdom | 232500.052 | 58302.473 | Landulph S.G.P. | St Germans Bsp | 33kV connection | 33 | Western Power Distribution (South West) plc | Solar | Photovoltaic | No | 0 | 3.591 | 3.78 | [12 empty] | No | Connected | 07/01/2021 | 3.78 | 3.352 | 3.528 | 0.048 | 0.05 | 30/03/2016
2200042627159 | BEE Nancrossa Limited | Penryn Nancrossa Farm PV |  | 235 Old Marylebone Road | London |  | NW1 5QT | United Kingdom | 172845.9 | 33477.5 | Indian Queens S.G.P. | Rame Bsp | 33kV connection | 33 | Western Power Distribution (South West) plc | Solar | Photovoltaic | No | 0 | 4.699 | 4.9467 | [12 empty] | No | Connected | 07/01/2021 | 4.9467 | 4.75 | 5 | 0.019 | 0.02 | 30/03/2016
1170000594173 | Thornborough Solar Limited | Thornborough Grounds Solar Park | Southfield House | Falcon Way | Bourne | Lincolnshire | PE10 0FF | United Kingdom | 473692.663 | 234766.296 | EAST CLAYDON 132KV S STN | STONY STRATFORD 33kV S STN | 33kV connection | 33 | Western Power Distribution (East Midlands) plc | Solar | Photovoltaic | No | 0 | 3.562 | 3.75 | [12 empty] | No | Connected | 07/01/2021 | 3.75 | 3.562 | 3.75 | 0.095 | 0.1 | 30/03/2016
1170000629659 | Tower Hayes Solar Limited | Tower Hayes Solar Park | C/O Quintas Energy Uk Ltd | Suite C, 3rd Floor 3 Harbour Exchange Square | London |  | E14 9GE | United Kingdom | 444444.048 | 310439.638 | ENDERBY 132kV S STN | COALVILLE 33KV S STN | 33kV connection | 33 | Western Power Distribution (East Midlands) plc | Solar | Photovoltaic | No | 0 | 4.18 | 4.4 | [12 empty] | No | Connected | 07/01/2021 | 4.4 | 4.18 | 4.4 | 0.048 | 0.05 | 13/04/2016
1170000616640 | Thornton Lane Solar Farm Limited | Thornton Lane Solar Farm | Woodwater House | Pynes Hill | Exeter | DEVON | EX2 5WR | United Kingdom | 446770.359 | 309661.499 | ENDERBY 132kV S STN | COALVILLE 33KV S STN | COALVILLE 11kV S STN | 11 | Western Power Distribution (East Midlands) plc | Solar | Photovoltaic | No | 0 | 2.612 | 2.75 | [12 empty] | No | Connected | 07/01/2021 | 2.75 | 2.612 | 2.75 | 0.095 | 0.1 | 22/03/2016
1100050222446 | Nottingham University Hospitals NHS Trust | Queens Medical Centre, Nottingham Univer | Energy & Utilities Team | Trust H Q Hucknall Road | Nottingham |  | NG5 1PB | United Kingdom | 454602.197 | 338802.159 | RATCLIFFE ON SOAR 132kV S STN | NOTTINGHAM 33kV S STN | LENTON 33 11kV S STN | 11 | Western Power Distribution (East Midlands) plc | Other | Other | Yes | 0 | 5.819 | 6.125 | [12 empty] | No | Connected | 07/01/2021 | 6.125 | 4.275 | 4.5 | 6.65 | 7 | 05/09/2013
2200042433442 | Smart Systems Limited | YATTON ARNOLDS WAY (SMART SYSTEMS) |  | North End Road Yatton | Bristol |  | BS49 4AW | United Kingdom | 341822.548 | 166189.02 | Bridgwater S.G.P. | Churchill Bsp 132kv | Congresbury | 11 | Western Power Distribution (South West) plc | Wind | Onshore wind turbines | No | 0 | 0.95 | 1 | [12 empty] | No | Connected | 07/01/2021 | 1 | 0.95 | 1 | 3.8 | 4 | 01/05/2016
2200042620260 | SV Alder Solar Park | Taunton Monty's Farm PV | Unit 7 & 8 | Island Industrial Estate Avonmouth | Bristol |  | BS11 9FB | United Kingdom | 318179.696 | 126578.65 | Taunton S.G.P. | Taunton Main Bsp | 33kV connection | 33 | Western Power Distribution (South West) plc | Solar | Photovoltaic | No | 0 | 3.8 | 4 | [12 empty] | No | Connected | 07/01/2021 | 4 | 4.44 | 4.674 | 0.011 | 0.012 | 25/03/2016
None | Derwent Co-Generation Limited | Derwent Power Plant |  | 10 Norwich Street | London |  | EC4A 1ED | United Kingdom | 440356.304 | 334336.705 | WILLINGTON 132kV S STN | 132kV connection | 132kV connection | 132 | Western Power Distribution (East Midlands) plc | Other | Other | No | 0 | 224.2 | 236 | [12 empty] | No | Connected | 07/01/2021 | 236 | 224.2 | 236 | 2.85 | 3 | 23/03/2016
1170000640972 | Severn Trent Water Limited | LITTLE EATON WTW | Severn Trent Centre | 2 St John's Street | Coventry |  | CV1 2LZ | United Kingdom | 436398.433 | 340717.51 | WILLINGTON 132kV S STN | DERBY 33kV S STN | DARLEY ABBEY 33 11kV S STN | 11 | Western Power Distribution (East Midlands) plc | Solar | Photovoltaic | No | 0 | 0.627 | 0.66 | [12 empty] | No | Connected | 07/01/2021 | 0.66 | 0.57 | 0.6 | 2.612 | 2.75 | 21/03/2016
2100041357831 | BEE Biglis Limited | BARRY BIGLIS FARM |  | 235 Old Marylebone Road | London |  | NW1 5QT | United Kingdom | 314284.547 | 169520.237 | Aberthaw Power Station | Sully Grid | Sully Grid Primary | 11 | Western Power Distribution (South Wales) plc | Solar | Photovoltaic | No | 0 | 3.933 | 4.14 | [12 empty] | No | Connected | 07/01/2021 | 4.14 | 4.75 | 5 | 0.19 | 0.2 | 30/03/2016
None | Corby Power Station | Mitchell Road, CORBY |  | Mitchell Road Phoenix Parkway | Corby | Northamptonshire | NN17 5QT | United Kingdom | 489743.671 | 291014.97 | GRENDON 132kV S STN | 132kV connection | 132kV connection | 132 | Western Power Distribution (East Midlands) plc | Other | Other | No | 0 | 386.65 | 407 | [12 empty] | No | Connected | 07/01/2021 | 407 | 386.65 | 407 | 2.375 | 2.5 | 01/03/2016
2200042630329 | BEE Chard Limited | CHARD CHAFFCOMBE LANE |  | 235 Old Marylebone Road | London |  | NW1 5QT | United Kingdom | 333561.097 | 109994.326 | Axminster S.G.P. | Woodcote Bsp | Chard | 11 | Western Power Distribution (South West) plc | Solar | Photovoltaic | No | 0 | 2.394 | 2.52 | [12 empty] | No | Connected | 07/01/2021 | 2.52 | 2.85 | 3 | 0.043 | 0.045 | 18/03/2016
1470000597070 | SSR Astley Solar Limited | Astley Farm Solar Farm | C/O Orrick, Herrington & Sutcliffe | 107 Cheapside | London |  | EC2V 6DN | United Kingdom | 377367.463 | 285553.071 | BISHOPS WOOD 132kV S STN | STOURPORT 132 66 33kV S STN | 33kV connection | 33 | Western Power Distribution (West Midlands) plc | Solar | Photovoltaic | No | 0 | 4.228 | 4.45 | [12 empty] | No | Connected | 07/01/2021 | 4.45 | 4.228 | 4.45 | 0.076 | 0.08 | 31/03/2016
1470000601391 | Severn Trent Water Limited | WORCESTER STW | Severn Trent Centre | 2 St John's Street | Coventry |  | CV1 2LZ | United Kingdom | 384289.744 | 253603.992 | BISHOPS WOOD 132kV S STN | WORCESTER 132kV S STN | Worcester 132/11kVDUMMY | 11 | Western Power Distribution (West Midlands) plc | Solar | Photovoltaic | No | 0 | 1.425 | 1.5 | [12 empty] | No | Connected | 07/01/2021 | 1.5 | 1.425 | 1.5 | 1.14 | 1.2 | 24/03/2016
1170000561647 | SSOGE Kickles Solar Farm Limited | Kickles Solar Farm | Murrell Associates Limited | 14 High Cross | Truro | Cornwall | TR1 2AJ | United Kingdom | 486119.25 | 244620.313 | EAST CLAYDON 132KV S STN | BRADWELL ABBEY 33kV S STN | NEWPORT PAGNELL 33 11kV S STN | 11 | Western Power Distribution (East Midlands) plc | Solar | Photovoltaic | No | 0 | 3.876 | 4.08 | [12 empty] | No | Connected | 07/01/2021 | 4.08 | 3.876 | 4.08 | 0.048 | 0.05 | 16/03/2016
2100041343411 | CSI Sea View Limited | Nottage Sea View Farm Solar | 1 | Lumley Street | London |  | W1K 6TT | United Kingdom | 282297.58 | 179024.521 | Pyle Grid | Pyle Bsp | Nottage | 11 | Western Power Distribution (South Wales) plc | Solar | Photovoltaic | No | 0 | 1.398 | 1.472 | [12 empty] | No | Connected | 07/01/2021 | 1.472 | 1.398 | 1.472 | 0.038 | 0.04 | 30/03/2016
2200042603246 | Carnemough Solar Project Limited | Carnemough Farm, Little Hewas, Grampound Road, Truro | Percivals Barn | Fairfield Farm Upper Weald Calverton | Milton Keynes |  | MK19 6EL | United Kingdom | 192038.047 | 52039.792 | Indian Queens S.G.P. | Fraddon Bsp | 33kV connection | 33 | Western Power Distribution (South West) plc | Solar | Photovoltaic | No | 0 | 9.593 | 10.098 | [12 empty] | No | Connected | 07/01/2021 | 10.098 | 9.5 | 10 | 0.057 | 0.06 | 23/03/2016
1170000598201 | Haymaker (Handley Park Solar) Limited | Handley Park Solar Farm |  | 111 Buckingham Palace Road Westminster | London |  | SW1W 0SR | United Kingdom | 467329.63 | 246009.006 | EAST CLAYDON 132KV S STN | BRACKLEY 132kV S STN | 33kV connection | 33 | Western Power Distribution (East Midlands) plc | Solar | Photovoltaic | No | 0 | 4.75 | 5 | [12 empty] | No | Connected | 07/01/2021 | 5 | 4.75 | 5 | 0.095 | 0.1 | 24/03/2016
1170000610825 | Desford Lane Solar Farm Limited | Desford Lane Solar, Desford Lane, Desford. LE9 2BF | C/O Foresight Group | The Shard 32 London Bridge Street | London |  | SE1 9SG | United Kingdom | 449938.795 | 304828.144 | ENDERBY 132kV S STN | COALVILLE 33KV S STN | DESFORD 33 11kV S STN | 11 | Western Power Distribution (East Midlands) plc | Solar | Photovoltaic | No | 0 | 4.75 | 5 | [12 empty] | No | Connected | 07/01/2021 | 5 | 4.75 | 5 | 0.142 | 0.15 | 21/03/2016
2200042595320 | AMP GM011 Limited | Kellygreen Solar Park |  | Unit 8 Peerglow Centre Marsh Lane | Ware | Hertfordshire | SG12 9QL | United Kingdom | 205083.544 | 75673.825 | Indian Queens S.G.P. | St Tudy Bsp | St Tudy | 11 | Western Power Distribution (South West) plc | Solar | Photovoltaic | No | 0 | 3.876 | 4.08 | [12 empty] | No | Connected | 07/01/2021 | 4.08 | 3.618 | 3.808 | 0.067 | 0.07 | 15/03/2016
1170000632615 | Lightsource SPV 95 Limited | The Breck Solar Park |  | 7th Floor 33 Holborn | London |  | EC1N 2HT | United Kingdom | 442487.642 | 376195.842 | CHESTERFIELD 132kV S STN | STAVELEY 33kV S STN | 33kV connection | 33 | Western Power Distribution (East Midlands) plc | Solar | Photovoltaic | No | 0 | 3.99 | 4.2 | [12 empty] | No | Connected | 07/01/2021 | 4.2 | 3.99 | 4.2 | 0.068 | 0.072 | 17/03/2016
2100041343945 | INRG (Solar Parks) 29 Limited | Rosedew Solar Farm Llantwit Major | Foframe House | 35-37 Brent Street | London |  | NW4 2EF | United Kingdom | 297953.937 | 167587.436 | Aberthaw Power Station | East Aberthaw | 33kV connection | 33 | Western Power Distribution (South Wales) plc | Solar | Photovoltaic | No | 0 | 0.057 | 0.06 | [12 empty] | No | Connected | 07/01/2021 | 0.06 | 3.618 | 3.808 | 0.138 | 0.145 | 17/03/2016
1470000581336 | Gretton Solar Farm Ltd | Lower Stanley Fm |  | Woodwater House | Pyneshill | Exeter | EX2 5WR | United Kingdom | 399914.678 | 231862.159 | PORT HAM 132kV S STN | CHELTENHAM 66kV S STN | ALDERTON 66 11kV S STN | 11 | Western Power Distribution (West Midlands) plc | Solar | Photovoltaic | No | 0 | 3.657 | 3.85 | [12 empty] | No | Connected | 07/01/2021 | 3.85 | 3.657 | 3.85 | 0.048 | 0.05 | 21/03/2016
2200042592922 | West Carclaze SPV Limited | West Carclaze Mica Dam, West Carclaze |  | 1 Lumley Street | London |  | W1K 6TT | United Kingdom | 201907.614 | 54893.882 | Indian Queens S.G.P. | St Austell Bsp | 33kV connection | 33 | Western Power Distribution (South West) plc | Solar | Photovoltaic | No | 0 | 6.536 | 6.88 | [12 empty] | No | Connected | 07/01/2021 | 6.88 | 6.669 | 7.02 | 0.028 | 0.03 | 31/03/2017
1470000668892 | Garreg Lwyd Energy Ltd | Garreg Lwyd Wind Farm | Beaufort Court | Egg Farm Lane | Kings Langley | Hertfordshire | WD4 8LR | United Kingdom | 313382.316 | 279958.081 | BISHOPS WOOD 132kV S STN | HEREFORD 66kV S STN | 66kV connection | 66 | Western Power Distribution (West Midlands) plc | Wind | Onshore wind turbines | No | 0 | 32.3 | 34 | [12 empty] | No | Connected | 07/01/2021 | 34 | 32.656 | 34.375 | 0.342 | 0.36 | 03/03/2017
1170000625361 | Misson Solar Limited | Austerfield, Bawtry Road, Norwith Farm, Misson Solar Farm | C/O Foresight Group Llp | The Shard 32 London Bridge Street | London |  | SE1 9SG | United Kingdom | 467446.125 | 394328.6 | STAYTHORPE C 132kV S STN | CHECKERHOUSE 33kV S STN | MISSON 33 11kV S STN | 11 | Western Power Distribution (East Midlands) plc | Solar | Photovoltaic | No | 0 | 4.75 | 5 | [12 empty] | No | Connected | 07/01/2021 | 5 | 4.75 | 5 | 0.029 | 0.031 | 31/03/2016
2198765142992 | Parc Cynog Wind Farm Limited | Parc Cynog, Pendine | Abbey Warehouse | Abbey Slip | Penzance | Cornwall | TR18 4AR | United Kingdom | 225773.158 | 209492.609 | Swansea North Grid | Carmarthen Grid | 33kV connection | 33 | Western Power Distribution (South Wales) plc | Other | Other | No | 0 | 7.401 | 7.79 | [12 empty] | No | Connected | 07/01/2021 | 7.79 | 3.895 | 4.1 | 0.048 | 0.05 | 01/02/2001
1170000642320 | National Football Centre Limited | NATIONAL FOOTBALL CENTRE | Wembley Stadium | Wembley | London |  | HA9 0WS | United Kingdom | 416460.554 | 323657.886 | DRAKELOW 132kV | BURTON SOUTH 33kV S STN | BARTON UNDER NEEDWOOD 33 11kV S STN | 11 | Western Power Distribution (East Midlands) plc | Solar | Photovoltaic | No | 0 | 0.19 | 0.2 | [12 empty] | No | Connected | 07/01/2021 | 0.2 | 0.228 | 0.24 | 1.615 | 1.7 | 21/03/2016
1170000619925 | Lightsource SPV 139 Limited | Stragglethorpe Road PV Solar Park | 7th Floor | 33 Holborn | London |  | EC1N 2HU | United Kingdom | 463801.573 | 337271.578 | Stoke Bardolph 132kv | NOTTINGHAM EAST 33kV S STN | 33kV connection | 33 | Western Power Distribution (East Midlands) plc | Solar | Photovoltaic | No | 0 | 3.99 | 4.2 | [12 empty] | No | Connected | 07/01/2021 | 4.2 | 3.99 | 4.2 | 0.04 | 0.042 | 29/03/2016
1470000576726 | Beeches Solar Limited | The Beeches Drayton Manor Farm | C/O Ancala Partners Llp | 40 Gracechurch Street | London |  | EC3V 0BT | United Kingdom | 415928.651 | 254873.219 | FECKENHAM 66 11kV S STN | Feckenham 66/11kVDUMMY | Drayton Farm North 66/11kV | 11 | Western Power Distribution (West Midlands) plc | Solar | Photovoltaic | No | 0 | 4.023 | 4.235 | [12 empty] | No | Connected | 07/01/2021 | 4.235 | 4.403 | 4.635 | 0.427 | 0.45 | 31/03/2016
1470000576665 | The Rushes Solar Limited | The Rushes Drayton Manor Farm | C/O Ancala Partners Llp | 40 Gracechurch Street | London |  | EC3V 0BT | United Kingdom | 415453.991 | 255629.942 | FECKENHAM 66 11kV S STN | Feckenham 66/11kVDUMMY | Drayton Farm North 66/11kV | 11 | Western Power Distribution (West Midlands) plc | Solar | Photovoltaic | No | 0 | 3.971 | 4.18 | [12 empty] | No | Connected | 07/01/2021 | 4.18 | 3.971 | 4.18 | 0.048 | 0.05 | 31/03/2016
1470000440858 | Helios Solar 2 Limited | Huddlesford House farm (PARK LANE) | Delta Place | 27 Bath Road | Cheltenham |  | GL53 7TH | United Kingdom | 416124.374 | 309639.817 | RUGELEY 132kV S STN | LICHFIELD 132kV S STN | Lichfield 132/11kVDUMMY | 11 | Western Power Distribution (West Midlands) plc | Solar | Photovoltaic | No | 0 | 0.95 | 1 | [12 empty] | No | Connected | 07/01/2021 | 1 | 0.95 | 1 | 0.057 | 0.06 | 04/03/2016
1470000575810 | Sheep Shed Solar Limited | Sheep Shed Drayton Manor Farm | C/O Ancala Partners Llp | 40 Gracechurch Street | London |  | EC3V 0BT | United Kingdom | 416050.766 | 255306.037 | FECKENHAM 66 11kV S STN | Feckenham 66/11kVDUMMY | Drayton Farm North 66/11kV | 11 | Western Power Distribution (West Midlands) plc | Solar | Photovoltaic | No | 0 | 3.998 | 4.208 | [12 empty] | No | Connected | 07/01/2021 | 4.208 | 3.998 | 4.208 | 0.048 | 0.05 | 31/03/2016
2100041347211 | Drym Developments Limited | Maesgwyn Extension Wind Farm |  | Hirwaun House Hirwaun Industrial Estate | Aberdare |  | CF44 9UL | United Kingdom | 287140.56 | 208803.044 | Swansea North Grid | Ystradgynlais Grid | 33kV connection | 33 | Western Power Distribution (South Wales) plc | Other | Other | No | 0 | 5.168 | 5.44 | [12 empty] | No | Connected | 07/01/2021 | 5.44 | 5 | 5.263 | 0.285 | 0.3 | 09/03/2016
1470000576629 | Brookside Solar Farm Limited | Brookside Drayton Manor Fm | C/O Ancala Partners Llp | 40 Gracechurch Street | London |  | EC3V 0BT | United Kingdom | 415508.552 | 254767.265 | FECKENHAM 66 11kV S STN | Feckenham 66/11kVDUMMY | Drayton Farm North 66/11kV | 11 | Western Power Distribution (West Midlands) plc | Solar | Photovoltaic | No | 0 | 3.919 | 4.125 | [12 empty] | No | Connected | 07/01/2021 | 4.125 | 3.919 | 4.125 | 0.048 | 0.05 | 31/03/2016
1470000576647 | Leys Solar Energy CIC | The Leys Drayton Manor Fm | Redruth House | Redruth Enterprise Park Cornwall Business Park West | Scorrier | Redruth | TR16 5WZ | United Kingdom | 416225.076 | 255269.187 | FECKENHAM 66 11kV S STN | Feckenham 66/11kVDUMMY | Drayton Farm North 66/11kV | 11 | Western Power Distribution (West Midlands) plc | Other | Other | No | 0 | 4.731 | 4.98 | [12 empty] | No | Connected | 07/01/2021 | 4.98 | 3.971 | 4.18 | 0.048 | 0.05 | 31/03/2016
2200042616565 | Wick Farm Grid Limited | Weston-Super-Mare Wick Farm, Brean Road, Lympsham |  | Woodwater House Pynes Hill | Exeter | Devon | EX2 5WR | United Kingdom | 331595.898 | 154210.733 | Seabank Sgp | Weston Bsp 132kv | 33kV connection | 33 | Western Power Distribution (South West) plc | Solar | Photovoltaic | No | 0 | 3.8 | 4 | [12 empty] | No | Connected | 07/01/2021 | 4 | 7.6 | 8 | 0.095 | 0.1 | 11/03/2016
2100041349812 | Sunventures 8 Limited | CALDICOT Southbrook Solar Farm | Unit 8 | Peerglow Centre Marsh Lane | Ware | Hertfordshire | SG12 9QL | United Kingdom | 350640.11 | 187686.367 | Uskmouth | Sudbrook | Sudbrook Primary | 11 | Western Power Distribution (South Wales) plc | Solar | Photovoltaic | No | 0 | 3.23 | 3.4 | [12 empty] | No | Connected | 07/01/2021 | 3.4 | 3.876 | 4.08 | 0.048 | 0.05 | 31/03/2016
1170000627457 | Oxcroft Solar Ltd | Oxcroft Solar Farm | Unit 9, Easter Park | Benyon Road | Silchester | Reading | RG7 PQ | United Kingdom | 446877.29 | 374082.513 | CHESTERFIELD 132kV S STN | WHITWELL 33kV S STN | 33kV connection | 33 | Western Power Distribution (East Midlands) plc | Other | Other | No | 0 | 4.275 | 4.5 | [12 empty] | No | Connected | 07/01/2021 | 4.5 | 4.275 | 4.5 | 0.807 | 0.85 | 22/03/2016
1170000636512 | Lincoln Skegness Solar Farm Limited | Lincoln Farm Solar |  | 40 Gracechurch Street | London |  | EC3V 0BT | United Kingdom | 547893.132 | 362598.651 | BICKER FEN 132kV S STN | SKEGNESS 33kV S STN | 33kV connection | 33 | Western Power Distribution (East Midlands) plc | Solar | Photovoltaic | No | 0 | 8.36 | 8.8 | [12 empty] | No | Connected | 07/01/2021 | 8.8 | 8.36 | 8.8 | 0.076 | 0.08 | 17/03/2016
1170000606448 | Brian Henton | HOUGHTON ON THE HILL INGARSBY PV REDVERS FARM |  | Ingarsby Old Hall | Ingarsby | Leicestershire | LE7 9JL | United Kingdom | 467763.256 | 304444.867 | ENDERBY 132kV S STN | LEICESTER EAST 33kV S STN | THURNBY 33 11kV S STN | 11 | Western Power Distribution (East Midlands) plc | Solar | Photovoltaic | No | 0 | 1.995 | 2.1 | [12 empty] | No | Connected | 07/01/2021 | 2.1 | 1.995 | 2.1 | 0.048 | 0.05 | 31/03/2016
1430000005115 | Viridis Energy (Norgen) Limited | Generation Site |  | 1030 Centre Park Slutchers Lane | Warrington |  | WA1 1QL | United Kingdom | 359728.827 | 188118.645 | IRON ACTON 132kV S STN | CHIPPING SODBURY 132kV S STN | ALVESTON 33 11kV S STN | 11 | Western Power Distribution (West Midlands) plc | Other | Other | No | 0 | 2.47 | 2.6 | [12 empty] | No | Connected | 07/01/2021 | 2.6 | 2.47 | 2.6 | 0.085 | 0.09 | 22/04/1997
2100041352550 | Sunventures 1 Ltd | CRUMLIN, PENTREYGROES FARM, CRUMLIN PV SOLAR PARK. | Unit 8 | Peerglow Centre Marsh Lane | Ware | Hertfordshire | SG12 9QL | United Kingdom | 320191.515 | 198088.854 | Rassau G.S.P. | Crumlin | Crumlin Primary | 11 | Western Power Distribution (South Wales) plc | Solar | Photovoltaic | No | 0 | 3.458 | 3.64 | [12 empty] | No | Connected | 07/01/2021 | 3.64 | 3.618 | 3.808 | 0.038 | 0.04 | 25/04/2016
1170000604910 | Blaby Solar Farm Limited | BLABY BLABY SOLAR FARM LEICESTER ROAD |  | 55 Baker Street | London |  | W1U 7EU | United Kingdom | 458905.052 | 296610.593 | ENDERBY 132kV S STN | WIGSTON 132KV (M42) 132kV S STN | WIGSTON 11kV S STN | 11 | Western Power Distribution (East Midlands) plc | Solar | Photovoltaic | No | 0 | 2.85 | 3 | [12 empty] | No | Connected | 07/01/2021 | 3 | 2.85 | 3 | 0.043 | 0.045 | 01/03/2016
None | Conrad (Redfield) Limited | Redfield Road 1 STOR | Ts2 | Pinewood Business Park Coleshill Road | Birmingham |  | B37 7HG | United Kingdom | 455323.096 | 337729.069 | RATCLIFFE ON SOAR 132kV S STN | NOTTINGHAM 33kV S STN | 33kV connection | 33 | Western Power Distribution (East Midlands) plc | Other | Other | No | 0 | 19.578 | 20.608 | [12 empty] | No | Connected | 07/01/2021 | 20.608 | 19.836 | 20.88 | 0.76 | 0.8 | 03/06/2016
2100041343607 | BEE Derwen Limited | Derwen Solar Farm, Land at Cwm Y Derwyn Farm |  | 235 Old Marylebone Road | London |  | NW1 5QT | United Kingdom | 307936.596 | 168964.958 | Aberthaw Power Station | East Aberthaw | 33kV connection | 33 | Western Power Distribution (South Wales) plc | Solar | Photovoltaic | No | 0 | 3.534 | 3.72 | [12 empty] | No | Connected | 07/01/2021 | 3.72 | 3.8 | 4 | 0.048 | 0.05 | 29/02/2016
1170000545886 | LMP Thrapston Ltd | Distribution Centre, A14, Islip, Northamptonshire NN14 3JW | Regency Court | Glategny Esplanade | Guernsey | Channel Islands | GY1 3AP | United Kingdom | 497983.887 | 278438.69 | GRENDON 132kV S STN | IRTHLINGBOROUGH 33kV S STN | THRAPSTON 33 11kV S STN | 11 | Western Power Distribution (East Midlands) plc | Solar | Photovoltaic | No | 0 | 0.437 | 0.46 | [12 empty] | No | Connected | 07/01/2021 | 0.46 | 0.427 | 0.45 | 2.375 | 2.5 | 07/01/2016
2100041321817 | SunE Waycock Road Solar Limited | Barry Jesus College PV Generation | 7th Floor | 1 Oliver's Yard 55-71 City Road | London |  | EC1Y 1HQ | United Kingdom | 309011.002 | 169455.405 | Aberthaw Power Station | Barry Grid | 33kV connection | 33 | Western Power Distribution (South Wales) plc | Solar | Photovoltaic | No | 0 | 4.987 | 5.25 | [12 empty] | No | Connected | 07/01/2021 | 5.25 | 4.845 | 5.1 | 0.028 | 0.03 | 31/03/2016
1170000627518 | SPF Thirty Acres Ltd | Thirty Acres Farm | C/O Caledon Capital Ptns L L P | 7 Old Park Lane | London |  | W1K 1QR | United Kingdom | 453628.659 | 367855.053 | CHESTERFIELD 132kV S STN | MANSFIELD 33kV S STN | ACREAGE LANE 33 11kV S STN | 11 | Western Power Distribution (East Midlands) plc | Solar | Photovoltaic | No | 0 | 2.85 | 3 | [12 empty] | No | Connected | 07/01/2021 | 3 | 2.85 | 3 | 0.028 | 0.03 | 31/03/2016
1170000610807 | Ashby Solar Farm Limited | Ashby Farm Solar Measham Road Ashby De La Zouch LE65 2UN |  | 3rd Floor Burdett House 15-16 Buckingham Street | London |  | WC2N 6DU | United Kingdom | 434667.649 | 313827.974 | DRAKELOW 132kV | GRESLEY 33kV S STN | WILLESLEY 33 11kV S STN | 11 | Western Power Distribution (East Midlands) plc | Solar | Photovoltaic | No | 0 | 4.75 | 5 | [12 empty] | No | Connected | 07/01/2021 | 5 | 4.75 | 5 | 0.095 | 0.1 | 01/03/2016
2100041339187 | SESMP110 Lower House Solar Farm | USK LOWER HOUSE FARM | 22 | Chancery Lane | London |  | WC2A 1LS | United Kingdom | 334950.99 | 204188.867 | Rassau G.S.P. | Abergavenny | 66kV connection | 66 | Western Power Distribution (South Wales) plc | Solar | Photovoltaic | No | 0 | 6.196 | 6.5225 | [12 empty] | No | Connected | 07/01/2021 | 6.5225 | 6.27 | 6.6 | 0.142 | 0.15 | 15/03/2016
1170000628186 | First Renewable PSI Limited | Asfordby South Solar Site, Welby Lane |  | 5a Tournament Court Edgehill Drive | Warwick | Warwickshire | CV34 6LG | United Kingdom | 472180.215 | 320940.994 | GRENDON 132kV S STN | MELTON MOWBRAY 33kV S STN | HOLWELL 33 11kV S STN | 11 | Western Power Distribution (East Midlands) plc | Solar | Photovoltaic | No | 0 | 4.75 | 5 | [12 empty] | No | Connected | 07/01/2021 | 5 | 4.75 | 5 | 0.19 | 0.2 | 30/03/2016
1170000614402 | Stretton Solar Limited | Morton, Evershill Lane, Land North Of Averill Farm |  | 111 Buckingham Palace Road Westminster | London |  | SW1W 0SR | United Kingdom | 440214.101 | 362419.426 | CHESTERFIELD 132kV S STN | CHESTERFIELD 33kV S STN | DANESMOOR 33 11kV S STN | 11 | Western Power Distribution (East Midlands) plc | Solar | Photovoltaic | No | 0 | 3.61 | 3.8 | [12 empty] | No | Connected | 07/01/2021 | 3.8 | 3.61 | 3.8 | 0.067 | 0.07 | 23/03/2016
1170000628168 | AMP GM024 Limited | Asfordby North Solar Site, Welby lane |  | Unit 8 Peerglow Centre Marsh Lane | Ware | Hertfordshire | SG12 9QL | United Kingdom | 472173.892 | 320940.951 | GRENDON 132kV S STN | MELTON MOWBRAY 33kV S STN | HOLWELL 33 11kV S STN | 11 | Western Power Distribution (East Midlands) plc | Solar | Photovoltaic | No | 0 | 4.75 | 5 | [12 empty] | No | Connected | 07/01/2021 | 5 | 4.75 | 5 | 0.19 | 0.2 | 30/03/2016
1170000617236 | Severn Trent Water Limited | Loughborough Sewage Works, | Severn Trent Centre | 2 St John's Street | Coventry |  | CV1 2LZ | United Kingdom | 453091.536 | 321037.7 | RATCLIFFE ON SOAR 132kV S STN | LOUGHBOROUGH 132kV S STN (M32) | LOUGHBOROUGH 11kV S STN | 11 | Western Power Distribution (East Midlands) plc | Other | Other | No | 0 | 1.501 | 1.58 | [12 empty] | No | Connected | 07/01/2021 | 1.58 | 1.501 | 1.58 | 0.836 | 0.88 | 01/03/2005
1170000614981 | KS SPV 49 Ltd | Drakelow Solar Farm | Unit 21/22 | Newhaven Enterprise Centre Denton Island | Newhaven |  | BN9 9BA | United Kingdom | 422578.748 | 320056.478 | DRAKELOW 132kV | BURTON SOUTH 33kV S STN | 33kV connection | 33 | Western Power Distribution (East Midlands) plc | Solar | Photovoltaic | No | 0 | 4.75 | 5 | [12 empty] | No | Connected | 07/01/2021 | 5 | 4.75 | 5 | 0.048 | 0.05 | 31/03/2016
1470000512778 | Lawn Lane Solar Limited | The Rutts and Old Wood | 7th Floor | 33 Holborn | London |  | EC1N 2HU | United Kingdom | 390443.08 | 304802.752 | Bushbury D 132kV | BUSHBURY C 132kV S STN | Bushbury B-C 132/33/11kVDUMMY | 11 | Western Power Distribution (West Midlands) plc | Solar | Photovoltaic | No | 0 | 3.648 | 3.84 | [12 empty] | No | Connected | 07/01/2021 | 3.84 | 3.648 | 3.84 | 0.036 | 0.038 | 30/03/2016
2200042599608 | RS Collacott Limited | Collacott Solar Newton Tracey |  | 111 Buckingham Palace Road Westminster | London |  | SW1W 0SR | United Kingdom | 250874.237 | 130268.493 | Alverdiscott S.G.P. | East Yelland Bsp | Fremington | 11 | Western Power Distribution (South West) plc | Solar | Photovoltaic | No | 0 | 3.99 | 4.2 | [12 empty] | No | Connected | 07/01/2021 | 4.2 | 3.99 | 4.2 | 0.048 | 0.05 | 16/03/2016
1170000628335 | Sunventures 2 Ltd | Ingles Hill (Ashby) Solar Farm, Burton Road, LE65 2TE | Unit 8 | Perrglow Centre Marsh Lane | Ware | Hertfordshire | SG12 9QL | United Kingdom | 434477.782 | 317638.683 | DRAKELOW 132kV | GRESLEY 33kV S STN | ASHBY 33 11kV S STN | 11 | Western Power Distribution (East Midlands) plc | Solar | Photovoltaic | No | 0 | 2.375 | 2.5 | [12 empty] | No | Connected | 07/01/2021 | 2.5 | 2.375 | 2.5 | 0.033 | 0.035 | 29/01/2016
1170000597661 | Folly Lane Solar Limited | Folly Lane, Stickney |  | 2nd Floor, 2 City Place Beehive Ring Road | Gatwick | West Sussex | RH6 0PA | United Kingdom | 532727.211 | 357890.898 | WALPOLE 132kV S STN | BOSTON 33kV S STN | STICKNEY 33 11kV S STN | 11 | Western Power Distribution (East Midlands) plc | Solar | Photovoltaic | No | 0 | 3.515 | 3.7 | [12 empty] | No | Connected | 07/01/2021 | 3.7 | 3.515 | 3.7 | 0.085 | 0.09 | 09/02/2016
2200042601355 | Parklands Solar Limited | Bristol Oakham Solar Park, Oakham Farm, Over Lane, Almondsbury, | Eversheds L L P | Eversheds House 70 Great Bridgewater Street | Manchester |  | M1 5ES | United Kingdom | 359969.217 | 183326.787 | Iron Acton S.G.P. | Bradley Stoke Bsp | 33kV connection | 33 | Western Power Distribution (South West) plc | Solar | Photovoltaic | No | 0 | 3.684 | 3.8775 | [12 empty] | No | Connected | 07/01/2021 | 3.8775 | 3.684 | 3.878 | 0.048 | 0.05 | 17/02/2016
1170000615888 | Sun and Soil Renewable 18 Ltd | Morton, Padleywood Solar Farm | Berkeley Square House | Berkeley Square | London |  | W1J 6BD | United Kingdom | 440862.017 | 362138.565 | CHESTERFIELD 132kV S STN | CHESTERFIELD 33kV S STN | DANESMOOR 33 11kV S STN | 11 | Western Power Distribution (East Midlands) plc | Solar | Photovoltaic | No | 0 | 3.61 | 3.8 | [12 empty] | No | Connected | 07/01/2021 | 3.8 | 3.61 | 3.8 | 0.142 | 0.15 | 31/03/2016
1470000294586 | Jaguar Land Rover Limited | Jaguar Land Rover i54 |  | Abbey Road Whitley | Coventry |  | CV3 4LF | United Kingdom | 390530.934 | 304089.372 | Bushbury D 132kV | BUSHBURY C 132kV S STN | I54 Busines Park 33/11kv | 11 | Western Power Distribution (West Midlands) plc | Solar | Photovoltaic | No | 0 | 5.7 | 6 | [12 empty] | No | Connected | 07/01/2021 | 6 | 5.7 | 6 | 9.5 | 10 | 10/03/2014
1470000535890 | Inrg (Solar Parks) 14 Ltd | Lower fields (Mount) farm | 22 | Chancery Lane | London |  | WC2A 1LS | United Kingdom | 404984.259 | 239881.059 | FECKENHAM 66 11kV S STN | Feckenham 66/11kVDUMMY | 66kV connection | 66 | Western Power Distribution (West Midlands) plc | Solar | Photovoltaic | No | 0 | 16.15 | 17 | [12 empty] | No | Connected | 07/01/2021 | 17 | 16.15 | 17 | 0.033 | 0.035 | 23/03/2016
1430000014262 | Severn Trent Water Limited | Barnhurst STW | Severn Trent Centre | 2 St John's Street | Coventry |  | CV1 2LZ | United Kingdom | 389896.518 | 301589.814 | Bushbury D 132kV | BUSHBURY C 132kV S STN | Bushbury B-C 132/33/11kVDUMMY | 11 | Western Power Distribution (West Midlands) plc | Solar | Photovoltaic | No | 0 | 2.531 | 2.664 | [12 empty] | No | Connected | 07/01/2021 | 2.664 | 2.531 | 2.664 | 1.615 | 1.7 | 03/03/2016
1470000473765 | Mercia Waste Management | Hartlebury EFW | The Marina | Kings Road | Evesham | Worcs | WR11 3XZ | United Kingdom | 385919.186 | 269845.382 | BISHOPS WOOD 132kV S STN | To be confirmed | 66kV connection | 66 | Western Power Distribution (West Midlands) plc | Other | Other | No | 0 | 23.75 | 25 | [12 empty] | No | Connected | 07/01/2021 | 25 | 23.75 | 25 | 3.8 | 4 | 01/04/2016
2200042552646 | Batsworthy Cross Wind Farm Limited | Batsworthy Cross, Knowstone, South Molton | C/O Reg Power Management | Edgeborough House Upper Edgeborough Road | Guilford | Surrey | GU1 2BJ | United Kingdom | 281376.112 | 121474.253 | Alverdiscott S.G.P. | Barnstaple Bsp | 33kV connection | 33 | Western Power Distribution (South West) plc | Wind | Onshore wind turbines | No | 0 | 17.527 | 18.45 | [12 empty] | No | Connected | 07/01/2021 | 18.45 | 17.1 | 18 | 0.095 | 0.1 | 19/02/2016
1170000628326 | Sunventures 4 Ltd | NAILSTONE SOLAR PARK, CROWN FARM, NAILSTONE, NUNEATON, LEICESTERSHIRE, CV13 0QL | Unit 8 | Perrglow Centre Marsh Lane | Ware | Hertfordshire | SG12 9QL | United Kingdom | 442971.898 | 307838.967 | ENDERBY 132kV S STN | COALVILLE 33KV S STN | NAILSTONE 33 11kV S STN | 11 | Western Power Distribution (East Midlands) plc | Solar | Photovoltaic | No | 0 | 3.618 | 3.808 | [12 empty] | No | Connected | 07/01/2021 | 3.808 | 4.18 | 4.4 | 0.048 | 0.05 | 29/01/2016
1460000610619 | Shropshire Waste Management Limited | BETTON ABBOTS LANDFILL | Suez House | Grenfell Road | Maidenhead | Berkshire | SL6 1ES | United Kingdom |  |  | SHREWSBURY 132kV S STN | Shrewsbury 132/33kVDUMMY | To be confirmed | 11 | Western Power Distribution (West Midlands) plc | Biofuel landfill gas | Gas turbine (OCGT) | No | 0 | 1.302 | 1.37 | [12 empty] | No | Connected | 07/01/2021 | 1.37 | 1.302 | 1.37 | 0.048 | 0.05 | 28/01/2016
1170000622982 | Peak Pipes | Peak Pipes Systems, Fusion Group LTD | Fusion Group | Smeckley Wood Close Sheepbridge | Chesterfield |  | S41 9PZ | United Kingdom | 445396 | 357125 | CHESTERFIELD 132kV S STN | ALFRETON 33kV S STN | BLACKWELL 33 11kV S STN | 11 | Western Power Distribution (East Midlands) plc | Solar | Photovoltaic | No | 0 | 0.048 | 0.05 | [12 empty] | No | Connected | 07/01/2021 | 0.05 | 0.048 | 0.05 | 1.425 | 1.5 | 03/02/2012
1170000529003 | Millclose Solar Limited | The Walnut Yard, Langley Priory Diseworth | Westmoreland House | 80-86 Bath Road | Cheltenham | Gloucestershire | GL53 7JT | United Kingdom | 443289.207 | 322512.157 | ENDERBY 132kV S STN | COALVILLE 33KV S STN | WORTHINGTON 33 11kV S STN | 11 | Western Power Distribution (East Midlands) plc | Solar | Photovoltaic | No | 0 | 1.425 | 1.5 | [12 empty] | No | Connected | 07/01/2021 | 1.5 | 1.425 | 1.5 | 0.095 | 0.1 | 01/12/2015
2200042619539 | Ernesettle Community Solar Limited | Ernesettle |  | Ballard House West Hoe Road | Plymouth | Devon | PL1 3BJ | United Kingdom | 244502.911 | 59890.909 | Landulph S.G.P. | Ernesettle Bsp | Ernesettle B & S | 11 | Western Power Distribution (South West) plc | Solar | Photovoltaic | No | 0 | 3.021 | 3.18 | [12 empty] | No | Connected | 07/01/2021 | 3.18 | 3.325 | 3.5 | 0.095 | 0.1 | 01/04/2016
1470000552530 | Sunventures 3 Ltd | BOX ROAD SOLAR PARK | Unit 8 | Perrglow Centre Marsh Lane | Ware | Hertfordshire | SG12 9QL | United Kingdom | 375261.552 | 202257.362 | IRON ACTON 132kV S STN | RYEFORD 132kV S STN | DURSLEY 33 11kV S STN | 11 | Western Power Distribution (West Midlands) plc | Solar | Photovoltaic | No | 0 | 1.425 | 1.5 | [12 empty] | No | Connected | 07/01/2021 | 1.5 | 1.425 | 1.5 | 0.048 | 0.05 | 01/02/2016
1470000568033 | G Owens & Son | Green Farm Solar |  | The Green Farm Allensmore | Hereford |  | HR2 9AH | United Kingdom |  |  | BISHOPS WOOD 132kV S STN | HEREFORD 66kV S STN | HEREFORD SOUTH 66 11kV S STN | 11 | Western Power Distribution (West Midlands) plc | Solar | Photovoltaic | No | 0 | 0.95 | 1 | [12 empty] | No | Connected | 07/01/2021 | 1 | 0.95 | 1 | 0.1 | 0.105 | 01/03/2016
1470000405603 | Birmingham Bio Power Ltd | Birmingham Bio Power Ltd |  | Blythe House Blythe Park | Stoke On Trent |  | ST11 9RD | United Kingdom | 410967.493 | 285065.182 | NECHELLS EAST 132kV S STN | Boughton Rd 132/11kV | Boughton Road 132/11kv | 11 | Western Power Distribution (West Midlands) plc | Biomass | Other | No | 0 | 9.025 | 9.5 | [12 empty] | No | Connected | 07/01/2021 | 9.5 | 9.785 | 10.3 | 2.375 | 2.5 | 25/01/2016
2100041322192 | Cadoxton Reserve Power Limited | Barry Sully Moors | 6th Floor | 33 Holborn | London |  | EC1N 2HT | United Kingdom | 314567.249 | 168729.942 | Aberthaw Power Station | Barry Grid | 33kV connection | 33 | Western Power Distribution (South Wales) plc | Other | Other | No | 0 | 15.2 | 16 | [12 empty] | No | Connected | 07/01/2021 | 16 | 15.2 | 16 | 0.166 | 0.175 | 01/02/2016
1170000619785 | EBS Wymeswold Limited | Wymeswold Solar Farm | Ancala Partners Llp | 40 Gracechurch Street | London |  | EC3V 0BT | United Kingdom | 460171.97 | 322432.451 | RATCLIFFE ON SOAR 132kV S STN | WILLOUGHBY 33kV S STN | WILLOUGHBY 11kV S STN | 11 | Western Power Distribution (East Midlands) plc | Solar | Photovoltaic | No | 0 | 1.62 | 1.705 | [12 empty] | No | Connected | 07/01/2021 | 1.705 | 1.62 | 1.705 | 0.038 | 0.04 | 07/03/2016
1470000533253 | Troughton Farm Solar Limited | Troughton Farm | 2nd Floor | 2 City Place Beehive Ring Road | Gatwick | West Sussex | RH6 0PA | United Kingdom | 391496.332 | 228680.796 | PORT HAM 132kV S STN | 132kV connection | 132kV connection | 132 | Western Power Distribution (West Midlands) plc | Solar | Photovoltaic | No | 0 | 23.427 | 24.66 | [12 empty] | No | Connected | 07/01/2021 | 24.66 | 23.75 | 25 | 0.057 | 0.06 | 23/03/2016
1170000527761 | GPP Langstone LLP | Ashby-de-la-Zouch, Lount Solar Park |  | 2a Chequers Court | Huntingdon | Cambridgeshire | PE29 3LJ | United Kingdom | 437789.042 | 317752.618 | DRAKELOW 132kV | GRESLEY 33kV S STN | ASHBY 33 11kV S STN | 11 | Western Power Distribution (East Midlands) plc | Solar | Photovoltaic | No | 0 | 2.185 | 2.3 | [12 empty] | No | Connected | 07/01/2021 | 2.3 | 2.185 | 2.3 | 0.048 | 0.05 | 31/10/2015
1170000609494 | Pearmat Solar 2 Ltd | Short Hazel Solar Farm, Manchester Lane, Hartshorne | Venthams Limited | 51 Lincolns Inn Fields | London |  | WC2A 3NA | United Kingdom | 432947.027 | 320001.221 | DRAKELOW 132kV | Burton 33kV | WOODVILLE 33/11kV | 11 | Western Power Distribution (East Midlands) plc | Solar | Photovoltaic | No | 0 | 4.75 | 5 | [12 empty] | No | Connected | 07/01/2021 | 5 | 4.75 | 5 | 0.119 | 0.125 | 01/02/2016
1170000582708 | Marchington Solar Limited | Marchington Solar Farm | Challenge House | Sherwood Drive | Bletchley | Milton Keynes | MK3 6DP | United Kingdom | 415671.91 | 330731.135 | WILLINGTON 132kV S STN | UTTOXETER 33kV S STN | 33kV connection | 33 | Western Power Distribution (East Midlands) plc | Solar | Photovoltaic | No | 0 | 4.218 | 4.44 | [12 empty] | No | Connected | 07/01/2021 | 4.44 | 4.218 | 4.44 | 0.025 | 0.026 | 01/03/2016
1170000615007 | Holtwood Solar Limited | Holtwood Farm Solar Park | 6th Floor | 33 Holborn | London |  | EC1N 2HT | United Kingdom | 413208.56 | 332737.345 | WILLINGTON 132kV S STN | UTTOXETER 33kV S STN | 33kV connection | 33 | Western Power Distribution (East Midlands) plc | Solar | Photovoltaic | No | 0 | 4.322 | 4.55 | [12 empty] | No | Connected | 07/01/2021 | 4.55 | 4.322 | 4.55 | 0.08 | 0.084 | 01/03/2016
2200042475735 | AEE Renewables UK 16 Limited | NETHERMILL SOLAR FARM, WILLAND | 6th Floor | St Magnus House 3 Lower Thames Street | London |  | EC3R 6HD | United Kingdom | 302207.847 | 112062.257 | Exeter Main S.G.P. | Tiverton Bsp | Tiverton Junction | 11 | Western Power Distribution (South West) plc | Solar | Photovoltaic | No | 0 | 3.8 | 4 | [12 empty] | No | Connected | 07/01/2021 | 4 | 3.8 | 4 | 0.048 | 0.05 | 20/03/2015
1170000614857 | Alkane Energy CM Limited | Ex-Summit Colliery Site Kirkby in Ashfield | Edwinstowe House | High Street | Edwinstowe | Nottinghamshire | NG21 9PR | United Kingdom | 450373.982 | 357015.961 | CHESTERFIELD 132kV S STN | ANNESLEY 33kV S STN | ANNESLEY (KIRKBY) 11kV S STN | 11 | Western Power Distribution (East Midlands) plc | Biofuel landfill gas | Gas turbine (OCGT) | No | 0 | 5.7 | 6 | [12 empty] | No | Connected | 07/01/2021 | 6 | 5.7 | 6 | 0.048 | 0.05 | 31/03/2016
1470000542806 | Actrees Solar Power Limited | Actrees farm | C/O Tlt Llp | One, Redcliffe Street | Bristol |  | BS1 6TP | United Kingdom | 371155.994 | 198046.271 | IRON ACTON 132kV S STN | RYEFORD 132kV S STN | 33kV connection | 33 | Western Power Distribution (West Midlands) plc | Solar | Photovoltaic | No | 0 | 4.275 | 4.5 | [12 empty] | No | Connected | 07/01/2021 | 4.5 | 4.275 | 4.5 | 0.019 | 0.02 | 15/01/2016
1170000614420 | Little Irchester Solar Limited | LITTLE IRCHESTER HIGHAM ROAD | Larkfleet House | Falcon Way Southfield Business Park | Bourne | Lincolnshire | PE10 0FF | United Kingdom | 490917.002 | 266296.557 | GRENDON 132kV S STN | WELLINGBOROUGH 132kV S STN | Wellingborough 132/11kv (Reserve) | 11 | Western Power Distribution (East Midlands) plc | Solar | Photovoltaic | No | 0 | 4.75 | 5 | [12 empty] | No | Connected | 07/01/2021 | 5 | 4.75 | 5 | 0.095 | 0.1 | 30/03/2016
1100050385920 | CLP Envirogas Ltd | Cotesbach Landfill Generation | Units 14-15 Queensbrook | Bolton Technology Exchange Spa Road | Bolton |  | BL1 4AY | United Kingdom | 453715.139 | 280827.884 | COVENTRY 132kV S STN | RUGBY 132kV S STN | RUGBY 11kV S STN | 11 | Western Power Distribution (East Midlands) plc | Biofuel landfill gas | Gas turbine (OCGT) | No | 0 | 4.845 | 5.1 | [12 empty] | No | Connected | 07/01/2021 | 5.1 | 4.845 | 5.1 | 0.095 | 0.1 | 15/11/2007
1160000776817 | CLP Envirogas Ltd | Cotesbach Landfill Generation | Units 14-15 Queensbrook | Bolton Technology Exchange Spa Road | Bolton |  | BL1 4AY | United Kingdom | 453715.139 | 280827.884 | COVENTRY 132kV S STN | RUGBY 132kV S STN | RUGBY 11kV S STN | 11 | Western Power Distribution (East Midlands) plc | Biofuel landfill gas | Gas turbine (OCGT) | No | 0 | 1.995 | 2.1 | [12 empty] | No | Connected | 07/01/2021 | 2.1 | 4.085 | 4.3 | 0.095 | 0.1 | 28/10/2010
2200042537470 | Clean Earth Ground Mount PV Ltd | Narrow Lane Solar |  | Unit 2a/2b Bess Park Rd Trenant Trading Estate | Wadebridge |  | PL27 6HB | United Kingdom | 189884.121 | 56888.925 | Indian Queens S.G.P. | Fraddon Bsp | Fraddon | 11 | Western Power Distribution (South West) plc | Solar | Photovoltaic | No | 0 | 1.52 | 1.6 | [12 empty] | No | Connected | 07/01/2021 | 1.6 | 1.425 | 1.5 | 0.043 | 0.045 | 15/09/2015
1170000601991 | Sune Elton Farm Solar Limited | Shelton Lodge |  | 53 Milford Road Trading Estate | Reading | Berkshire | RG1 8LG | United Kingdom | 476849.054 | 339535.856 | STAYTHORPE C 132kV S STN | HAWTON 33kV S STN | 33kV connection | 33 | Western Power Distribution (East Midlands) plc | Solar | Photovoltaic | No | 0 | 3.325 | 3.5 | [12 empty] | No | Connected | 07/01/2021 | 3.5 | 3.325 | 3.5 | 0.039 | 0.041 | 22/12/2015
1170000586508 | West End Farm PV Limited | West End Farm | C/O Venthams | 51 Lincolns Inn Fields | London |  | WC2A 3NA | United Kingdom | 477049.152 | 378763.647 | STAYTHORPE C 132kV S STN | CHECKERHOUSE 33kV S STN | 33kV connection | 33 | Western Power Distribution (East Midlands) plc | Solar | Photovoltaic | No | 0 | 7.03 | 7.4 | [12 empty] | No | Connected | 07/01/2021 | 7.4 | 7.03 | 7.4 | 0.057 | 0.06 | 18/12/2015
2100041320691 | Pant Y Moch Renewables Limited | Pant Y Moch farm, Mynydd Emroc |  | 1 Lumley Street | London |  | W1K 6TT | United Kingdom | 277743.863 | 190485.772 | Swansea North Grid | Briton Ferry Grid | 33kV connection | 33 | Western Power Distribution (South Wales) plc | Solar | Photovoltaic | No | 0 | 9.485 | 9.984 | [12 empty] | No | Connected | 07/01/2021 | 9.984 | 4.218 | 4.44 | 0.024 | 0.025 | 01/11/2015
2100041275356 | Lightsource SPV 105 Limited | Maes Bach Solar Farm | 33 | Holborn | London |  | EC1N 2HU | United Kingdom | 310472.161 | 185195.598 | Upper Boat | Upper Boat Bsp | Upper Boat Primary | 11 | Western Power Distribution (South Wales) plc | Solar | Photovoltaic | No | 0 | 3.325 | 3.5 | [12 empty] | No | Connected | 07/01/2021 | 3.5 | 3.325 | 3.5 | 0.237 | 0.25 | 16/12/2015
1170000567550 | Sun and Soil Renewable 21 Ltd | Yeldersley Ladyhole Solar Farm |  | Berkeley Square House Berkeley Square | London |  | W1J 6BD | United Kingdom | 420777.957 | 345621.13 | WILLINGTON 132kV S STN | WINSTER 33kV S STN | ASHBOURNE 33 11kV S STN | 11 | Western Power Distribution (East Midlands) plc | Solar | Photovoltaic | No | 0 | 2.375 | 2.5 | [12 empty] | No | Connected | 07/01/2021 | 2.5 | 2.375 | 2.5 | 0.142 | 0.15 | 22/03/2016
2100041329978 | Trecastle Renewables Limited | Trecastle Solar Farm | Unit 8 | Peerglow Centre Marsh Lane | Ware | Hertfordshire | SG12 9QL | United Kingdom | 302585.519 | 181500.667 | Upper Boat | Pontyclun Primary | Pontyclun 132/11kV | 11 | Western Power Distribution (South Wales) plc | Solar | Photovoltaic | No | 0 | 3.796 | 3.996 | [12 empty] | No | Connected | 07/01/2021 | 3.996 | 3.8 | 4 | 0.048 | 0.05 | 16/12/2015
1170000568962 | Exeter RP Limited | Ripley, Asher Lane, Asher Lane STOR Site | C/O Foresight Group Llp | The Shard 32 London Bridge Street | London |  | SE1 9SG | United Kingdom | 439426.428 | 351799.49 | WILLINGTON 132kV S STN | HEANOR 33kV S STN | RIPLEY 33 11kV S STN | 11 | Western Power Distribution (East Midlands) plc | Other | Other | Yes | 0 | 4.75 | 5 | [12 empty] | No | Connected | 07/01/2021 | 5 | 4.75 | 5 | 0.142 | 0.15 | 14/12/2015
2100041329072 | Llancadle Solar Farm Limited | Llancadle - Llancadle Solar Farm |  | 16 Great Queen Street Covent Garden | London |  | WC2B 5AH | United Kingdom | 303112.328 | 168619.07 | Aberthaw Power Station | East Aberthaw | 33kV connection | 33 | Western Power Distribution (South Wales) plc | Solar | Photovoltaic | No | 0 | 3.705 | 3.9 | [12 empty] | No | Connected | 07/01/2021 | 3.9 | 3.705 | 3.9 | 0.19 | 0.2 | 01/12/2015
1170000579928 | AVERILL FARM LIMITED | Averill Farm | 6th Floor | 33 Holborn | London |  | EC1N 2HT | United Kingdom | 440487.169 | 361420.862 | CHESTERFIELD 132kV S STN | CHESTERFIELD 33kV S STN | 33kV connection | 33 | Western Power Distribution (East Midlands) plc | Solar | Photovoltaic | No | 0 | 3.557 | 3.744 | [12 empty] | No | Connected | 07/01/2021 | 3.744 | 3.557 | 3.744 | 0.04 | 0.042 | 16/12/2015
1170000598043 | F&S Manor Farm Limited | Manor Farm Solar Farm |  | 233-237 Old Marylebone Road | London |  | NW1 5QT | United Kingdom | 483572.08 | 253438.218 | GRENDON 132kV S STN | NORTHAMPTON EAST 33kV S STN | 33kV connection | 33 | Western Power Distribution (East Midlands) plc | Solar | Photovoltaic | No | 0 | 3.8 | 4 | [12 empty] | No | Connected | 07/01/2021 | 4 | 3.8 | 4 | 0.019 | 0.02 | 23/12/2015
1470000540552 | Beegreen Solar Ltd | Yorkley farm |  | Building 8/4 Vantage Point Business Village | Mitcheldean | Gloucestershire | GL17 0DD | United Kingdom | 363295.831 | 204948.741 | PORT HAM 132kV S STN | LYDNEY 33kV S STN | 33kV connection | 33 | Western Power Distribution (West Midlands) plc | Solar | Photovoltaic | No | 0 | 4.75 | 5 | [12 empty] | No | Connected | 07/01/2021 | 5 | 4.75 | 5 | 0.048 | 0.05 | 16/12/2015
2200042326059 | Capital Stage Cullompton Limited | Cullompton, Westcott, |  | Wilder Coe Limited 235 Old Marylebone Road | London |  | NW1 5QT | United Kingdom | 301785.916 | 103740.467 | Exeter Main S.G.P. | Tiverton Bsp | 33kV connection | 33 | Western Power Distribution (South West) plc | Solar | Photovoltaic | No | 0 | 3.42 | 3.6 | [12 empty] | No | Connected | 07/01/2021 | 3.6 | 3.878 | 4.082 | 0.057 | 0.06 | 21/12/2015
1170000592237 | FIM Solar Distribution LLP | Wymeswold Narrow Lane PV | Glebe Barn | Great Barrington | Burford | Oxon | OX18 4US | United Kingdom | 462656.843 | 323156.217 | RATCLIFFE ON SOAR 132kV S STN | WILLOUGHBY 33kV S STN | 33kV connection | 33 | Western Power Distribution (East Midlands) plc | Solar | Photovoltaic | No | 0 | 3.914 | 4.12 | [12 empty] | No | Connected | 07/01/2021 | 4.12 | 3.914 | 4.12 | 0.095 | 0.1 | 21/12/2015
1170000602071 | Lightsource SPV 193 Ltd | RATCLIFFE CULEY RATCLIFFE HOUSE FARM | 7th Floor | 33 Holborn | London |  | EC1N 2HU | United Kingdom | 433507.136 | 298880.441 | LEA MARSTON 132kV S STN | TAMWORTH 33kV S STN | ATHERSTONE 33 11kV S STN | 11 | Western Power Distribution (East Midlands) plc | Solar | Photovoltaic | No | 0 | 1.9 | 2 | [12 empty] | No | Connected | 07/01/2021 | 2 | 1.9 | 2 | 0.048 | 0.05 | 18/12/2015
2100041330928 | KS SPV 53 Limited | Hafod Y Dafal Solar Farm, Aberbeeg |  | 16 Great Queen Street Covent Garden | London |  | WC2B 5AH | United Kingdom | 319994.46 | 203688.99 | Rassau G.S.P. | Crumlin | 33kV connection | 33 | Western Power Distribution (South Wales) plc | Solar | Photovoltaic | No | 0 | 5.928 | 6.24 | [12 empty] | No | Connected | 07/01/2021 | 6.24 | 5.928 | 6.24 | 0.095 | 0.1 | 15/12/2015
1170000552730 | Stragglethorpe Energy Limited | Stragglethorpe Anaerobic Digestion Plant |  | Friars Ford Manor Road | Reading |  | RG8 9EL | United Kingdom |  |  | Stoke Bardolph 132kv | NOTTINGHAM EAST 33kV S STN | COTGRAVE 33 11kV S STN | 11 | Western Power Distribution (East Midlands) plc | Biomass | Other | No | 0 | 0.95 | 1 | [12 empty] | No | Connected | 07/01/2021 | 1 | 0.95 | 1 | 0.19 | 0.2 | 15/12/2015
1470000558220 | Severn Trent Water Limited | BROMSGROVE SEWAGE TREATMENT WORKS | Severn Trent Centre | 2 St John's Street | Coventry |  | CV1 2LZ | United Kingdom | 395818.806 | 268681.64 | BISHOPS WOOD 132kV S STN | UPTON WARREN 132kV S STN | Upton Warren 132/66/11kVDUMMY | 11 | Western Power Distribution (West Midlands) plc | Solar | Photovoltaic | No | 0 | 1.311 | 1.38 | [12 empty] | No | Connected | 07/01/2021 | 1.38 | 1.311 | 1.38 | 0.285 | 0.3 | 10/12/2015
2200042591636 | CSI Wick Road Solar PV Limited | Wick Road Solar Farm | Portland House | Bressenden Place | London |  | SW1E 5RS | United Kingdom | 339100.73 | 163233.8 | Bridgwater S.G.P. | Churchill Bsp 132kv | Westwick | 11 | Western Power Distribution (South West) plc | Solar | Photovoltaic | No | 0 | 7.03 | 7.4 | [12 empty] | No | Connected | 07/01/2021 | 7.4 | 7.03 | 7.4 | 0.095 | 0.1 | 17/12/2015
2200042414867 | TGC Solar Carditch Drove Limited | Congresbury Carditch Drove | 2 Crossways Business Centre | Bicester Road Kingswood | Aylesbury | Bucks | HP18 0RA | United Kingdom | 342763.996 | 161395.95 | Bridgwater S.G.P. | Churchill Bsp 132kv | 33kV connection | 33 | Western Power Distribution (South West) plc | Solar | Photovoltaic | No | 0 | 4.104 | 4.32 | [12 empty] | No | Connected | 07/01/2021 | 4.32 | 4.104 | 4.32 | 0.024 | 0.025 | 18/12/2015
1170000527558 | Grantham Solar Farm Limited | pasture farm |  | 145-157 St John Street | London |  | EC1V 4PW | United Kingdom | 488401.917 | 339775.539 | BICKER FEN 132kV S STN | GRANTHAM NORTH 132KV S STN | GRANTHAM NORTH 11kV S STN | 11 | Western Power Distribution (East Midlands) plc | Solar | Photovoltaic | No | 0 | 3.8 | 4 | [12 empty] | No | Connected | 07/01/2021 | 4 | 3.8 | 4 | 0.048 | 0.05 | 17/12/2015
1470000548427 | Lightsource SPV 39 Ltd | Sheriffhales Solar Farm | 7th Floor | 33 Holborn | London |  | EC1N 2HU | United Kingdom | 374816.882 | 312499.623 | IRONBRIDGE 132kV S STN | KETLEY 132kV S STN | 33kV connection | 33 | Western Power Distribution (West Midlands) plc | Solar | Photovoltaic | No | 0 | 6.507 | 6.85 | [12 empty] | No | Connected | 07/01/2021 | 6.85 | 6.507 | 6.85 | 0.048 | 0.05 | 15/12/2015
2100041330236 | Court Solarfarm Limited | Court Solar Farm, Treoes, Bridgend |  | One America Square Crosswall | London |  | EC3N 2SG | United Kingdom | 294750.977 | 178444.071 | Pyle Grid | Waterton Industrial Grid | Waterton Industrial Primary | 11 | Western Power Distribution (South Wales) plc | Solar | Photovoltaic | No | 0 | 1.9 | 2 | [12 empty] | No | Connected | 07/01/2021 | 2 | 1.9 | 2 | 0.019 | 0.02 | 28/01/2016
1470000552441 | Upper Wick Solar Park Ltd | Upper Wick Solar Farm |  | Unit 5e, Park Farm Chichester Road | Arundel | West Sussex | BN18 0AG | United Kingdom | 372218.694 | 196470.731 | IRON ACTON 132kV S STN | RYEFORD 132kV S STN | 33kV connection | 33 | Western Power Distribution (West Midlands) plc | Solar | Photovoltaic | No | 0 | 3.99 | 4.2 | [12 empty] | No | Connected | 07/01/2021 | 4.2 | 3.99 | 4.2 | 0.048 | 0.05 | 18/12/2015
1170000606670 | Debdale Solar Ltd | Debdale Solar PV |  | 111 Buckingham Palace Road | London |  | SW1W 0SR | United Kingdom |  |  | CHESTERFIELD 132kV S STN | MANSFIELD 33kV S STN | MANSFIELD 11kV S STN | 11 | Western Power Distribution (East Midlands) plc | Solar | Photovoltaic | No | 0 | 3.61 | 3.8 | [12 empty] | No | Connected | 07/01/2021 | 3.8 | 3.61 | 3.8 | 0.067 | 0.07 | 21/03/2016
1170000587282 | Canopus Farm Solar Limited | Canopus Farm | C/O Quintas Energy Uk Ltd | Suite C, 3rd Floor 3 Harbour Exchange Square | London |  | E14 9GE | United Kingdom | 530576.449 | 347622.123 | WALPOLE 132kV S STN | BOSTON 33kV S STN | 33kV connection | 33 | Western Power Distribution (East Midlands) plc | Solar | Photovoltaic | No | 0 | 4.389 | 4.62 | [12 empty] | No | Connected | 07/01/2021 | 4.62 | 4.389 | 4.62 | 0.048 | 0.05 | 10/12/2015
2200042446975 | SunE Project6 Limited | Steer Point, Brixton, Devon | C/O Foresight Group | The Shard 32 London Bridge Street | London |  | . | United Kingdom | 255828.155 | 53167.591 | Abham S.G.P. | Plympton Bsp | 33kV connection | 33 | Western Power Distribution (South West) plc | Solar | Photovoltaic | No | 0 | 3.715 | 3.91 | [12 empty] | No | Connected | 07/01/2021 | 3.91 | 3.715 | 3.91 | 0.019 | 0.02 | 18/12/2015
2200042437368 | MTS Francis Court Solar Limited | Exeter, Francis Court Farm |  | 6th Floor 33 Holborn | London |  | EC1N 2HT | United Kingdom | 296609.419 | 97966.867 | Exeter Main S.G.P. | Sowton Bsp | 33kV connection | 33 | Western Power Distribution (South West) plc | Solar | Photovoltaic | No | 0 | 1.938 | 2.04 | [12 empty] | No | Connected | 07/01/2021 | 2.04 | 3.23 | 3.4 | 0.028 | 0.03 | 17/12/2015
1170000604050 | BRAFIELD SOLAR LIMITED | Brafield on the Green Solar Park | Larkfleet House | Falcon Way Southfields Business Park | Bourne | Lincolnshire | PE10 0FF | United Kingdom | 482409.1 | 257097.411 | GRENDON 132kV S STN | NORTHAMPTON EAST 33kV S STN | 33kV connection | 33 | Western Power Distribution (East Midlands) plc | Solar | Photovoltaic | No | 0 | 3.562 | 3.75 | [12 empty] | No | Connected | 07/01/2021 | 3.75 | 3.562 | 3.75 | 0.095 | 0.1 | 31/03/2016
2200042563230 | Sigma Solar Limited | CREWKERNE SOLAR FARM CREWKERNE | 2 | Queen Caroline Street Hammersmith | London |  | W6 9DX | United Kingdom | 345730.316 | 111305.981 | Axminster S.G.P. | Woodcote Bsp | 33kV connection | 33 | Western Power Distribution (South West) plc | Solar | Photovoltaic | No | 0 | 3.876 | 4.08 | [12 empty] | No | Connected | 07/01/2021 | 4.08 | 7.91 | 8.326 | 0.048 | 0.05 | 08/12/2015
2200042574231 | Chelwood Solar Limited | CHELWOOD 33KV SOLAR FARM | 14 | Orchard Street | Bristol |  | BS1 5EH | United Kingdom | 364359.552 | 161111.797 | Seabank Sgp | Radstock Bsp 132kv | 33kV connection | 33 | Western Power Distribution (South West) plc | Solar | Photovoltaic | No | 0 | 3.678 | 3.872 | [12 empty] | No | Connected | 07/01/2021 | 3.872 | 3.678 | 3.872 | 0.043 | 0.045 | 10/12/2015
1170000594270 | St Solar Invest Leicestershire 2 Limited | Lindridge Farm Solar Park | C/O Foresight Group | The Shard 32 London Bridge Street | London |  | SE1 9SG | United Kingdom | 446012.061 | 305142.893 | ENDERBY 132kV S STN | COALVILLE 33KV S STN | 33kV connection | 33 | Western Power Distribution (East Midlands) plc | Solar | Photovoltaic | No | 0 | 3.762 | 3.96 | [12 empty] | No | Connected | 07/01/2021 | 3.96 | 3.762 | 3.96 | 0.048 | 0.05 | 29/12/2015
1170000605240 | Sywell Solar Limited | Sywell PV | Larkfleet House | Falcon Way Southfields Business Park | Bourne | Lincolnshire | PE10 0FF | United Kingdom | 483887.78 | 268451.32 | GRENDON 132kV S STN | WELLINGBOROUGH 33kV S STN | 33kV connection | 33 | Western Power Distribution (East Midlands) plc | Solar | Photovoltaic | No | 0 | 9.5 | 10 | [12 empty] | No | Connected | 07/01/2021 | 10 | 9.5 | 10 | 0.095 | 0.1 | 03/12/2015
2200042582455 | Lightsource SPV 135 Limited | WELLINGTON RED HILL FARM | 7th Floor | 33 Holborn | London |  | EC1N 2HU | United Kingdom | 308862.809 | 118093.154 | Taunton S.G.P. | Taunton Main Bsp | 33kV connection | 33 | Western Power Distribution (South West) plc | Solar | Photovoltaic | No | 0 | 4.531 | 4.77 | [12 empty] | No | Connected | 07/01/2021 | 4.77 | 3.75 | 3.947 | 0.048 | 0.05 | 09/12/2015
2200042569161 | Capital Stage Tonedale LLP | WELLINGTON TONEDALE FARM |  | Woodwater House Pynes Hill | Exeter | Devon | EX2 5WR | United Kingdom | 312186.613 | 120902.868 | Taunton S.G.P. | Taunton Main Bsp | 33kV connection | 33 | Western Power Distribution (South West) plc | Solar | Photovoltaic | No | 0 | 3.8 | 4 | [12 empty] | No | Connected | 07/01/2021 | 4 | 4.362 | 4.592 | 0.475 | 0.5 | 03/12/2015
2200042244682 | Sunsave 7 (Luscott Barton) Limited | Luscott Barton, Ashford, Barnstaple, | Unit 21/22 | Newhaven Enterprise Centre Denton Island | Newhaven |  | BN9 9BA | United Kingdom | 251941.033 | 136788.402 | Alverdiscott S.G.P. | East Yelland Bsp | 33kV connection | 33 | Western Power Distribution (South West) plc | Solar | Photovoltaic | No | 0 | 3.876 | 4.08 | [12 empty] | No | Connected | 07/01/2021 | 4.08 | 3.876 | 4.08 | 0.057 | 0.06 | 30/11/2015
2100041240353 | Sunsave 23 (Yerbeston) Limited | Yerbeston Solar Farm | 14 | High Cross | Truro |  | TR1 2AJ | United Kingdom | 207035.966 | 209101.88 | Pembroke Power Station | Haverfordwest Grid | 33kV connection | 33 | Western Power Distribution (South Wales) plc | Solar | Photovoltaic | No | 0 | 4.731 | 4.98 | [12 empty] | No | Connected | 07/01/2021 | 4.98 | 4.75 | 5 | 0.048 | 0.05 | 27/11/2015
2200042475442 | Second Energy Limited | Shepton Mallet, Pylle Solar Park, Lower Easton Farm, Pylle, |  | Long Barn, Manor Farm Stratton-On-The-Fosse | Radstock | Somerset | BA3 4QF | United Kingdom | 362968.437 | 138819.606 | Seabank Sgp | Radstock Bsp 132kv | 33kV connection | 33 | Western Power Distribution (South West) plc | Solar | Photovoltaic | No | 0 | 7.524 | 7.92 | [12 empty] | No | Connected | 07/01/2021 | 7.92 | 7.524 | 7.92 | 0.048 | 0.05 | 27/11/2015
1170000544492 | Stonehaven Wind Turbine Limited | Off Bagworth Rd, Barlestone |  | 15 Golden Square | London |  | W1F 9JG | United Kingdom | 444629.4 | 305897.54 | ENDERBY 132kV S STN | COALVILLE 33KV S STN | OSBASTON 33 11kV S STN | 11 | Western Power Distribution (East Midlands) plc | Wind | Onshore wind turbines | No | 0 | 1.425 | 1.5 | [12 empty] | No | Connected | 07/01/2021 | 1.5 | 1.425 | 1.5 | 0.033 | 0.035 | 15/09/2015
2200042591361 | John Wainwright & Co Limited | Rockingham Business Park - BRISTOL | Moons Hill Quarry | Mendip Road | STOKE ST MICHAEL | Somerset | BA3 5JU | United Kingdom | 352529.181 | 180905.624 | Seabank Sgp | Avonmouth Bsp | Avonmouth |  | Western Power Distribution (South West) plc | Solar | Photovoltaic | No | 0 | 0.19 | 0.2 | [12 empty] | No | Connected | 07/01/2021 | 0.2 | 0.19 | 0.2 | 0.95 | 1 | 26/11/2015
1170000586614 | Fields Farm Solar Limited | Field Farm Solar Farm | C/O Foresight Group | The Shard 32 London Bridge Street | London |  | BS3 2BJ | United Kingdom | 440399.648 | 260974.16 | BERKSWELL 132kV S STN | HARBURY 33kV S STN | 33kV connection | 33 | Western Power Distribution (East Midlands) plc | Solar | Photovoltaic | No | 0 | 4.18 | 4.4 | [12 empty] | No | Connected | 07/01/2021 | 4.4 | 4.18 | 4.4 | 0.048 | 0.05 | 01/02/2016
1470000360867 | Renishaw Plc | New Mills |  | New Mills | Wotton-Under- Edge | Glocestershire | GL12 8JR | United Kingdom | 373727.498 | 192934.229 | IRON ACTON 132kV S STN | RYEFORD 132kV S STN | HAMMERLEY DOWN 33 11kV S STN | 11 | Western Power Distribution (West Midlands) plc | Solar | Photovoltaic | No | 0 | 0.253 | 0.266 | [12 empty] | No | Connected | 07/01/2021 | 0.266 | 0.465 | 0.49 | 2.85 | 3 | 18/03/2015
1470000520306 | Sunsave 38 (Cheshire Coppice) Ltd | TELFORD, CHESHIRE COPPICE SOLAR | C/O Stephens Scown Secretarial Limited | Osprey House Malpas Road | Truro | Cornwall | TR1 1UT | United Kingdom | 362342.215 | 314356.819 | SHREWSBURY 132kV S STN | Shrewsbury 132/33kVDUMMY | DOTHILL 33 11kV S STN | 11 | Western Power Distribution (West Midlands) plc | Solar | Photovoltaic | No | 0 | 3.876 | 4.08 | [12 empty] | No | Connected | 07/01/2021 | 4.08 | 3.876 | 4.08 | 0.028 | 0.03 | 15/12/2015
1170000579272 | SPF Somersall Ltd | Somersall Mill Solar Park Doveridge |  | 8 Peerglow Centre Marsh Lane | Ware | Hertfordshire | SG12 9QL | United Kingdom | 413277.275 | 334093.768 | WILLINGTON 132kV S STN | UTTOXETER 33kV S STN | MARCHINGTON 33 11kV S STN | 11 | Western Power Distribution (East Midlands) plc | Solar | Photovoltaic | No | 0 | 1.9 | 2 | [12 empty] | No | Connected | 07/01/2021 | 2 | 1.9 | 2 | 0.095 | 0.1 | 16/12/2015
1170000596551 | Solardev 2 Ltd | Kirton End |  | 8 Peerglow Centre Marsh Lane | Ware | Hertfordshire | SG12 9QL | United Kingdom | 528463.902 | 338870.005 | WALPOLE 132kV S STN | BOSTON 33kV S STN | KIRTON 33 11kV S STN | 11 | Western Power Distribution (East Midlands) plc | Solar | Photovoltaic | No | 0 | 2.565 | 2.7 | [12 empty] | No | Connected | 07/01/2021 | 2.7 | 2.565 | 2.7 | 0.095 | 0.1 | 20/11/2015
2200042598650 | Exeter City Council | Exeter - Livestock Market Matford Park Rd - HV Connection |  | Civic Centre | EXETER | Devon | EX1 1JN | United Kingdom | 292564.214 | 89707.095 | Exeter Main S.G.P. | Exeter City Bsp | Marsh Barton | 11 | Western Power Distribution (South West) plc | Solar | Photovoltaic | No | 0 | 1.425 | 1.5 | [12 empty] | No | Connected | 07/01/2021 | 1.5 | 1.425 | 1.5 | 0.285 | 0.3 | 18/12/2015
2100041265818 | Cynon Power Limited | ABERDARE Aberaman Generation Substation | Sixth Floor | 33 Holborn | London |  | EC1N 2HT | United Kingdom | 302138.734 | 200785.199 | Upper Boat | Mountain Ash Grid | 33kV connection | 33 | Western Power Distribution (South Wales) plc | Biofuel landfill gas | Gas turbine (OCGT) | No | 0 | 15.2 | 16 | [12 empty] | No | Connected | 07/01/2021 | 16 | 16.72 | 17.6 | 0.214 | 0.225 | 16/11/2015
1170000598708 | Snowdome Group Limited | TAMWORTH Snowdome River Drive | Leisure Island | River Drive | Tamworth | Staffordshire | B79 7ND | United Kingdom | 420881.365 | 303486.946 | LEA MARSTON 132kV S STN | TAMWORTH TOWN 132kV S STN | TAMWORTH TOWN 11kV S STN | 11 | Western Power Distribution (East Midlands) plc | Solar | Photovoltaic | No | 0 | 0.228 | 0.24 | [12 empty] | No | Connected | 07/01/2021 | 0.24 | 0.228 | 0.24 | 1.235 | 1.3 | 30/11/2015
1170000580621 | Anesco Stud Farm Limited | Rufford Solar Stud Farm | Unit 9 The Green Easter Park | Benyon Road | Reading | Berkshire | RG7 2PQ | United Kingdom | 464847.675 | 362074.351 | CHESTERFIELD 132kV S STN | CLIPSTONE 33kV S STN | BILSTHORPE 33 11kV S STN | 11 | Western Power Distribution (East Midlands) plc | Solar | Photovoltaic | No | 0 | 1.9 | 2 | [12 empty] | No | Connected | 07/01/2021 | 2 | 1.9 | 2 | 0.048 | 0.05 | 01/12/2015
1170000558626 | J Sainsbury plc | TAMWORTH, Distribution Centre Relay Park |  | 33 Holborn | LONDON |  | EC1N 2HT | United Kingdom | 423895.614 | 301319.477 | LEA MARSTON 132kV S STN | TAMWORTH 33kV S STN | TAMWORTH GRID 11kV S STN | 11 | Western Power Distribution (East Midlands) plc | Other | Other | No | 0 | 2.232 | 2.35 | [12 empty] | No | Connected | 07/01/2021 | 2.35 | 2.232 | 2.35 | 0.636 | 0.67 | 10/11/2015
2200042278956 | Steadfast Molland Solar Limited | South Molton Bommertown Farm, Commertown Cross Roads |  | 6th Floor 33 Holborn | London |  | EC1N 2HT | United Kingdom | 282212.186 | 125549.446 | Taunton S.G.P. | Taunton Main Bsp | 33kV connection | 33 | Western Power Distribution (South West) plc | Solar | Photovoltaic | No | 0 | 3.876 | 4.08 | [12 empty] | No | Connected | 07/01/2021 | 4.08 | 3.876 | 4.08 | 0.057 | 0.06 | 04/12/2015
1170000598061 | Temple Normanton Solar Limited | TEMPLE NORMANTON SOLAR FARM | Delta Place | 27 Bath Road | Cheltenham |  | GL54 7TH | United Kingdom | 441772.801 | 368199.908 | CHESTERFIELD 132kV S STN | CHESTERFIELD 33kV S STN | GRASSMOOR 33 11kV S STN | 11 | Western Power Distribution (East Midlands) plc | Solar | Photovoltaic | No | 0 | 4.75 | 5 | [12 empty] | No | Connected | 07/01/2021 | 5 | 4.75 | 5 | 0.142 | 0.15 | 18/12/2015
1170000597778 | John Lewis Partnership | Plot 120, Magna Park, Milton Keynes |  | 171 Victoria Street | LONDON |  | SW1E 5NN | United Kingdom |  |  | EAST CLAYDON 132KV S STN | BLETCHLEY 33KV S STN | FEN FARM 33 11kV S STN | 11 | Western Power Distribution (East Midlands) plc | Other | Other | No | 0 | 0 | 0 | [12 empty] | No | Connected | 07/01/2021 | 0 | 0.001 | 0.001 | 2.85 | 3 | N/A
1470000132031 | Severn Trent Water Limited | Tittesworth Reservoir | Severn Trent Centre | 2 St John's Street | Coventry |  | CV1 2LZ | United Kingdom |  |  | Cellarhead 132kV | WHITFIELD 132 33kV S STN | LEEK 33 11kV S STN | 11 | Western Power Distribution (West Midlands) plc | Other | Other | No | 0 | 2.148 | 2.261 | [12 empty] | No | Connected | 07/01/2021 | 2.261 | 1.335 | 1.405 | 0.855 | 0.9 | 01/12/2012
1170000597963 | Coventry University | Energy Centre, Whitefriars Street, Coventry, CV1 2HF |  | Priory Street | Coventry | West Midlands | CV1 5FB | United Kingdom | 433801.259 | 278778.01 | BERKSWELL 132kV S STN | COVENTRY CENTRAL 33kV S STN | COX STREET 33 6 6kV S STN | 6.6 | Western Power Distribution (East Midlands) plc | Solar | Photovoltaic | No | 0 | 0.037 | 0.039 | [12 empty] | No | Connected | 07/01/2021 | 0.039 | 0.475 | 0.5 | 4.18 | 4.4 | 22/03/2017
1470000446799 | Norbar Torque Tools Ltd | Wildmere Road |  | Wildmere Road | Banbury | Oxfordshire | OX16 3JU | United Kingdom | 446606.916 | 242151.378 | EAST CLAYDON 132KV S STN | BANBURY 132kV S STN | Banbury 132/11kVDUMMY | 11 | Western Power Distribution (West Midlands) plc | Other | Other | No | 0 | 0 | 0 | [12 empty] | No | Connected | 07/01/2021 | 0 | 0.95 | 1 | 0.931 | 0.98 | N/A
1470000545462 | Screwfix Direct Ltd | STANLEY MATTHEWS WAY | Trade House | Mead Avenue Houndstone Business Park | YEOVIL | Somerset | BA22 8RT | United Kingdom | 388515.994 | 342058.006 | Cellarhead 132kV | BOOTHEN 132kV S STN | Boothen 132/33/11kVDUMMY | 11 | Western Power Distribution (West Midlands) plc | Other | Other | No | 0 | 1.506 | 1.585 | [12 empty] | No | Connected | 07/01/2021 | 1.585 | 1.411 | 1.485 | 1.206 | 1.27 | 01/01/2010
1100050591713 | Novera Energy Generation No.2 Limited | PARK STREET | First Floor | 500 Pavilion Drive Northampton Business Park | Northampton |  | NN4 7YJ | United Kingdom | 427712.399 | 320304.137 | DRAKELOW 132kV | GRESLEY 33kV S STN | GRESLEY 11kV S STN | 11 | Western Power Distribution (East Midlands) plc | Biofuel landfill gas | Gas turbine (OCGT) | No | 0 | 1.548 | 1.63 | [12 empty] | No | Connected | 07/01/2021 | 1.63 | 1.235 | 1.3 | 0.048 | 0.05 | 29/06/2001
1470000544510 | Severn Trent Water Limited | TRIMPLEY WATER TREATMENT WORKS | Severn Trent Centre | 2 St John's Street | Coventry |  | CV1 2LZ | United Kingdom | 377178.966 | 278960.338 | BISHOPS WOOD 132kV S STN | STOURPORT 132 66 33kV S STN | WRIBBENHALL 33 11kV S STN | 11 | Western Power Distribution (West Midlands) plc | Solar | Photovoltaic | No | 0 | 0.375 | 0.395 | [12 empty] | No | Connected | 07/01/2021 | 0.395 | 0.375 | 0.395 | 5.225 | 5.5 | 24/03/2016
1170000541757 | Blankney Estates Ltd | NAVENBY, The Grange |  | Temple Grange Navenby | Lincoln |  | LN5 0AX | United Kingdom | 502885.397 | 357857.126 | WEST BURTON 132kV S STN | LINCOLN MAIN No 1 33kV S STN | METHERINGHAM 33 11kV S STN | 11 | Western Power Distribution (East Midlands) plc | Biofuel landfill gas | Gas turbine (OCGT) | No | 0 | 0.19 | 0.2 | [12 empty] | No | Connected | 07/01/2021 | 0.2 | 0.19 | 0.2 | 1.425 | 1.5 | 27/11/2015
1470000544014 | DPD Group UK Limited | DPD Group UK Limited | P O Box 6979 | Roebuck Lane | Smethwick | West Midlands | B66 1BN | United Kingdom | 399689.061 | 289615.613 | OLDBURY 132kV | Oldbury B 132kV | Oldbury B 11kV | 11 | Western Power Distribution (West Midlands) plc | Solar | Photovoltaic | No | 0 | 0.95 | 1 | [12 empty] | No | Connected | 07/01/2021 | 1 | 0.474 | 0.499 | 1.197 | 1.26 | 01/11/2016
1170000448710 | Crow Trees Solar Farm Ltd | SUTTON IN ASHFIELD Crow Trees Solar Farm Pinxton Lane | C/O Foresight Group | The Shard 32 London Bridge Street | London |  | SE1 9SG | United Kingdom | 447050.847 | 356954.733 | CHESTERFIELD 132kV S STN | PINXTON 132kV S STN | PINXTON 11kV S STN | 11 | Western Power Distribution (East Midlands) plc | Solar | Photovoltaic | No | 0 | 3.334 | 3.51 | [12 empty] | No | Connected | 07/01/2021 | 3.51 | 3.334 | 3.51 | 0.021 | 0.022 | 21/12/2015
1170000409701 | Push Energy (Hall Farm) Limited | Hall Farm Solar Farm | 5th Floor, North Side | 7-10 Chandos Street Cavendish Square | London |  | W1G 9DG | United Kingdom | 443179.569 | 303237.998 | ENDERBY 132kV S STN | COALVILLE 33KV S STN | 33kV connection | 33 | Western Power Distribution (East Midlands) plc | Solar | Photovoltaic | No | 0 | 10.001 | 10.527 | [12 empty] | No | Connected | 07/01/2021 | 10.527 | 5.001 | 5.264 | 5.846 | 6.154 | 04/12/2015
1425047000009 | Solvay Solutions UK Limited | OLDBURY, Station Road | Oak Houses | Reeds Crescent | Watford |  | WD24 4QP | United Kingdom | 399435 | 288258.776 | To be confirmed | To be confirmed | To be confirmed | 11 | Western Power Distribution (West Midlands) plc | Other | Other | Yes | 0 | 1.425 | 1.5 | [12 empty] | No | Connected | 07/01/2021 | 1.5 | 1.425 | 1.5 | 3.8 | 4 | 28/09/2015
1170000474409 | Decoy Farm Power Limited | CROWLAND SPALDING ROAD | 6th Floor | 33 Holborn | London |  | EC1N 2HT | United Kingdom | 526143.158 | 312768.963 | WALPOLE 132kV S STN | SPALDING CLAY LAKE 33kV S STN | 33kV connection | 33 | Western Power Distribution (East Midlands) plc | Other | Other | No | 0 | 2.85 | 3 | [12 empty] | No | Connected | 07/01/2021 | 3 | 2.85 | 3 | 0.19 | 0.2 | 22/10/2015
1100050222473 | Enviroenergy Ltd | London Road Heat Station |  | London Road Heat Station 12 London Road | Nottingham |  | NG2 3AB | United Kingdom | 457845.667 | 339445.586 | Stoke Bardolph 132kv | NOTTINGHAM EAST 33kV S STN | 33kV connection | 33 | Western Power Distribution (East Midlands) plc | Other | Other | No | 0 | 45.619 | 48.02 | [12 empty] | No | Connected | 07/01/2021 | 48.02 | 11.4 | 12 | 5.795 | 6.1 | 01/01/1993
1170000576625 | Tollgate Solar Limited | TOLLGATE SOLAR FARM, TOLLGATE FARM, BANBURY ROAD, WARWICKSHIRE, CV33 9QJ, |  | 2 City Place Beehive Ring Road | Gatwick | West Sussex | RH6 0PA | United Kingdom | 431153.615 | 259564.911 | BERKSWELL 132kV S STN | WARWICK 33kV S STN | BANBURY ROAD 33 11kV S STN | 11 | Western Power Distribution (East Midlands) plc | Solar | Photovoltaic | No | 0 | 2.875 | 3.026 | [12 empty] | No | Connected | 07/01/2021 | 3.026 | 3.325 | 3.5 | 0.085 | 0.09 | 07/03/2016
2200042538749 | West London Energy Recovery Limited | Severnside Energy Recovery Centre | Suez House | Grenfell Road | Maidenhead | Berkshire | SL6 1ES | United Kingdom | 353798 | 182656 | Seabank Sgp | 132kV connection | 132kV connection | 132 | Western Power Distribution (South West) plc | Waste | Other | No | 0 | 45.618 | 48.019 | [12 empty] | No | Connected | 07/01/2021 | 48.019 | 38 | 40 | 3.705 | 3.9 | 01/03/2016
1170000474445 | Push Energy (Decoy) Ltd | CROWLAND SPALDING ROAD | Units 1 & 2 | Tollgate Business Park Tollgate West | Stanway | Colchester | CO3 8AB | United Kingdom | 526143.158 | 312768.963 | WALPOLE 132kV S STN | SPALDING CLAY LAKE 33kV S STN | 33kV connection | 33 | Western Power Distribution (East Midlands) plc | Solar | Photovoltaic | No | 0 | 3.99 | 4.2 | [12 empty] | No | Connected | 07/01/2021 | 4.2 | 3.99 | 4.2 | 0.095 | 0.1 | 22/10/2015
2100041309935 | Ridgeway Solar Energy Limited | Red Court Farm, Llysonnen Rd, Carmarthen |  | Beeston Lodge Beeston Lane | Spixworth | Norwich | NR10 3TN | United Kingdom | 237675.554 | 219249.887 | Swansea North Grid | Carmarthen Grid | 33kV connection | 33 | Western Power Distribution (South Wales) plc | Solar | Photovoltaic | No | 0 | 4.531 | 4.77 | [12 empty] | No | Connected | 07/01/2021 | 4.77 | 4.56 | 4.8 | 0.028 | 0.03 | 19/10/2015
2200042543001 | Mendennick Solar Limited | TORPOINT MENDENNICK |  | 2nd Floor, Edgeborough House Upper Edgeborough Road | Guildford |  | GU1 2BJ | United Kingdom | 240830.099 | 53052.9 | Landulph S.G.P. | St Germans Bsp | Torpoint Antony | 11 | Western Power Distribution (South West) plc | Solar | Photovoltaic | No | 0 | 1.9 | 2 | [12 empty] | No | Connected | 07/01/2021 | 2 | 2.204 | 2.32 | 0.043 | 0.045 | 17/10/2015
1470000479206 | SSOGE Ring O Bells Solar Farm Limited | Ring O bells Solar Farm | Murrell Associates Limited | 14 High Cross | Truro |  | TR1 2AJ | United Kingdom | 372475.872 | 176999.275 | IRON ACTON 132kV S STN | CHIPPING SODBURY 132kV S STN | 33kV connection | 33 | Western Power Distribution (West Midlands) plc | Solar | Photovoltaic | No | 0 | 4.75 | 5 | [12 empty] | No | Connected | 07/01/2021 | 5 | 4.75 | 5 | 0.048 | 0.05 | 03/12/2015
None | Conrad (Drove) Limited | BRIDGWATER, GFE GENERATING STATION, THE DROVE |  | Suites D&E Windrush Court Blacklands Way | Abingdon |  | OX14 1SY | United Kingdom | 330299.568 | 137870.551 | Bridgwater S.G.P. | Bridgwater Grid Bsp | Bath Road Primary | 11 | Western Power Distribution (South West) plc | Other | Other | No | 0 | 6.036 | 6.354 | [12 empty] | No | Connected | 07/01/2021 | 6.354 | 5.7 | 6 | 0.285 | 0.3 | 23/10/2015
1430000013871 | Wienerberger Limited | Waresley Unit 100 | Wienerberger House | Brooks Drive Cheadle Royal Business Park | Cheadle | Cheshire | SK8 3SA | United Kingdom | 385487.716 | 270268.556 | BISHOPS WOOD 132kV S STN | STOURPORT 132 66 33kV S STN | Stourport 132/66/33/11kV | 11 | Western Power Distribution (West Midlands) plc | Biofuel landfill gas | Gas turbine (OCGT) | No | 0 | 1.799 | 1.894 | [12 empty] | No | Connected | 07/01/2021 | 1.894 | 2.47 | 2.6 | 2.09 | 2.2 | 24/11/2003
1170000549240 | Copley Solar Limited | Copley Farm |  | The Shard 32 London Bridge Street | London |  | SE1 9SG | United Kingdom | 484947.484 | 347622.321 | STAYTHORPE C 132kV S STN | HAWTON 33kV S STN | 33kV connection | 33 | Western Power Distribution (East Midlands) plc | Solar | Photovoltaic | No | 0 | 20.235 | 21.3 | [12 empty] | No | Connected | 07/01/2021 | 21.3 | 20.235 | 21.3 | 0.237 | 0.25 | 04/12/2015
1470000534577 | Tulip Ltd | George Henry Road | Seton House | Warwick Technology Park Gallows Hill | Warwick |  | CV34 6DA | United Kingdom | 398071.837 | 292995.575 | OCKER HILL C 132kV S STN | To be confirmed | Ocker Hill B 132/33/11kVDUMMY | 11 | Western Power Distribution (West Midlands) plc | Solar | Photovoltaic | No | 0 | 0.598 | 0.63 | [12 empty] | No | Connected | 07/01/2021 | 0.63 | 0.598 | 0.63 | 1.911 | 2.012 | 01/11/2015
1170000437160 | Kegworth Solar LLP | KEGWORTH SOLAR LLP | Shortgrove Hall | Shortgrove Newport | Saffron Walden | Essex | CB11 3TX | United Kingdom | 448107.578 | 325796.083 | WILLINGTON 132kV S STN | SPONDON B 33kV S STN | CASTLE DONINGTON 33 11kV S STN | 11 | Western Power Distribution (East Midlands) plc | Solar | Photovoltaic | No | 0 | 1.235 | 1.3 | [12 empty] | No | Connected | 07/01/2021 | 1.3 | 1.235 | 1.3 | 0.038 | 0.04 | 23/10/2015
2200042477110 | Margate PV Limited | Margate PV |  | C/O Caledon Capital Partners L P 7 Old Park Lane | London |  | W1K 1QR | United Kingdom | 208722.654 | 66792.207 | Indian Queens S.G.P. | St Tudy Bsp | Callywith | 11 | Western Power Distribution (South West) plc | Solar | Photovoltaic | No | 0 | 2.85 | 3 | [12 empty] | No | Connected | 07/01/2021 | 3 | 2.85 | 3 | 0.043 | 0.045 | 01/10/2015
1470000529629 | Tulip Ltd | tulip bacon ltd | Seton House | Warwick Technology Park Gallows Hill | Warwick |  | CV34 6DA | United Kingdom | 369253.898 | 178919.079 | IRON ACTON 132kV S STN | CHIPPING SODBURY 132kV S STN | OXBRIDGE 33 11kV S STN | 11 | Western Power Distribution (West Midlands) plc | Solar | Photovoltaic | No | 0 | 0.199 | 0.21 | [12 empty] | No | Connected | 07/01/2021 | 0.21 | 0.199 | 0.21 | 2.85 | 3 | 01/10/2015
1170000549278 | FCC Buckinghamshire Limited | Greatmoor Energy From Waste | Ground Floor West | 900 Pavilion Drive Northampton Business Park | Northampton |  | NN4 7RG | United Kingdom | 470364.29 | 222403.468 | EAST CLAYDON 132KV S STN | East Claydon 33kV | 33kV connection | 33 | Western Power Distribution (East Midlands) plc | Waste | Other | No | 0 | 25.84 | 27.2 | [12 empty] | No | Connected | 07/01/2021 | 27.2 | 25.84 | 27.2 | 3.135 | 3.3 | 05/11/2015
1470000529600 | Grange Solar Limited | The Grange Solar Farm | 2nd Floor | 2 City Place Beehive Ring Road | Gatwick | West Sussex | RH6 0PA | United Kingdom | 374479.862 | 224936.504 | BISHOPS WOOD 132kV S STN | HEREFORD 66kV S STN | NEWENT 66 11kV S STN | 11 | Western Power Distribution (West Midlands) plc | Solar | Photovoltaic | No | 0 | 4.218 | 4.44 | [12 empty] | No | Connected | 07/01/2021 | 4.44 | 4.218 | 4.44 | 0.048 | 0.05 | 30/03/2016
1470000529638 | Rymes Solar Ltd | The Rymes |  | 1030 Centre Park Slutchers Lane | Warrington |  | WA1 1QL | United Kingdom | 374790.184 | 224580.946 | BISHOPS WOOD 132kV S STN | HEREFORD 66kV S STN | NEWENT 66 11kV S STN | 11 | Western Power Distribution (West Midlands) plc | Solar | Photovoltaic | No | 0 | 3.762 | 3.96 | [12 empty] | No | Connected | 07/01/2021 | 3.96 | 3.762 | 3.96 | 0.048 | 0.05 | 28/01/2017
2200042479395 | Trethosa Solar Limited | Trethosa Solar Farm | 2nd Floor 2 City Place | Beehive Ring Road London Gatwick Airport | Gatwick | West Sussex | RH6 0PA | United Kingdom | 193932.033 | 54446.192 | Indian Queens S.G.P. | Fraddon Bsp | Drinnick. | 11 | Western Power Distribution (South West) plc | Solar | Photovoltaic | No | 0 | 3.409 | 3.588 | [12 empty] | No | Connected | 07/01/2021 | 3.588 | 3.409 | 3.588 | 0.043 | 0.045 | 29/09/2015
1170000569850 | Arkwright Solar Limited | Arkwright Solar Farm |  | 16 Great Queen Street Covent Garden | London |  | WC2B 5AH | United Kingdom | 443755.227 | 372295.581 | CHESTERFIELD 132kV S STN | CHESTERFIELD 33kV S STN | 33kV connection | 33 | Western Power Distribution (East Midlands) plc | Solar | Photovoltaic | No | 0 | 5.7 | 6 | [12 empty] | No | Connected | 07/01/2021 | 6 | 5.7 | 6 | 0.57 | 0.6 | 15/12/2015
2200042567396 | Tulip Ltd | Newton Maragte Ind Est | Seton House | Warwick Technology Park Gallows Hill | Warwick |  | CV34 6DA | United Kingdom | 208584.267 | 66873.221 | Indian Queens S.G.P. | St Tudy Bsp | Callywith | 11 | Western Power Distribution (South West) plc | Solar | Photovoltaic | No | 0 | 1.102 | 1.16 | [12 empty] | No | Connected | 07/01/2021 | 1.16 | 1.33 | 1.4 | 5.7 | 6 | 23/09/2015
2100041221068 | Peak Gen Power 6 Limited | PeakGen Barry STOR, Penarth |  | Gables Lodge 62 Kenilworth Road | Leamington Spa | Warwickshire | CV32 6JX | United Kingdom | 314605.25 | 168671.243 | Aberthaw Power Station | Cardiff West Grid | 33kV connection | 33 | Western Power Distribution (South Wales) plc | Other | Other | No | 0 | 19 | 20 | [12 empty] | No | Connected | 07/01/2021 | 20 | 19 | 20 | 0.475 | 0.5 | 22/09/2015
2100041260313 | Sunsave 29 (Court Colman) Limited | BRIDGEND Court Colman | C/O Stephens Scown Secretarial Limited | Osprey House Malpas Road | Truro | Cornwall | TR1 1UT | United Kingdom | 288216.613 | 181864.8 | Pyle Grid | Bridgend Grid | 33kV connection | 33 | Western Power Distribution (South Wales) plc | Solar | Photovoltaic | No | 0 | 14.212 | 14.96 | [12 empty] | No | Connected | 07/01/2021 | 14.96 | 14.25 | 15 | 0.048 | 0.05 | 21/09/2015
1470000478736 | Upper Huntingford Solar Limited | Upper Huntingford Solar Farm | C/O Foresight Group | The Shard 32 London Bridge Street | London |  | SE1 9SG | United Kingdom | 372068.828 | 193765.411 | IRON ACTON 132kV S STN | RYEFORD 132kV S STN | 33kV connection | 33 | Western Power Distribution (West Midlands) plc | Solar | Photovoltaic | No | 0 | 6.26 | 6.59 | [12 empty] | No | Connected | 07/01/2021 | 6.59 | 6.26 | 6.59 | 0.038 | 0.04 | 05/10/2015
1170000443800 | Dove View Solar Farm Ltd | Dove View Soalr Farm Moisty Lane Marchington | C/O Foresight Group | The Shard 32 London Bridge Street | London |  | SE1 9SG | United Kingdom | 411499.758 | 331333.024 | WILLINGTON 132kV S STN | UTTOXETER 33kV S STN | MARCHINGTON 33 11kV S STN | 11 | Western Power Distribution (East Midlands) plc | Solar | Photovoltaic | No | 0 | 3.429 | 3.61 | [12 empty] | No | Connected | 07/01/2021 | 3.61 | 3.429 | 3.61 | 0.022 | 0.023 | 11/12/2015
1170000540832 | Beeswax Dyson Farming Ltd | A D Plant Beeches Lane |  | The Estates Office Nocton | Lincoln |  | LN4 2AB | United Kingdom | 530536.802 | 354359.368 | WALPOLE 132kV S STN | BOSTON 33kV S STN | STICKNEY 33 11kV S STN | 11 | Western Power Distribution (East Midlands) plc | Biomass | Other | No | 0 | 2.85 | 3 | [12 empty] | No | Connected | 07/01/2021 | 3 | 2.85 | 3 | 0.332 | 0.35 | 10/09/2015
2200042169723 | TGC Solar Slade Limited | KINGSBRIDGE Slade Farm | 1 | Lumley Street | London |  | W1K 6TT | United Kingdom | 274263.524 | 45556.96 | Abham S.G.P. | Paignton Bsp | 33kV connection | 33 | Western Power Distribution (South West) plc | Solar | Photovoltaic | No | 0 | 3.581 | 3.77 | [12 empty] | No | Connected | 07/01/2021 | 3.77 | 3.581 | 3.77 | 0.024 | 0.025 | 14/09/2015
2200042533420 | Denzell Downs Limited | Denzell Downs Wind Farm Near St Columb |  | 2nd Floor, Edgeborough House Upper Edgeborough Road | Guildford |  | GU1 2BJ | United Kingdom | 189744.382 | 67184.736 | Indian Queens S.G.P. | Fraddon Bsp | 33kV connection | 33 | Western Power Distribution (South West) plc | Wind | Onshore wind turbines | No | 0 | 9.5 | 10 | [12 empty] | No | Connected | 07/01/2021 | 10 | 10 | 10.526 | 0.142 | 0.15 | 01/09/2015
1170000559860 | Calow Solar Limited | Lodge Farm Solar Farm |  | Unit 9 Easter Park Benyon Road | Silchester | Reading | RG7 2PQ | United Kingdom | 441846.912 | 370357.175 | CHESTERFIELD 132kV S STN | CHESTERFIELD 33kV S STN | 33kV connection | 33 | Western Power Distribution (East Midlands) plc | Solar | Photovoltaic | No | 0 | 4.275 | 4.5 | [12 empty] | No | Connected | 07/01/2021 | 4.5 | 4.275 | 4.5 | 0.048 | 0.05 | 01/10/2015
1170000552883 | Mercer Farming Ltd | BLAKENHALL PARK SOLAR PV, GREEN LANE |  | Blakenhall Park Barton Under Needwood | Burton On Trent | Staffordshire | DE13 8AJ | United Kingdom | 417315.312 | 317314.683 | DRAKELOW 132kV | BURTON SOUTH 33kV S STN | BARTON UNDER NEEDWOOD 33 11kV S STN | 11 | Western Power Distribution (East Midlands) plc | Solar | Photovoltaic | No | 0 | 1.425 | 1.5 | [12 empty] | No | Connected | 07/01/2021 | 1.5 | 1.425 | 1.5 | 0.427 | 0.45 | 09/09/2015
1170000535113 | Welland Bio Power Limited | Pebble Hall Farm AD | Blythe House | Blythe Park | Cresswell | Stoke On Trent | ST11 9RD | United Kingdom | 466148.555 | 284484.762 | GRENDON 132kV S STN | KIBWORTH 33KV S STN | 33kV connection | 33 | Western Power Distribution (East Midlands) plc | Other | Other | No | 0 | 15.732 | 16.56 | [12 empty] | No | Connected | 07/01/2021 | 16.56 | 19 | 20 | 1.9 | 2 | 15/12/2016
1470000501650 | Capital Stage Hall Farm Limited | Hall Farm PV |  | 1 Rutland Court | Edinburgh |  | EH3 8EY | United Kingdom | 369371.015 | 208311.239 | PORT HAM 132kV S STN | LYDNEY 33kV S STN | 33kV connection | 33 | Western Power Distribution (West Midlands) plc | Solar | Photovoltaic | No | 0 | 4.75 | 5 | [12 empty] | No | Connected | 07/01/2021 | 5 | 4.75 | 5 | 0.014 | 0.015 | 09/09/2015
1470000520148 | Big Bear Plastic Ltd | FANTASTIC WORKS |  | Fantastic Works | Hampton Lovett | Droitwich | WR9 0NX | United Kingdom | 388676.401 | 265106.283 | BISHOPS WOOD 132kV S STN | STOURPORT 132 66 33kV S STN | DROITWICH 66 11kV S STN | 11 | Western Power Distribution (West Midlands) plc | Other | Other | No | 0 | 0 | 0 | [12 empty] | No | Connected | 07/01/2021 | 0 | 0.142 | 0.15 | 1.71 | 1.8 | N/A
1170000560625 | Lafarge Cement UK | Works Lane |  | Works Lane Barnstone | Nottinghamshire |  | NG13 9JT | United Kingdom | 473676.804 | 335186.987 | RATCLIFFE ON SOAR 132kV S STN | WILLOUGHBY 33kV S STN | BINGHAM 33 11kV S STN | 11 | Western Power Distribution (East Midlands) plc | Biofuel landfill gas | Gas turbine (OCGT) | No | 0 | 0.475 | 0.5 | [12 empty] | No | Connected | 07/01/2021 | 0.5 | 0.475 | 0.5 | 1.52 | 1.6 | 01/04/2014
2100041172084 | Peak Gen Power 5 Limited | Peak Gen Llandarcy STOR | Gables Lodge | 62 Kenilworth Road | Leamington Spa |  | CV32 6JX | United Kingdom | 271780.393 | 196149.918 | Swansea North Grid | Tir John Power Station | 33kV connection | 33 | Western Power Distribution (South Wales) plc | Other | Other | No | 0 | 19 | 20 | [12 empty] | No | Connected | 07/01/2021 | 20 | 19 | 20 | 0.475 | 0.5 | 24/08/2015
2200042534080 | Cornwall Energy Recovery Limited | Cornwall Energy Recovery Centre, Rostowrack Farm, St Dennis, Cornwall, | Suez House | Grenfell Road | Maidenhead | Berkshire | SL6 1ES | United Kingdom | 194549.091 | 57035.703 | Indian Queens S.G.P. | 132kV connection | 132kV connection | 132 | Western Power Distribution (South West) plc | Waste | Other | No | 0 | 25.398 | 26.735 | [12 empty] | No | Connected | 07/01/2021 | 26.735 | 24.1 | 25.368 | 5.51 | 5.8 | 01/04/2016
1470000461022 | Andigestion Limited | WINGMOOR FARM,STOKE ORCHARD,BISHOPS CLEEVE,CHELTENHAM GL52 7DG |  | 7 Summerleaze Road | Maidenhead | Berkshire | SL6 8SP | United Kingdom | 394506.102 | 227458.053 | PORT HAM 132kV S STN | CHELTENHAM 66kV S STN | BISHOPS CLEEVE 66 11kV S STN | 11 | Western Power Distribution (West Midlands) plc | Other | Other | No | 0 | 2 | 2.105 | [12 empty] | No | Connected | 07/01/2021 | 2.105 | 2 | 2.105 | 0.285 | 0.3 | 17/06/2015
2200042222401 | Barton Close Farm Solar Park Limited | Braunton Barton Close Farm Solar Park |  | Higher Hill Farm Butleigh | Glastonbury | Somerset | BA6 8TW | United Kingdom | 247776.791 | 141531.084 | Alverdiscott S.G.P. | East Yelland Bsp | Georgeham | 11 | Western Power Distribution (South West) plc | Solar | Photovoltaic | No | 0 | 3.919 | 4.125 | [12 empty] | No | Connected | 07/01/2021 | 4.125 | 3.919 | 4.125 | 0.043 | 0.045 | 19/08/2015
1170000366280 | Severn Trent Wind Power Ltd | STOKE LANE, STOKE BARDOLPH | Severn Trent Centre | 2 St John's Street | Coventry |  | CV1 2LZ | United Kingdom | 463001.157 | 342032.771 | Stoke Bardolph 132kv | NOTTINGHAM EAST 33kV S STN | COLWICK 33 11kV S STN | 11 | Western Power Distribution (East Midlands) plc | Wind | Onshore wind turbines | No | 0 | 1.425 | 1.5 | [12 empty] | No | Connected | 07/01/2021 | 1.5 | 1.425 | 1.5 | 0.309 | 0.325 | 01/09/2015
1470000508790 | Sandwell and Birmingham Hospitals NHS Trust | Sandwell General Hospital |  | City Hospital Dudley Road | Birmingham |  | B18 7QH | United Kingdom | 400832.371 | 292184.056 | OCKER HILL C 132kV S STN | To be confirmed | Black Lake 132/11kVDUMMY | 11 | Western Power Distribution (West Midlands) plc | Other | Other | No | 0 | 1.71 | 1.8 | [12 empty] | No | Connected | 07/01/2021 | 1.8 | 1.71 | 1.8 | 1.52 | 1.6 | 01/09/2015
1170000530969 | Kelmarsh Wind Farm Limited | Kelmarsh Wind Farm | Floor 15 | 110 Bishopsgate | London |  | EC2N 4AY | United Kingdom | 471985.115 | 279082.401 | GRENDON 132kV S STN | KIBWORTH 33KV S STN | 33kV connection | 33 | Western Power Distribution (East Midlands) plc | Wind | Onshore wind turbines | No | 0 | 11.685 | 12.3 | [12 empty] | No | Connected | 07/01/2021 | 12.3 | 11.685 | 12.3 | 0.237 | 0.25 | 25/01/2016
1470000459014 | H Weston & Sons Limited | WESTONS CIDER |  | The Bounds Much Marcle | Ledbury | Herefordshire | HR8 2NQ | United Kingdom | 364870.886 | 233166.443 | BISHOPS WOOD 132kV S STN | HEREFORD 66kV S STN | DYMOCK 66 11kV S STN | 11 | Western Power Distribution (West Midlands) plc | Solar | Photovoltaic | No | 0 | 0.048 | 0.05 | [12 empty] | No | Connected | 07/01/2021 | 0.05 | 0.048 | 0.05 | 1.425 | 1.5 | 01/08/2013
2100041290967 | FIM Solar Distribution LLP | Oak Cottage,Wiston, Haverfordwest | Glebe Barn | Great Barrington | Burford | Oxon | OX18 4US | United Kingdom | 203448.827 | 217321.958 | Pembroke Power Station | Haverfordwest Grid | 33kV connection | 33 | Western Power Distribution (South Wales) plc | Solar | Photovoltaic | No | 0 | 4.361 | 4.59 | [12 empty] | No | Connected | 07/01/2021 | 4.59 | 4.361 | 4.59 | 0.057 | 0.06 | 24/08/2015
1170000439886 | Six Hills Lane (Ragdale) Limited | Ragdale PV Solar Park, Six Hills Road, Ragdale, Melton Mowbray, LE14 3PP | Croft House | Croft Road | Crowborough | East Sussex | TN6 1DR | United Kingdom | 465732.827 | 320403.467 | RATCLIFFE ON SOAR 132kV S STN | WILLOUGHBY 33kV S STN | 33kV connection | 33 | Western Power Distribution (East Midlands) plc | Solar | Photovoltaic | No | 0 | 12.663 | 13.33 | [12 empty] | No | Connected | 07/01/2021 | 13.33 | 12.663 | 13.33 | 0.779 | 0.82 | 23/03/2015
1170000550681 | Helios Solar 1 Limited | COTON PARK GENERATION, Linton |  | Delta Place 27 Bath Road | Cheltenham |  | GL53 7TH | United Kingdom | 427274.049 | 317796.566 | DRAKELOW 132kV | GRESLEY 33kV S STN | GRESLEY 11kV S STN | 11 | Western Power Distribution (East Midlands) plc | Solar | Photovoltaic | No | 0 | 3.325 | 3.5 | [12 empty] | No | Connected | 07/01/2021 | 3.5 | 3.325 | 3.5 | 0.095 | 0.1 | 01/08/2015
1470000294201 | Rodbaston Ltd | Turbine 2 South Staffordshire College | 2nd Floor Edgeborough House | Upper Edgeborough Road | Guildford |  | GU1 2BJ | United Kingdom |  |  | Bushbury D 132kV | BUSHBURY C 132kV S STN | FOUR ASHES 33 11kV S STN | 11 | Western Power Distribution (West Midlands) plc | Wind | Onshore wind turbines | No | 0 | 1.9 | 2 | [12 empty] | No | Connected | 07/01/2021 | 2 | 1.9 | 2 | 0.033 | 0.035 | 21/08/2015
1470000294196 | Rodbaston Ltd | Rodbaston Turbine 1 | 2nd Floor Edgeborough House | Upper Edgeborough Road | Guildford |  | GU1 2BJ | United Kingdom | 392388.414 | 311201.946 | Bushbury D 132kV | BUSHBURY C 132kV S STN | FOUR ASHES 33 11kV S STN | 11 | Western Power Distribution (West Midlands) plc | Wind | Onshore wind turbines | No | 0 | 1.9 | 2 | [12 empty] | No | Connected | 07/01/2021 | 2 | 1.9 | 2 | 0.033 | 0.035 | 20/08/2015
1470000423843 | Heaths of Stockton | STOCKTON HEATHS OF STOCKTON |  | Stockton Grange | Stockton | Shropshire | TF10 9BA | United Kingdom | 376878.488 | 316985.776 | IRONBRIDGE 132kV S STN | KETLEY 132kV S STN | NEWPORT 33 11kV S STN | 11 | Western Power Distribution (West Midlands) plc | Biofuel landfill gas | Gas turbine (OCGT) | No | 0 | 1.472 | 1.55 | [12 empty] | No | Connected | 07/01/2021 | 1.55 | 1.472 | 1.55 | 0.142 | 0.15 | 01/08/2015
1460001514751 | Infinis (Re-Gen) Limited | POPLARS LANDFILL | First Floor | 500 Pavillion Drive Northampton Business Park | Northampton | Northamptonshire | NN4 7YJ | United Kingdom |  |  | RUGELEY 132kV S STN | CANNOCK 132kV S STN | Cannock 132/11kV | 11 | Western Power Distribution (West Midlands) plc | Biofuel landfill gas | Gas turbine (OCGT) | No | 0 | 3.705 | 3.9 | [12 empty] | No | Connected | 07/01/2021 | 3.9 | 3.705 | 3.9 | 0.014 | 0.015 | 09/08/2006
1170000475388 | Walkers Snack Foods Limited | Bursom Road |  | 450 South Oak Way Green Park | Reading | England | RG2 6UW | United Kingdom | 456963.876 | 308636.7 | ENDERBY 132kV S STN | LEICESTER NORTH 33kV S STN | BEAUMONT LEYS 33 11kV S STN | 11 | Western Power Distribution (East Midlands) plc | Other | Other | Yes | 0 | 1.9 | 2 | [12 empty] | No | Connected | 07/01/2021 | 2 | 1.9 | 2 | 5.814 | 6.12 | 12/08/2015
2100041288620 | Associated British Ports | Port of Swansea | 2nd Floor | 25 Bedford Street | LONDON |  | WC2E 9ES | United Kingdom | 267404.495 | 192787.284 | Swansea North Grid | Tir John Power Station | Tir John Primary | 6.6 | Western Power Distribution (South Wales) plc | Other | Other | No | 0 | 0.931 | 0.98 | [12 empty] | No | Connected | 07/01/2021 | 0.98 | 0.893 | 0.94 | 3.325 | 3.5 | 18/04/2007
2200042530847 | Serpentine Park Limited | PV Farm, Millbrook, Torpoint |  | Hyde Park House 5 Manfreed Road | London |  | SW15 2RS | United Kingdom | 243415.584 | 52716.189 | Landulph S.G.P. | St Germans Bsp | Torpoint Antony | 11 | Western Power Distribution (South West) plc | Solar | Photovoltaic | No | 0 | 0.941 | 0.99 | [12 empty] | No | Connected | 07/01/2021 | 0.99 | 0.95 | 1 | 0.043 | 0.045 | 15/10/2015
1470000494686 | TB Resort Operations Limited | Belfry Resort |  | One Fleet Place | London |  | EC4M 7WS | United Kingdom | 418116.263 | 295170.293 | LEA MARSTON 132kV S STN | HAMS HALL SOUTH 132kV S STN | Hams Hall South 132/11kVDUMMY | 11 | Western Power Distribution (West Midlands) plc | Solar | Photovoltaic | No | 0 | 0.09 | 0.095 | [12 empty] | No | Connected | 07/01/2021 | 0.095 | 0.09 | 0.095 | 1.188 | 1.25 | 31/08/2015
1170000395963 | New Albion Wind Limited | New Albion Wind Farm |  | 1 Kingsway | London |  | WC2B 6AN | United Kingdom | 484793.29 | 283955.425 | GRENDON 132kV S STN | KETTERING 33kV S STN | 33kV connection | 33 | Western Power Distribution (East Midlands) plc | Wind | Onshore wind turbines | No | 0 | 15.295 | 16.1 | [12 empty] | No | Connected | 07/01/2021 | 16.1 | 15.295 | 16.1 | 0.171 | 0.18 | 10/08/2015
2199989612680 | Dwr Cymru Welsh Water | Elan Valley NFFO Hydro Electric Generating Facility | Nelson Offices | Pentwyn Road Nelson | Treharris | Mid Glamorgan | CF46 6LY | United Kingdom | 292559.958 | 264540.887 | Rassau G.S.P. | Abergavenny | Rhayader | 11 | Western Power Distribution (South Wales) plc | Hydro (to be confirmed) | Hydro power system | No | 0 | 3.8 | 4 | [12 empty] | No | Connected | 07/01/2021 | 4 | 2.587 | 2.723 | 0.024 | 0.025 | 10/03/1997
2100041270349 | GPP Langstone LLP | Aberporth Solar Farm |  | 2a Chequers Court | Huntingdon | Cambridgeshire | PE29 3LJ | United Kingdom | 224839.903 | 250288.652 | Swansea North Grid | Rhos Grid | Blaenporth | 11 | Western Power Distribution (South Wales) plc | Solar | Photovoltaic | No | 0 | 1.13 | 1.19 | [12 empty] | No | Connected | 07/01/2021 | 1.19 | 1.14 | 1.2 | 0.048 | 0.05 | 24/03/2015
2200042473436 | Freathy Solar Park Limited | Freathy Solar Park |  | C/O Abbey House Hickleys Court South Street | Farnham | Surrey | GU9 7QQ | United Kingdom | 239907.01 | 52857.726 | Landulph S.G.P. | St Germans Bsp | Torpoint Antony | 11 | Western Power Distribution (South West) plc | Solar | Photovoltaic | No | 0 | 3.562 | 3.75 | [12 empty] | No | Connected | 07/01/2021 | 3.75 | 3.923 | 4.13 | 0.043 | 0.045 | 24/06/2015
1170000532140 | Ollerton Solar Limited C/O Anesco | Ollerton Solar Farm | The Green | Easter Park Benyon Road | Reading | Berkshire | RG7 2PQ | United Kingdom | 464156.892 | 367155.246 | CHESTERFIELD 132kV S STN | CLIPSTONE 33kV S STN | THORESBY 33 11kV S STN | 11 | Western Power Distribution (East Midlands) plc | Solar | Photovoltaic | No | 0 | 3.8 | 4 | [12 empty] | No | Connected | 07/01/2021 | 4 | 3.8 | 4 | 0.015 | 0.016 | 01/09/2015
1170000117953 | Dalby Wind Park Ltd | Dalby Wind Park Ltd | Unicorn House | 7 Russell Street | Stroud | Gloucestershire | GL5 3AX | United Kingdom | 465396.419 | 324095.606 | RATCLIFFE ON SOAR 132kV S STN | WILLOUGHBY 33kV S STN | 33kV connection | 33 | Western Power Distribution (East Midlands) plc | Wind | Onshore wind turbines | No | 0 | 7.268 | 7.65 | [12 empty] | No | Connected | 07/01/2021 | 7.65 | 7.268 | 7.65 | 0.475 | 0.5 | 06/10/2015
1470000484855 | Hollingsworth & Vose Co Ltd | Postlip Mills |  | Postlip Mills | Winchcombe | Cheltenham | GL54 5BB | United Kingdom | 400886.077 | 227034.872 | PORT HAM 132kV S STN | CHELTENHAM 66kV S STN | ALDERTON 66 11kV S STN | 11 | Western Power Distribution (West Midlands) plc | Solar | Photovoltaic | No | 0 | 0.237 | 0.25 | [12 empty] | No | Connected | 07/01/2021 | 0.25 | 0.237 | 0.25 | 1.9 | 2 | 01/07/2015
1470000431037 | BFS Group Limited | BIDVEST |  | 814 Leigh Road | Slough |  | SL1 4BD | United Kingdom | 447136.096 | 240753.676 | EAST CLAYDON 132KV S STN | BANBURY 132kV S STN | Banbury 132/11kVDUMMY | 11 | Western Power Distribution (West Midlands) plc | Solar | Photovoltaic | No | 0 | 1.045 | 1.1 | [12 empty] | No | Connected | 07/01/2021 | 1.1 | 0.997 | 1.05 | 1.52 | 1.6 | 01/07/2015
2200042334139 | Devonport Royal Dockyard Limited | PLYMOUTH DEVONPORT ROYAL DOCKYARD NORTH/CENTRAL INTAKE |  | Devonport | Plymouth | Devon | PL1 4SG | United Kingdom |  |  | To be confirmed | To be confirmed | 33kV connection | 33 | Western Power Distribution (South West) plc | Other | Other | No | 0 | 73.15 | 77 | [12 empty] | No | Connected | 07/01/2021 | 77 | 22.705 | 23.9 | 33.25 | 35 | 01/04/1991
2200042534104 | Southwestern Sustainability Limited | HARTNOLLFARM A.D. PLANT, HALBERTON |  | Hartnoll Farm Post Hill | Tiverton | Devon | EX16 4NG | United Kingdom | 299591.14 | 112855.692 | Exeter Main S.G.P. | Tiverton Bsp | Tiverton Junction | 11 | Western Power Distribution (South West) plc | Other | Other | Yes | 0 | 1.14 | 1.2 | [12 empty] | No | Connected | 07/01/2021 | 1.2 | 1.14 | 1.2 | 0.285 | 0.3 | 01/08/2015
None | Uk Power Reserve Limited | Generation ABERAMAN INDUSTRIAL ESTATE, ABERAMAN, ABERDARE | 6th Floor | Radcliffe House Blenheim Court | Solihull |  | B91 2AA | United Kingdom | 302232.768 | 200809.845 | Upper Boat | Mountain Ash Grid | 33kV connection | 33 | Western Power Distribution (South Wales) plc | Other | Other | No | 0 | 9.5 | 10 | [12 empty] | No | Connected | 07/01/2021 | 10 | 9.5 | 10 | 0.285 | 0.3 | 30/08/2002
2200042511659 | Second Generation Yardwall Limited | MARK YARDWALL MANOR FARM SOLAR PARK |  | St James House 13 Kensington Square | London |  | W8 5HD | United Kingdom | 336313.618 | 146997.241 | Bridgwater S.G.P. | Bridgwater Grid Bsp | Watchfield | 11 | Western Power Distribution (South West) plc | Solar | Photovoltaic | No | 0 | 2.66 | 2.8 | [12 empty] | No | Connected | 07/01/2021 | 2.8 | 2.375 | 2.5 | 0.043 | 0.045 | 28/05/2015
1470000342877 | Geoff Taylor | Rickfield Farm | Lower Nill Farm | Hook Norton | Banbury | Oxon | OX15 5DG | United Kingdom | 440449.91 | 234130.099 | FECKENHAM 66 11kV S STN | Feckenham 66/11kVDUMMY | BLOXHAM 66 11kV S STN | 11 | Western Power Distribution (West Midlands) plc | Solar | Photovoltaic | No | 0 | 0.95 | 1 | [12 empty] | No | Connected | 07/01/2021 | 1 | 0.95 | 1 | 0.048 | 0.05 | 30/09/2013
2100041256901 | Pennant Walters (Hirwaun) Ltd | Mynydd Y Gynnon Farm, Hirwaun | Hirwaun House | 13th Avenue Hirwaun Industrial Estate, Hirwaun | Aberdare | Rhondda Cynnon Taff | CF44 9UL | United Kingdom | 296086.678 | 204456.36 | Upper Boat | 132kV connection | 132kV connection | 132 | Western Power Distribution (South Wales) plc | Wind | Onshore wind turbines | No | 0 | 21.375 | 22.5 | [12 empty] | No | Connected | 07/01/2021 | 22.5 | 22.8 | 24 | 0.475 | 0.5 | 12/03/2015
2100041270232 | Cuckoo Solar Limited | Cuckoo Grove West | C/O Foresight Group L L P | The Shard 32 London Bridge Street | London |  | SE1 9SG | United Kingdom | 192802.556 | 216608.537 | Pembroke Power Station | Haverfordwest Grid | Haverfordwest Power Stn | 11 | Western Power Distribution (South Wales) plc | Solar | Photovoltaic | No | 0 | 4.56 | 4.8 | [12 empty] | No | Connected | 07/01/2021 | 4.8 | 4.56 | 4.8 | 0.017 | 0.018 | 19/03/2015
1170000510252 | Her Majesty's Government Communications Centre Estates | HANSLOPE PARK | H M G C C | Hanslope Park Hanslope | Milton Keynes |  | MK19 7BH | United Kingdom | 481439.714 | 245741.601 | EAST CLAYDON 132KV S STN | BRADWELL ABBEY 33kV S STN | HANSLOPE PARK 33 11kV S STN | 11 | Western Power Distribution (East Midlands) plc | Solar | Photovoltaic | No | 0 | 0.033 | 0.035 | [12 empty] | No | Connected | 07/01/2021 | 0.035 | 0.033 | 0.035 | 5.225 | 5.5 | 11/01/2015
2200042527064 | Sunsave 19 (Wambrook) Limited | Wambrook Solar Farm | Unit 21/22 | Newhaven Enterprise Centre Denton Island | Newhaven |  | BN9 9BA | United Kingdom | 330787.983 | 108944.922 | Axminster S.G.P. | Woodcote Bsp | Chard | 11 | Western Power Distribution (South West) plc | Solar | Photovoltaic | No | 0 | 3.876 | 4.08 | [12 empty] | No | Connected | 07/01/2021 | 4.08 | 3.876 | 4.08 | 0.028 | 0.03 | 01/06/2015
1470000455863 | Solar Energy Renewables LLP | EVESHAM Salford Lodge Solar |  | 6th Floor 338 Euston Road | London |  | NW1 3BG | United Kingdom | 404568.241 | 250930.431 | FECKENHAM 66 11kV S STN | Feckenham 66/11kVDUMMY | BEVINGTON 66 11kV S STN | 11 | Western Power Distribution (West Midlands) plc | Solar | Photovoltaic | No | 0 | 4.75 | 5 | [12 empty] | No | Connected | 07/01/2021 | 5 | 4.75 | 5 | 0.237 | 0.25 | 29/06/2015
2200042461110 | Autumnus Energy Limited | Treswarrow 5MWp Solar Farm |  | 105 Picadilly | London |  | W1J 7NJ | United Kingdom | 198279.07 | 77922.311 | Indian Queens S.G.P. | St Tudy Bsp | Polzeath | 11 | Western Power Distribution (South West) plc | Solar | Photovoltaic | No | 0 | 4.56 | 4.8 | [12 empty] | No | Connected | 07/01/2021 | 4.8 | 4.75 | 5 | 0.014 | 0.015 | 17/03/2015
2100041286890 | Biogen Uk Ltd | Bryn Pica Waste |  | Milton Parc | Milton Ernest | Bedfordshire | MK44 1YU | United Kingdom | 300913 | 205358.927 | Swansea North Grid | Hirwaun Grid | Aberdare | 11 | Western Power Distribution (South Wales) plc | Other | Other | Yes | 0 | 1.13 | 1.189 | [12 empty] | No | Connected | 07/01/2021 | 1.189 | 1.045 | 1.1 | 0.237 | 0.25 | 25/05/2015
2100041217850 | Beegreen Solar Ltd | Sedbury Solar Park |  | Building 8/4 Vantage Point Business Village | Mitcheldean | Gloucestershire | GL17 0DD | United Kingdom | 355425.499 | 193264.914 | Uskmouth | Sudbrook | Chepstow | 11 | Western Power Distribution (South Wales) plc | Solar | Photovoltaic | No | 0 | 4.75 | 5 | [12 empty] | No | Connected | 07/01/2021 | 5 | 4.75 | 5 | 0.067 | 0.07 | 25/03/2015
2200042416127 | Aton Energy Solar UK 1 Limited | Taunton Poundpool Lane Solar Park, Withymead |  | Coombe Farm Roundham | Crewkerne | Somerset | TA18 8RR | United Kingdom | 332784.148 | 124558.562 | Bridgwater S.G.P. | Bridgwater Grid Bsp | Creech St Michael | 11 | Western Power Distribution (South West) plc | Solar | Photovoltaic | No | 0 | 0.95 | 1 | [12 empty] | No | Connected | 07/01/2021 | 1 | 0.95 | 1 | 0.043 | 0.045 | 01/11/2014
1460001945310 | Metropole Hotels (Holdings) Limited | BIRMINGHAM, Hilton Birmingham Metropole |  | 3 Park Place St James | London |  | SW1A 1LP | United Kingdom | 419456.484 | 283780.905 | LEA MARSTON 132kV S STN | ELMDON 132kV S STN | Elmdon 132/11kVDUMMY | 11 | Western Power Distribution (West Midlands) plc | Other | Other | Yes | 0 | 0.266 | 0.28 | [12 empty] | No | Connected | 07/01/2021 | 0.28 | 0.133 | 0.14 | 2.85 | 3 | 18/12/2008
1170000400781 | Krannich Solar Farm 1 Limited | Moat Farm, Barnby Moor |  | Unit 49 Suttons Business Park Ave | Reading | Berkshire | RG6 1AZ | United Kingdom | 466859.296 | 384893.36 | STAYTHORPE C 132kV S STN | CHECKERHOUSE 33kV S STN | 33kV connection | 33 | Western Power Distribution (East Midlands) plc | Solar | Photovoltaic | No | 0 | 3.8 | 4 | [12 empty] | No | Connected | 07/01/2021 | 4 | 3.8 | 4 | 0.071 | 0.075 | 31/03/2015
2100041115918 | GP Biotec Ltd | GP Biotec Ltd |  | Great Porthamel Talgarth | Brecon | Powys | LD3 0DL | United Kingdom | 316022.099 | 234988.767 | Rassau G.S.P. | Abergavenny | Glasbury | 11 | Western Power Distribution (South Wales) plc | Biomass | Other | No | 0 | 1.425 | 1.5 | [12 empty] | No | Connected | 07/01/2021 | 1.5 | 1.425 | 1.5 | 0.095 | 0.1 | 25/03/2015
2200042462188 | Tenth Solar Project Limited | Callington Newton Barton, Newton Ferrers Estate |  | 12 New Fetter Lane | London |  | EC4A 1JP | United Kingdom | 235896.619 | 66578.092 | Landulph S.G.P. | Landulph Bsp | 33kV connection | 33 | Western Power Distribution (South West) plc | Solar | Photovoltaic | No | 0 | 15.675 | 16.5 | [12 empty] | No | Connected | 07/01/2021 | 16.5 | 15.675 | 16.5 | 0.123 | 0.13 | 30/03/2015
2100041278161 | Gelliwern Solar Limited | Gelliwern Isaf Solar Farm, Felindre, Swansea | 2nd Floor | Edgeborough House Upper Edgeborough Road | Guildford |  | GU1 2BJ | United Kingdom | 262438.19 | 201597.4 | Swansea North Grid | Swansea North Bsp | 33kV connection | 33 | Western Power Distribution (South Wales) plc | Solar | Photovoltaic | No | 0 | 4.75 | 5 | [12 empty] | No | Connected | 07/01/2021 | 5 | 4.75 | 5 | 0.024 | 0.025 | 27/03/2015
1170000468024 | Push Energy (Rolleston) Limited | Rolleston Park | Unit 9 Iron Bridge House | Bridge Approach Chalk Farm | London |  | NW1 8BD | United Kingdom | 421336.018 | 327252.798 | DRAKELOW 132kV | Burton 33kV | 33kV connection | 33 | Western Power Distribution (East Midlands) plc | Solar | Photovoltaic | No | 0 | 15.2 | 16 | [12 empty] | No | Connected | 07/01/2021 | 16 | 15.2 | 16 | 0.752 | 0.792 | 30/03/2015
2200042473472 | Roskrow Solar Limited | Roskrow, Penryn, Cornwall | C/O Foresight Group | The Shard, 32 London Bridge Street | London |  | . | United Kingdom | 176524.678 | 35449.459 | Indian Queens S.G.P. | Rame Bsp | 33kV connection | 33 | Western Power Distribution (South West) plc | Solar | Photovoltaic | No | 0 | 5.432 | 5.7184 | [12 empty] | No | Connected | 07/01/2021 | 5.7184 | 8.425 | 8.868 | 0.057 | 0.06 | 27/03/2015
1170000487151 | Egmanton Solar Park Limited | Cobb Farm |  | Satra House Rockingham Road | Kettering |  | NN16 9JH | United Kingdom | 474873.209 | 368815.079 | STAYTHORPE C 132kV S STN | CHECKERHOUSE 33kV S STN | 33kV connection | 33 | Western Power Distribution (East Midlands) plc | Solar | Photovoltaic | No | 0 | 9.5 | 10 | [12 empty] | No | Connected | 07/01/2021 | 10 | 9.5 | 10 | 0.048 | 0.05 | 27/03/2015
1170000474107 | AMP GM001 | GRANGE FARM SUTTON ST JAMES |  | Unit 8 Peerglow Centre Marsh Lane | Ware | Hertfordshire | SG12 9QL | United Kingdom | 539054.962 | 319036.103 | WALPOLE 132kV S STN | SOUTH HOLLAND 33kV S STN | 33kV connection | 33 | Western Power Distribution (East Midlands) plc | Solar | Photovoltaic | No | 0 | 9.5 | 10 | [12 empty] | No | Connected | 07/01/2021 | 10 | 9.5 | 10 | 0.057 | 0.06 | 25/03/2015
1170000446606 | Haymaker (Homestead) Ltd | Homestead Solar Farm | C/O Dixon Wilson Cht'Ed Accts | 22 Chancery Lane | London |  | WC2A 1LS | United Kingdom | 474012.336 | 245755.581 | EAST CLAYDON 132KV S STN | STONY STRATFORD 33kV S STN | 33kV connection | 33 | Western Power Distribution (East Midlands) plc | Solar | Photovoltaic | No | 0 | 14.25 | 15 | [12 empty] | No | Connected | 07/01/2021 | 15 | 14.25 | 15 | 0.095 | 0.1 | 24/03/2015
1470000437758 | Sune Sundorne Grove Solar Ltd | Sundorne Solar Farm |  | Eversheds House 70 Great Bridgewater St | Manchester |  | M1 5ES | United Kingdom | 352192.339 | 315258.692 | SHREWSBURY 132kV S STN | Shrewsbury 132/33kVDUMMY | 33kV connection | 33 | Western Power Distribution (West Midlands) plc | Solar | Photovoltaic | No | 0 | 16.15 | 17 | [12 empty] | No | Connected | 07/01/2021 | 17 | 16.15 | 17 | 0.475 | 0.5 | 31/03/2015
2200042461306 | Garvinack Solar Farm Limited | TRURO GARVINACK FARM | C/O Quintas Energy Uk Ltd | Suite C, 3rd Floor, 3 Harbour Exchange Square | London |  | E14 9GE | United Kingdom | 177285.029 | 48403.971 | Indian Queens S.G.P. | Truro Bsp | 33kV connection | 33 | Western Power Distribution (South West) plc | Solar | Photovoltaic | No | 0 | 6.745 | 7.1 | [12 empty] | No | Connected | 07/01/2021 | 7.1 | 6.745 | 7.1 | 0.146 | 0.154 | 20/03/2015
2200042461324 | Power Quinn Limited | CAMELFORD OTTERHAM DOWN 132KV | Kernick Farm | Otterham Station | Camelford | Cornwall | PL32 9SW | United Kingdom | 215837.355 | 90188.885 | Indian Queens S.G.P. | 132kV connection | 132kV connection | 132 | Western Power Distribution (South West) plc | Wind | Onshore wind turbines | No | 0 | 3.895 | 4.1 | [12 empty] | No | Connected | 07/01/2021 | 4.1 | 3.895 | 4.1 | 0.048 | 0.05 | 01/12/2014
1470000452073 | Solar Energy Renewables LLP | Willows PV Array |  | 6th Floor 338 Euston Road | London |  | NW1 3BG | United Kingdom | 402985.534 | 247260.747 | FECKENHAM 66 11kV S STN | Feckenham 66/11kVDUMMY | EVESHAM 66 11kV S STN | 11 | Western Power Distribution (West Midlands) plc | Solar | Photovoltaic | No | 0 | 4.75 | 5 | [12 empty] | No | Connected | 07/01/2021 | 5 | 4.75 | 5 | 0.043 | 0.045 | 20/08/2015
1470000452019 | Salop Design & Engineering Co Ltd | Ennerdale Road |  | Ennerdale Road Harlescott | Shrewsbury | Salop | SY1 3LD | United Kingdom | 350588.394 | 315522.625 | SHREWSBURY 132kV S STN | Shrewsbury 132/33kVDUMMY | SPRING GARDENS 33 11kV S STN | 11 | Western Power Distribution (West Midlands) plc | Solar | Photovoltaic | No | 0 | 0.237 | 0.25 | [12 empty] | No | Connected | 07/01/2021 | 0.25 | 0.237 | 0.25 | 0.95 | 1 | 23/03/2015
2100041264099 | Crug Mawr Solar Farm Limited | CARDIGAN CRUG MAWR FARM |  | The Long Barn, Manor Courtyard Stratton-On-The-Fosse | Radstock |  | BA3 4QF | United Kingdom | 220672.721 | 246990.967 | Swansea North Grid | Rhos Grid | 33kV connection | 33 | Western Power Distribution (South Wales) plc | Solar | Photovoltaic | No | 0 | 5.757 | 6.06 | [12 empty] | No | Connected | 07/01/2021 | 6.06 | 5.7 | 6 | 0.024 | 0.025 | 25/03/2015
2100041268846 | Shoals Hook Solar (UK) Limited | HAVERFORDWEST SHOALS HOOK SOLAR FARM |  | The Long Barn, Manor Courtyard Stratton-On-The-Fosse | Radstock |  | BA3 4QF | United Kingdom | 197824.968 | 216601.381 | Pembroke Power Station | Haverfordwest Grid | 33kV connection | 33 | Western Power Distribution (South Wales) plc | Solar | Photovoltaic | No | 0 | 11.514 | 12.12 | [12 empty] | No | Connected | 07/01/2021 | 12.12 | 11.4 | 12 | 0.057 | 0.06 | 27/03/2015
2200042475201 | Bowerhouse Solar Limited | HEWISH ROOKERY FARM | 5th Floor North Side | 7-10 Chandos Street Cavendish Square | London |  | W1G 9DQ | United Kingdom | 340519.091 | 161701.882 | Bridgwater S.G.P. | Churchill Bsp 132kv | 33kV connection | 33 | Western Power Distribution (South West) plc | Solar | Photovoltaic | No | 0 | 6.412 | 6.749 | [12 empty] | No | Connected | 07/01/2021 | 6.749 | 6.412 | 6.749 | 0.048 | 0.05 | 27/03/2015
2100041269840 | Golden Hill Solar Limited | Golden Hill Solar Park |  | The Long Barn, Manor Courtyard Stratton-On-The-Fosse | Radstock |  | BA3 4QF | United Kingdom | 199145.304 | 202395.012 | Pembroke Power Station | Golden Hill Grid | Golden Hill Primary | 11 | Western Power Distribution (South Wales) plc | Solar | Photovoltaic | No | 0 | 4.797 | 5.05 | [12 empty] | No | Connected | 07/01/2021 | 5.05 | 6.65 | 7 | 0.095 | 0.1 | 26/03/2015
2200042475832 | SunE Burthy Farm Solar Limited | Burthy Farm, Summercourt, Newquay |  | Eversheds House 70 Great Bridgewater Street | Manchester |  | M1 5ES | United Kingdom | 190560.186 | 55769.638 | Indian Queens S.G.P. | Fraddon Bsp | 33kV connection | 33 | Western Power Distribution (South West) plc | Solar | Photovoltaic | No | 0 | 9.528 | 10.03 | [12 empty] | No | Connected | 07/01/2021 | 10.03 | 9.5 | 10 | 0.028 | 0.03 | 20/03/2015
1170000463160 | Glebe Farm SPV Limited | Glebe Farm Solar Park |  | C/O 51 Lincoln's Inn Fields | London |  | WC2A 3NA | United Kingdom | 496486.117 | 262610.608 | GRENDON 132kV S STN | WELLINGBOROUGH 33kV S STN | 33kV connection | 33 | Western Power Distribution (East Midlands) plc | Solar | Photovoltaic | No | 0 | 24.7 | 26 | [12 empty] | No | Connected | 07/01/2021 | 26 | 24.7 | 26 | 0.38 | 0.4 | 20/03/2015
2200042480656 | Wilton Solar Farm Limited | Wilton Solar Farm, Trerulefoot, Saltash | C/O Low Carbon Ltd | 2nd Floor 13 Berkeley Street | London |  | W1J 8DU | United Kingdom | 231346.035 | 58574.378 | Landulph S.G.P. | St Germans Bsp | 33kV connection | 33 | Western Power Distribution (South West) plc | Solar | Photovoltaic | No | 0 | 7.106 | 7.48 | [12 empty] | No | Connected | 07/01/2021 | 7.48 | 7.106 | 7.48 | 0.076 | 0.08 | 23/03/2015
1170000424913 | Haymaker (Mount Mill) Limited | Mount Mill Solar Farm Stratford Road Wicken Milton Keynes MK19 6DG | Grenville Court | Britwell Road | Burnham | Bucks | SL1 8DF | United Kingdom | 475654.385 | 238576 | EAST CLAYDON 132KV S STN | STONY STRATFORD 33kV S STN | 33kV connection | 33 | Western Power Distribution (East Midlands) plc | Solar | Photovoltaic | No | 0 | 9.69 | 10.2 | [12 empty] | No | Connected | 07/01/2021 | 10.2 | 9.69 | 10.2 | 0.095 | 0.1 | 18/03/2015
2100041270320 | SunE Hill Farm Solar Limited | PENRHIWARWYDD FARM MYNYDDISWYN | Eversheds House | 70 Bridgewater Street | Manchester |  | M1 5ES | United Kingdom | 319279.234 | 192209.489 | Rassau G.S.P. | Crumlin | 33kV connection | 33 | Western Power Distribution (South Wales) plc | Solar | Photovoltaic | No | 0 | 5.814 | 6.12 | [12 empty] | No | Connected | 07/01/2021 | 6.12 | 5.814 | 6.12 | 0.095 | 0.1 | 20/03/2015
2200042484882 | Coombe Solar Limited | Woodmanton Solar Farm, Coombe Farm, Exe View Road, Exmouth |  | 1 Lumley Street | London |  | W1K 6TT | United Kingdom | 301497.396 | 85055.774 | Exeter Main S.G.P. | Exmouth Bsp | 33kV connection | 33 | Western Power Distribution (South West) plc | Solar | Photovoltaic | No | 0 | 5.652 | 5.95 | [12 empty] | No | Connected | 07/01/2021 | 5.95 | 5.652 | 5.95 | 0.048 | 0.05 | 23/03/2015
2200042469893 | OGE Newnham Estate Solar Limited | Newnham Farm, Newnham Estate, Plymouth, |  | Suite C Annie Reed Court Annie Reed Road | Beverley | North Humberside | HU17 0LF | United Kingdom | 255863.127 | 58501.337 | Abham S.G.P. | Plympton Bsp | 33kV connection | 33 | Western Power Distribution (South West) plc | Solar | Photovoltaic | No | 0 | 8.512 | 8.96 | [12 empty] | No | Connected | 07/01/2021 | 8.96 | 8.512 | 8.96 | 0.095 | 0.1 | 27/03/2015
1170000467527 | Federal Estates Ltd | CHELVESTON, The Airfield |  | Goosey Lodge | Wymington | Northants | NN10 9LU | United Kingdom | 500660.715 | 268832.806 | GRENDON 132kV S STN | IRTHLINGBOROUGH 33kV S STN | 33kV connection | 33 | Western Power Distribution (East Midlands) plc | Solar | Photovoltaic | No | 0 | 38 | 40 | [12 empty] | No | Connected | 07/01/2021 | 40 | 38 | 40 | 0.095 | 0.1 | 10/03/2015
2100041265525 | WSE Chapel Hill Limited | PEMBROKESHIRE YERBESTON SOLAR PARK | C/O Quintas Energy Uk Ltd | Suite C, 3rd Floor, 3 Harbour Exchange Square | London |  | E14 9GE | United Kingdom | 195944.95 | 197990.307 | Pembroke Power Station | Golden Hill Grid | 33kV connection | 33 | Western Power Distribution (South Wales) plc | Solar | Photovoltaic | No | 0 | 6.84 | 7.2 | [12 empty] | No | Connected | 07/01/2021 | 7.2 | 7.6 | 8 | 0.095 | 0.1 | 23/03/2015
1170000478351 | Solein Walmoor Limited | Walmoor Farm Retford | C/O Caledon Capital Partners Llp | 7 Old Park Lane | London |  | W1K 1QR | United Kingdom | 472138.696 | 378977.974 | STAYTHORPE C 132kV S STN | CHECKERHOUSE 33kV S STN | ORDSALL RD 33 11kV S STN | 11 | Western Power Distribution (East Midlands) plc | Solar | Photovoltaic | No | 0 | 2.85 | 3 | [12 empty] | No | Connected | 07/01/2021 | 3 | 2.85 | 3 | 0.095 | 0.1 | 27/03/2015
2200042473454 | ST Solarinvest Devon 1 Limited | Parkview Solar, Land North of Parkfield Cottages, |  | Unit 15 Okehampton Bus Park Higher Stockley Mead | Okehampton | Devon | EX20 1FJ | United Kingdom | 276295.872 | 68684.343 | Abham S.G.P. | Totnes Bsp | 33kV connection | 33 | Western Power Distribution (South West) plc | Solar | Photovoltaic | No | 0 | 4.813 | 5.066 | [12 empty] | No | Connected | 07/01/2021 | 5.066 | 4.813 | 5.066 | 0.048 | 0.05 | 31/03/2015
2200042481924 | PV Growth Ltd | TAUNTON RACECOURSE PV SITE | Delta Place | 27 Bath Road | Cheltenham |  | GL53 7TH | United Kingdom | 323792.859 | 121873.856 | Taunton S.G.P. | Taunton Main Bsp | Trull | 11 | Western Power Distribution (South West) plc | Solar | Photovoltaic | No | 0 | 1.411 | 1.485 | [12 empty] | No | Connected | 07/01/2021 | 1.485 | 1.425 | 1.5 | 0.048 | 0.05 | 12/03/2015
2100041260642 | Abergelli Solar Limited | Abergelli Farm, Swansea | C/O Foresight Group Llp | The Shard 32 London Bridge Street | London |  | SE1 9SG | United Kingdom | 264993.701 | 201947.6 | Swansea North Grid | Swansea North Bsp | 33kV connection | 33 | Western Power Distribution (South Wales) plc | Solar | Photovoltaic | No | 0 | 5.913 | 6.2238 | [12 empty] | No | Connected | 07/01/2021 | 6.2238 | 6.398 | 6.735 | 0.138 | 0.145 | 13/03/2015
2200042457499 | Ashlawn Solar Limited | Ashlawn Farm, Pill Road, Rooksbridge, |  | 2nd Floor, 2 City Place Beehive Ring Road | Gatwick | Sussex | RH6 0PA | United Kingdom | 337015.532 | 151303.244 | Bridgwater S.G.P. | Churchill Bsp 132kv | 33kV connection | 33 | Western Power Distribution (South West) plc | Solar | Photovoltaic | No | 0 | 4.624 | 4.8675 | [12 empty] | No | Connected | 07/01/2021 | 4.8675 | 4.731 | 4.98 | 0.048 | 0.05 | 27/03/2015
2200042484855 | FIM Solar Generation I LLP | Higher Bye Farm, Watchet |  | Glebe Barn Great Barrington | Burford | Oxon | OX18 4US | United Kingdom | 305028.678 | 142199.929 | Taunton S.G.P. | Bowhays Cross Bsp | 33kV connection | 33 | Western Power Distribution (South West) plc | Solar | Photovoltaic | No | 0 | 5.529 | 5.82 | [12 empty] | No | Connected | 07/01/2021 | 5.82 | 5.529 | 5.82 | 0.048 | 0.05 | 18/03/2015
2100041251267 | Pen Y Cae Solar Limited | Pen Y Cae Solar Farm, Ammanford | C/O Foresight Group Llp | The Shard 32 London Bridge Street | London |  | SE1 9SG | United Kingdom | 259949.268 | 211501.153 | Swansea North Grid | Ammanford Grid | 33kV connection | 33 | Western Power Distribution (South Wales) plc | Solar | Photovoltaic | No | 0 | 5.673 | 5.9712 | [12 empty] | No | Connected | 07/01/2021 | 5.9712 | 5.672 | 5.971 | 0.043 | 0.045 | 13/03/2015
2100041251285 | Saron Solar Limited | Saron Solar Farm, Ammanford | C/O Foresight Group Llp | The Shard 32 London Bridge Street | London |  | SE1 9SG | United Kingdom | 260707.838 | 212806.851 | Swansea North Grid | Ammanford Grid | 33kV connection | 33 | Western Power Distribution (South Wales) plc | Solar | Photovoltaic | No | 0 | 5.287 | 5.5656 | [12 empty] | No | Connected | 07/01/2021 | 5.5656 | 5.287 | 5.565 | 0.043 | 0.045 | 13/03/2015
2200042475178 | New Banwell Solar Limited | Towerhead Farm, Banwell, |  | C/O Rodl & Partner Legal Ltd 170 Edmund Street | Birmingham |  | B3 2HB | United Kingdom | 340704.771 | 159626.994 | Bridgwater S.G.P. | Churchill Bsp 132kv | 33kV connection | 33 | Western Power Distribution (South West) plc | Solar | Photovoltaic | No | 0 | 6.175 | 6.5 | [12 empty] | No | Connected | 07/01/2021 | 6.5 | 6.175 | 6.5 | 0.048 | 0.05 | 16/03/2015
2100041272870 | Sune Little Neath Solar Limited | Little Neath, Wogaston Farm |  | Eversheds House 70 Great Bridgewater St | Manchester |  | M1 5ES | United Kingdom | 191595 | 200849 | Pembroke Power Station | Haverfordwest Grid | 33kV connection | 33 | Western Power Distribution (South Wales) plc | Solar | Photovoltaic | No | 0 | 4.845 | 5.1 | [12 empty] | No | Connected | 07/01/2021 | 5.1 | 4.75 | 5 | 0.028 | 0.03 | 12/03/2015
2200042475424 | Lightsource SPV 97 Limited | Bystock Farm, Exmouth |  | 6th Floor 33 Holborn | London |  | EC1N 2HT | United Kingdom | 302317.186 | 84299.764 | Exeter Main S.G.P. | Exmouth Bsp | 33kV connection | 33 | Western Power Distribution (South West) plc | Solar | Photovoltaic | No | 0 | 3.344 | 3.52 | [12 empty] | No | Connected | 07/01/2021 | 3.52 | 3.344 | 3.52 | 0.332 | 0.35 | 23/03/2015
1170000443260 | Radstone P.V. Ltd | Hall Farm |  | 9th Floor, 107 Cheapside | London |  | EC2V 9DN | United Kingdom | 458223.276 | 239749.635 | EAST CLAYDON 132KV S STN | BRACKLEY 132kV S STN | Brackley 11kv | 11 | Western Power Distribution (East Midlands) plc | Solar | Photovoltaic | No | 0 | 4.75 | 5 | [12 empty] | No | Connected | 07/01/2021 | 5 | 4.75 | 5 | 0.019 | 0.02 | 27/03/2015
2100041257269 | Hendai Solar Limited | Hendai Farm, Heol Adam, Gelligaer | C/O Quintas Energy Uk Limited | Suite C, 3rd Floor 3 Harbour Exchange Square | London |  | E14 9GE | United Kingdom | 311915.941 | 197865.442 | Upper Boat | Dowlais Grid | 33kV connection | 33 | Western Power Distribution (South Wales) plc | Solar | Photovoltaic | No | 0 | 9.5 | 10 | [12 empty] | No | Connected | 07/01/2021 | 10 | 9.5 | 10 | 0.057 | 0.06 | 10/02/2015
2200042420889 | Lightsource SPV 110 Limited | Northmoor, Whitstone, nr Holsworthy, |  | 7th Floor 33 Holborn | London |  | EC1N 2HT | United Kingdom | 226976.462 | 97436.377 | Alverdiscott S.G.P. | 132kV connection | 132kV connection | 132 | Western Power Distribution (South West) plc | Other | Other | No | 0 | 13.081 | 13.77 | [12 empty] | No | Connected | 07/01/2021 | 13.77 | 13.351 | 14.054 | 0.19 | 0.2 | 20/03/2015
2200042350168 | Strawberry Fields Farm Shop Limited | STRAWBERRY FIELDS LIFTON DOWN LIFTON |  | Lifton Farm Shop | Lifton | Devon | PL16 0DE | United Kingdom | 237797.671 | 85587.157 | Alverdiscott S.G.P. | Pyworthy Bsp | Lifton | 11 | Western Power Distribution (South West) plc | Other | Other | No | 0 | 0.997 | 1.05 | [12 empty] | No | Connected | 07/01/2021 | 1.05 | 0.997 | 1.05 | 0.332 | 0.35 | 30/03/2014
2200042486036 | Grove Farm Solar Farm Limited | TOLLAND GROVE FARM SOLAR FARM |  | 90 Union Street | London |  | SE1 0NW | United Kingdom | 311764.37 | 131454.519 | Taunton S.G.P. | Taunton Main Bsp | Lydeard St Lawrence Primary | 11 | Western Power Distribution (South West) plc | Solar | Photovoltaic | No | 0 | 3.07 | 3.232 | [12 empty] | No | Connected | 07/01/2021 | 3.232 | 3.068 | 3.23 | 0.048 | 0.05 | 25/03/2015
1170000467581 | Nowhere Solar Limited | NOWHERE FARM FISHMERE END KIRTON | C/O Foresight Group | The Shard 32 London Bridge Street | London |  | SE1 9SG | United Kingdom | 527617.296 | 337947.722 | WALPOLE 132kV S STN | BOSTON 33kV S STN | 33kV connection | 33 | Western Power Distribution (East Midlands) plc | Solar | Photovoltaic | No | 0 | 6.175 | 6.5 | [12 empty] | No | Connected | 07/01/2021 | 6.5 | 6.175 | 6.5 | 0.028 | 0.03 | 31/03/2015
2200042457995 | Greenfields (A) Limited | Hawkers Farm, Yeo Moor, Theale, | 5th Floor, North Side | 7-10 Chandos Street Cavendish Square | London |  | W1G 9DQ | United Kingdom | 346889.597 | 147584.714 | Bridgwater S.G.P. | Street Bsp | 33kV connection | 33 | Western Power Distribution (South West) plc | Solar | Photovoltaic | No | 0 | 11.325 | 11.9213 | [12 empty] | No | Connected | 07/01/2021 | 11.9213 | 9.9 | 10.421 | 0.38 | 0.4 | 13/03/2015
2100041227102 | Dafen Reserve Power Ltd | Dafen Reserve Power Llethri Rd Dafen |  | 6th Floor 33 Holborn | London |  | EC1N 2HT | United Kingdom | 252864 | 202219 | Swansea North Grid | Trostre Grid | Westfa | 11 | Western Power Distribution (South Wales) plc | Other | Other | No | 0 | 9.5 | 10 | [12 empty] | No | Connected | 07/01/2021 | 10 | 9.5 | 10 | 0.119 | 0.125 | 05/03/2015
2200042443361 | Trickey Warren Solar Limited | Trickey Warren, Churchstanton, Taunton |  | The Green Easter Park Benyon Road | Reading | Berkshire | RG7 2PQ | United Kingdom | 321207.329 | 115641.814 | Taunton S.G.P. | Taunton Main Bsp | 33kV connection | 33 | Western Power Distribution (South West) plc | Solar | Photovoltaic | No | 0 | 3.705 | 3.9 | [12 empty] | No | Connected | 07/01/2021 | 3.9 | 3.705 | 3.9 | 0.048 | 0.05 | 28/02/2015
1170000445133 | Blue Planet Solar Park II Limited | Babworth Estate Solar Farm |  | 39-43 Bridge Street Swinton | Mexborough |  | S64 8AP | United Kingdom | 471511.216 | 383694.999 | STAYTHORPE C 132kV S STN | CHECKERHOUSE 33kV S STN | 33kV connection | 33 | Western Power Distribution (East Midlands) plc | Solar | Photovoltaic | No | 0 | 7.6 | 8 | [12 empty] | No | Connected | 07/01/2021 | 8 | 7.6 | 8 | 0.048 | 0.05 | 10/03/2015
1470000426134 | Tower Hill Farm Renewables Limited | Land at Tower Hill Farm | Level 6, | City Tower 40, Basinghall Street | London |  | EC2V 5DE | United Kingdom | 367184.59 | 188990.506 | IRON ACTON 132kV S STN | CHIPPING SODBURY 132kV S STN | 33kV connection | 33 | Western Power Distribution (West Midlands) plc | Solar | Photovoltaic | No | 0 | 8.55 | 9 | [12 empty] | No | Connected | 07/01/2021 | 9 | 8.55 | 9 | 0.095 | 0.1 | 24/03/2015
1170000489283 | SSB Cotgrave Ltd | Blackberry Solar Farm South | Unit 9 The Green | Easter Park Benyon Road | Reading | Berkshire | RG7 2PQ | United Kingdom |  |  | Stoke Bardolph 132kv | NOTTINGHAM EAST 33kV S STN | COTGRAVE 33 11kV S STN | 11 | Western Power Distribution (East Midlands) plc | Solar | Photovoltaic | No | 0 | 4.674 | 4.92 | [12 empty] | No | Connected | 07/01/2021 | 4.92 | 4.674 | 4.92 | 0.076 | 0.08 | 29/07/2015
2200042459566 | Hurcott Solar Limited | Hurcott, Dillington Estate, Ilminster, |  | C/O Foresight Group The Shard, 32 London Bridge Street | London |  | SE1 9SG | United Kingdom | 339031.214 | 115844.093 | Axminster S.G.P. | Woodcote Bsp | 33kV connection | 33 | Western Power Distribution (South West) plc | Solar | Photovoltaic | No | 0 | 7.106 | 7.48 | [12 empty] | No | Connected | 07/01/2021 | 7.48 | 7.5 | 7.895 | 0.028 | 0.03 | 12/03/2015
2100041254978 | Hendre Fawr Solar Limited | ABERDARE HENDRE FAWR SOLAR FARM | C/O Quintas Energy Uk Limited | Suite C, 3rd Floor 3 Harbour Exchange Square | London |  | E14 9GE | United Kingdom | 290653.145 | 205939.368 | Swansea North Grid | Hirwaun Grid | 33kV connection | 33 | Western Power Distribution (South Wales) plc | Solar | Photovoltaic | No | 0 | 9.31 | 9.8 | [12 empty] | No | Connected | 07/01/2021 | 9.8 | 9.69 | 10.2 | 0.028 | 0.03 | 06/03/2015
1470000429775 | Cambridge Solar Power Ltd | CAMBRIDGE SOLAR POWER |  | 14 High Cross | Truro | Cornwall | TR1 2AJ | United Kingdom | 375234.829 | 204448.554 | IRON ACTON 132kV S STN | RYEFORD 132kV S STN | 33kV connection | 33 | Western Power Distribution (West Midlands) plc | Solar | Photovoltaic | No | 0 | 28.5 | 30 | [12 empty] | No | Connected | 07/01/2021 | 30 | 28.5 | 30 | 0.035 | 0.037 | 31/03/2015
2100041258607 | Singrug Limited | BLACKWOOD CWM CAE SINGRUG FARM | 6th Floor | 33 Holborn | London |  | EC1N 2HT | United Kingdom | 319617.922 | 193891.343 | Rassau G.S.P. | Crumlin | 33kV connection | 33 | Western Power Distribution (South Wales) plc | Solar | Photovoltaic | No | 0 | 8.407 | 8.85 | [12 empty] | No | Connected | 07/01/2021 | 8.85 | 9.5 | 10 | 0.095 | 0.1 | 02/03/2015
1170000489210 | SSB Radcliffe Ltd | Blackberry Solar Farm North | Unit 9 The Green | Easter Park Benyon Road | Reading | Berkshire | RG7 2PQ | United Kingdom |  |  | Stoke Bardolph 132kv | NOTTINGHAM EAST 33kV S STN | COTGRAVE 33 11kV S STN | 11 | Western Power Distribution (East Midlands) plc | Solar | Photovoltaic | No | 0 | 4.674 | 4.92 | [12 empty] | No | Connected | 07/01/2021 | 4.92 | 4.674 | 4.92 | 0.076 | 0.08 | 29/07/2015
1170000458569 | Morton Solar Limited | Morton 2 Solar Farm | C/O Quintas Energy | Suite C, 3rd Floor 3 Harbour Exchange Square | London |  | E14 9GE | United Kingdom | 466882.836 | 379496.664 | STAYTHORPE C 132kV S STN | CHECKERHOUSE 33kV S STN | 33kV connection | 33 | Western Power Distribution (East Midlands) plc | Solar | Photovoltaic | No | 0 | 19.684 | 20.72 | [12 empty] | No | Connected | 07/01/2021 | 20.72 | 19.684 | 20.72 | 0.085 | 0.09 | 03/03/2015
2100040975990 | Pinewood Studios Wales Limited | Cardiff, Wentloog Avenue |  | Pinewood Studios Pinewood Road | Iver | Buckinghamshire | SL0 0NH | United Kingdom | 323538.858 | 179235.72 | Cardiff East Grid | Trowbridge 132/11 Kv S/S | Trowbridge Primary | 11 | Western Power Distribution (South Wales) plc | Wind | Onshore wind turbines | No | 0 | 2.185 | 2.3 | [12 empty] | No | Connected | 07/01/2021 | 2.3 | 2.185 | 2.3 | 0.38 | 0.4 | 07/02/2011
1170000379571 | Gedling Solar Limited | Gedling Solar Farm | C/O Foresight Group Llp | The Shard 32 London Bridge Street | London |  | SE1 9SG | United Kingdom | 461730.259 | 344148.224 | Stoke Bardolph 132kv | NOTTINGHAM EAST 33kV S STN | GEDLING 33 11kV S STN | 11 | Western Power Distribution (East Midlands) plc | Solar | Photovoltaic | No | 0 | 4.56 | 4.8 | [12 empty] | No | Connected | 07/01/2021 | 4.8 | 4.56 | 4.8 | 0.037 | 0.039 | 01/03/2015
1170000485508 | Cherry Tree Solar Farm Limited | CHESTERFIELD CHERRY TREE SOLAR FARM | C/O Foresight Group | The Shard 32 London Bridge Street | London |  | SE1 9SG | United Kingdom | 443219.115 | 371454.473 | CHESTERFIELD 132kV S STN | CHESTERFIELD 33kV S STN | Bolsover 11kV S Stn | 11 | Western Power Distribution (East Midlands) plc | Solar | Photovoltaic | No | 0 | 4.446 | 4.68 | [12 empty] | No | Connected | 07/01/2021 | 4.68 | 4.446 | 4.68 | 0.142 | 0.15 | 15/12/2015
1170000480699 | Littlewood Farm Solar Limited | Littlewood Solar Farm, Hanslope | C/O Quintas Energy Uk Ltd | Suite C, 3rd Floor 3 Harbour Exchange Square | London |  | E14 9GE | United Kingdom | 482338.26 | 247115.972 | EAST CLAYDON 132KV S STN | BRADWELL ABBEY 33kV S STN | 33kV connection | 33 | Western Power Distribution (East Midlands) plc | Solar | Photovoltaic | No | 0 | 11.4 | 12 | [12 empty] | No | Connected | 07/01/2021 | 12 | 11.4 | 12 | 0.095 | 0.1 | 16/03/2015
2100041136546 | KS SPV 18 Limited | Hoplass Solar Farm, Rhoscrowther |  | 1 Lumley Street | London |  | W1K 6TT | United Kingdom | 191915.835 | 201205.363 | Pembroke Power Station | Golden Hill Grid | 33kV connection | 33 | Western Power Distribution (South Wales) plc | Solar | Photovoltaic | No | 0 | 8.075 | 8.5 | [12 empty] | No | Connected | 07/01/2021 | 8.5 | 8.55 | 9 | 0.028 | 0.03 | 13/03/2015
1470000430103 | Lightsource SPV 103 Ltd | Pitchford Solar Farm |  | 6th Floor 33 Holborn | London |  | EC1N 2HT | United Kingdom | 351655.983 | 302827.081 | IRONBRIDGE 132kV S STN | IRONBRIDGE 132 33kV S STN | 33kV connection | 33 | Western Power Distribution (West Midlands) plc | Solar | Photovoltaic | No | 0 | 14.25 | 15 | [12 empty] | No | Connected | 07/01/2021 | 15 | 14.25 | 15 | 0.095 | 0.1 | 27/03/2015
2200042467600 | Second Generation Sawmills Limited | Ashcombe Solar Park, Near, Dawlish |  | Ff St James House 13 Kensington Square | London |  | W8 5HD | United Kingdom | 291687.862 | 77812.586 | Abham S.G.P. | Newton Abbot Bsp (Forde Road) | 33kV connection | 33 | Western Power Distribution (South West) plc | Solar | Photovoltaic | No | 0 | 5.201 | 5.475 | [12 empty] | No | Connected | 07/01/2021 | 5.475 | 5.201 | 5.475 | 0.085 | 0.09 | 01/03/2015
1470000416800 | Sunsave 11 (Wrockwardine Farm) Limited | Wrockwardine Farm |  | 14 Hugh Cross | Truro | Cornwall | TR1 2AJ | United Kingdom | 361026.211 | 311896.347 | SHREWSBURY 132kV S STN | Shrewsbury 132/33kVDUMMY | 33kV connection | 33 | Western Power Distribution (West Midlands) plc | Solar | Photovoltaic | No | 0 | 9.5 | 10 | [12 empty] | No | Connected | 07/01/2021 | 10 | 9.5 | 10 | 0.152 | 0.16 | 31/03/2015
2100041267930 | WSE Rhydypandy Limited | SWANSEA CEFN BETINGAU B | C/O Quintas Energy Uk Ltd | Suite C, 3rd Floor 3 Harbour Exchange Square | London |  | E14 9GE | United Kingdom | 265895.204 | 201591.666 | Swansea North Grid | Swansea North Bsp | 33kV connection | 33 | Western Power Distribution (South Wales) plc | Solar | Photovoltaic | No | 0 | 4.845 | 5.1 | [12 empty] | No | Connected | 07/01/2021 | 5.1 | 5.7 | 6 | 0.028 | 0.03 | 20/02/2015
2200042446993 | MTS Rydon Solar Limited | Rydon Farm, Ogwell, Newton Abbot |  | 6th Floor 33 Holborn | London |  | EC1N 2HT | United Kingdom | 284346.085 | 68755.426 | Abham S.G.P. | Newton Abbot Bsp (Forde Road) | 33kV connection | 33 | Western Power Distribution (South West) plc | Solar | Photovoltaic | No | 0 | 7.837 | 8.25 | [12 empty] | No | Connected | 07/01/2021 | 8.25 | 7.837 | 8.25 | 0.057 | 0.06 | 01/03/2015
1170000468441 | Sun and Soil Renewable 12 Ltd | WRAGBY |  | 7th Floor 33 Holborn | London |  | EC1N 2HT | United Kingdom | 513609.405 | 376774.59 | WEST BURTON 132kV S STN | LINCOLN MAIN No 1 33kV S STN | WRAGBY 33 11kV S STN | 11 | Western Power Distribution (East Midlands) plc | Solar | Photovoltaic | No | 0 | 3.334 | 3.51 | [12 empty] | No | Connected | 07/01/2021 | 3.51 | 3.334 | 3.51 | 0.142 | 0.15 | 01/03/2015
1470000430274 | Helios Solar 2 Limited | Huddlesford Lane Generator, Huddlesford Ho.FM, | Delta Place | 27 Bath Road | Cheltenham |  | GL53 7TH | United Kingdom | 415436.495 | 309050.626 | RUGELEY 132kV S STN | LICHFIELD 132kV S STN | Lichfield 132/11kVDUMMY | 11 | Western Power Distribution (West Midlands) plc | Solar | Photovoltaic | No | 0 | 0.95 | 1 | [12 empty] | No | Connected | 07/01/2021 | 1 | 0.95 | 1 | 0.095 | 0.1 | 12/02/2015
2200042457912 | First Solar Project Limited | Pencoose Farm, Stithias, Cornwall, TR3 7DN |  | 12 New Fetter Lane | London |  | EC4A 1JP | United Kingdom | 172882.857 | 37974.759 | Indian Queens S.G.P. | Rame Bsp | 33kV connection | 33 | Western Power Distribution (South West) plc | Solar | Photovoltaic | No | 0 | 6.897 | 7.26 | [12 empty] | No | Connected | 07/01/2021 | 7.26 | 6.897 | 7.26 | 0.052 | 0.055 | 18/03/2015
2200042442386 | Moorhouse Community Solar Limited | Moorhouse Solar HVM |  | 14 Orchard Street | Bristol |  | BS1 5EH | United Kingdom | 354463.174 | 179579.907 | Seabank Sgp | Avonmouth Bsp | Avonmouth | 11 | Western Power Distribution (South West) plc | Solar | Photovoltaic | No | 0 | 1.425 | 1.5 | [12 empty] | No | Connected | 07/01/2021 | 1.5 | 1.425 | 1.5 | 0.028 | 0.03 | 01/03/2015
2100041260340 | ESF Llwyndu Limited | LLWYNDU SOLAR FARM |  | Two London Bridge | London |  | SE1 9RA | United Kingdom | 227173.305 | 248752.168 | Swansea North Grid | Rhos Grid | 33kV connection | 33 | Western Power Distribution (South Wales) plc | Solar | Photovoltaic | No | 0 | 5.643 | 5.94 | [12 empty] | No | Connected | 07/01/2021 | 5.94 | 6.207 | 6.534 | 0.028 | 0.03 | 19/02/2015
1170000415955 | Gaultney Solar Park Limited | West Lodge Farm & Rural Centre |  | Satra Technology Centre Satra House | Kettering |  | NN16 9JH | United Kingdom | 481598.484 | 283748.651 | GRENDON 132kV S STN | KETTERING 33kV S STN | 33kV connection | 33 | Western Power Distribution (East Midlands) plc | Solar | Photovoltaic | No | 0 | 17.1 | 18 | [12 empty] | No | Connected | 07/01/2021 | 18 | 17.1 | 18 | 0.048 | 0.05 | 31/03/2015
2200042485291 | South West Water Ltd | Totnes Littlehempston River Dart Treatment Works |  | Coombe Lane Tamerton Foliot | Plymouth | Devon | PL5 4RF | United Kingdom | 280282.56 | 61854.859 | Abham S.G.P. | Totnes Bsp | Totnes | 11 | Western Power Distribution (South West) plc | Other | Other | No | 0 | 0.832 | 0.87596 | [12 empty] | No | Connected | 07/01/2021 | 0.87596 | 0.285 | 0.3 | 3.325 | 3.5 | 01/01/2001
2200042465170 | Second Generation Coombeshead Limited | Coombeshead Farm, Diptford, Totnes TQ9 7NG |  | St James House 13 Kensington Square | London |  | W8 5HD | United Kingdom | 274821.77 | 55790.106 | Abham S.G.P. | Totnes Bsp | 33kV connection | 33 | Western Power Distribution (South West) plc | Solar | Photovoltaic | No | 0 | 7.273 | 7.656 | [12 empty] | No | Connected | 07/01/2021 | 7.656 | 7.273 | 7.656 | 0.019 | 0.02 | 13/02/2015
1470000425549 | SSB Condover Limited | Condover Solar Farm |  | C/O 51 Lincoln's Inn Fields | London |  | WC2A 3NA | United Kingdom | 350944.29 | 307095.361 | IRONBRIDGE 132kV S STN | IRONBRIDGE 132 33kV S STN | 33kV connection | 33 | Western Power Distribution (West Midlands) plc | Solar | Photovoltaic | No | 0 | 9.5 | 10 | [12 empty] | No | Connected | 07/01/2021 | 10 | 9.5 | 10 | 0.076 | 0.08 | 29/03/2015
1170000457626 | Southam Solar Farm Ltd | Elms Farm Southam solar farm | C/O Foresight Group | The Shard 32 London Bridge Street | London |  | SE1 9SG | United Kingdom | 438109.342 | 257978.051 | BERKSWELL 132kV S STN | HARBURY 33kV S STN | 33kV connection | 33 | Western Power Distribution (East Midlands) plc | Solar | Photovoltaic | No | 0 | 8.55 | 9 | [12 empty] | No | Connected | 07/01/2021 | 9 | 8.55 | 9 | 0.048 | 0.05 | 05/03/2015
2200042400891 | Tengore Solar Limited | Tengore Lane, Langport |  | The Shard, 32 London Bridge Street, | London |  | SE1 9SG | United Kingdom | 344697.617 | 127410.112 | Bridgwater S.G.P. | Bridgwater Grid Bsp | 33kV connection | 33 | Western Power Distribution (South West) plc | Solar | Photovoltaic | No | 0 | 2.821 | 2.97 | [12 empty] | No | Connected | 07/01/2021 | 2.97 | 2.821 | 2.97 | 0.024 | 0.025 | 05/02/2015
2100041195106 | Lightsource SPV 76 Limited | COWBRIDGE TREGUFF PV | 6th Floor | 33 Holborn | London |  | EC1N 2HT | United Kingdom | 302180.784 | 171062.064 | Aberthaw Power Station | East Aberthaw | 33kV connection | 33 | Western Power Distribution (South Wales) plc | Solar | Photovoltaic | No | 0 | 2.964 | 3.12 | [12 empty] | No | Connected | 07/01/2021 | 3.12 | 3.61 | 3.8 | 0.095 | 0.1 | 04/02/2015
1170000447725 | SunE Prestop Park Limited | Prestop Park Farm | Eversheds House | 70 Bridgewater Street | Manchester |  | M1 5ES | United Kingdom | 433918.627 | 317339.97 | DRAKELOW 132kV | GRESLEY 33kV S STN | 33kV connection | 33 | Western Power Distribution (East Midlands) plc | Solar | Photovoltaic | No | 0 | 16.15 | 17 | [12 empty] | No | Connected | 07/01/2021 | 17 | 16.15 | 17 | 0.057 | 0.06 | 21/03/2015
2200042349748 | Good Energy Carloggas Solar Park (009) Limited | St Austell Carloggas Farm St Stephen, |  | Monkton Reach, Monkton Hill | Chippenham, | Wiltshire | SN15 1EE | United Kingdom | 195595.528 | 54251.428 | Indian Queens S.G.P. | Fraddon Bsp | 33kV connection | 33 | Western Power Distribution (South West) plc | Solar | Photovoltaic | No | 0 | 7.89 | 8.3048 | [12 empty] | No | Connected | 07/01/2021 | 8.3048 | 7.89 | 8.305 | 0.218 | 0.23 | 03/02/2015
1470000422654 | Coleford Energy Ltd | Milkwall Solar Park |  | Manor Farm | Stratton On The Fosse | Radstock | BA3 4QF | United Kingdom | 357379.725 | 209554.547 | PORT HAM 132kV S STN | LYDNEY 33kV S STN | BIXHEAD 33 11kV S STN | 11 | Western Power Distribution (West Midlands) plc | Solar | Photovoltaic | No | 0 | 2.565 | 2.7 | [12 empty] | No | Connected | 07/01/2021 | 2.7 | 2.565 | 2.7 | 0.048 | 0.05 | 01/04/2015
2200042348692 | Lightsource SPV 24 Limited | Clann Farm 1MWp Solar |  | 6th Floor 33 Holborn | London |  | EC1N 2HT | United Kingdom | 202984.582 | 63769.92 | Indian Queens S.G.P. | St Tudy Bsp | Bodmin | 11 | Western Power Distribution (South West) plc | Solar | Photovoltaic | No | 0 | 0.95 | 1 | [12 empty] | No | Connected | 07/01/2021 | 1 | 0.95 | 1 | 0.048 | 0.05 | 01/11/2014
1170000438321 | Lightsource SPV 129 Ltd | Thoresby Solar Farm | 6th Floor | 33 Holborn | London |  | EC1N 2HT | United Kingdom | 461006.847 | 370864.901 | CHESTERFIELD 132kV S STN | CLIPSTONE 33kV S STN | 33kV connection | 33 | Western Power Distribution (East Midlands) plc | Solar | Photovoltaic | No | 0 | 16.15 | 17 | [12 empty] | No | Connected | 07/01/2021 | 17 | 16.15 | 17 | 0.162 | 0.17 | 20/03/2015
2200042340824 | GPP Langstone LLP | Totnes Bidwell near Dartington |  | 2a Chequers Court | Huntingdon | Cambridgeshire | PE29 3LJ | United Kingdom | 277310.822 | 61531.017 | Abham S.G.P. | Totnes Bsp | 33kV connection | 33 | Western Power Distribution (South West) plc | Solar | Photovoltaic | No | 0 | 4.75 | 5 | [12 empty] | No | Connected | 07/01/2021 | 5 | 4.75 | 5 | 0.024 | 0.025 | 01/03/2015
2200042171458 | Winnards Solar Limited | South Moor Farm, Winnards Perch, St Columb, | C/O Quintas Energy Uk Ltd | Suite C, 3rd Floor, 3 Harbour Exchange Square | London |  | E14 9GE | United Kingdom | 192402.039 | 66767.657 | Indian Queens S.G.P. | Fraddon Bsp | 33kV connection | 33 | Western Power Distribution (South West) plc | Solar | Photovoltaic | No | 0 | 3.325 | 3.5 | [12 empty] | No | Connected | 07/01/2021 | 3.5 | 3.325 | 3.5 | 0.057 | 0.06 | 30/01/2015
2200042465198 | Lightsource SPV 31 Limited | Walland Farm, Lenards Cottage, Lenards Road, |  | 6th Floor 33 Holborn | London |  | EC1N 2HT | United Kingdom | 235290.596 | 122026.389 | Alverdiscott S.G.P. | East Yelland Bsp | 33kV connection | 33 | Western Power Distribution (South West) plc | Solar | Photovoltaic | No | 0 | 4.075 | 4.29 | [12 empty] | No | Connected | 07/01/2021 | 4.29 | 4.075 | 4.29 | 0.095 | 0.1 | 02/02/2015
2200042348674 | KS SPV 11 Limited | Truro Nanteague Solar Farm, Marazanvose | Friars Ford | Manor Road Goring | Reading |  | GG8 9EL | United Kingdom | 179516.902 | 49687.686 | Indian Queens S.G.P. | Truro Bsp | 33kV connection | 33 | Western Power Distribution (South West) plc | Solar | Photovoltaic | No | 0 | 6.531 | 6.875 | [12 empty] | No | Connected | 07/01/2021 | 6.875 | 6.531 | 6.875 | 0.057 | 0.06 | 26/01/2015
1170000340955 | Severn Trent Water Limited | WORKSOP, Rayton Lane | Severn Trent Centre | 2 St John's Street | Coventry |  | CV1 2LZ | United Kingdom | 460733.058 | 379236.759 | WEST BURTON 132kV S STN | WORKSOP 33kV S STN | MANTON 33 11kV S STN | 11 | Western Power Distribution (East Midlands) plc | Biomass | Other | No | 0 | 0.76 | 0.8 | [12 empty] | No | Connected | 07/01/2021 | 0.8 | 0.76 | 0.8 | 0.95 | 1 | 19/01/2015
2200042417803 | Capelands Solar Farm Limited | Barnstaple Capelands Farm Bratton Fleming |  | 2 City Place Beehive Ring Road | Gatwick | West Sussex | RH6 0PA | United Kingdom | 266221.034 | 138919.693 | Alverdiscott S.G.P. | Barnstaple Bsp | 33kV connection | 33 | Western Power Distribution (South West) plc | Solar | Photovoltaic | No | 0 | 7.148 | 7.524 | [12 empty] | No | Connected | 07/01/2021 | 7.524 | 7.148 | 7.524 | 0.028 | 0.03 | 21/01/2015
2200042474981 | Hillsmoor Farm Solar Farm Ltd | Hillsmoor Solar Farm, Hatherleigh |  | 15 Quay Level St Peters Basin | Newcastle |  | NE6 1TZ | United Kingdom | 253180.578 | 103480.592 | Alverdiscott S.G.P. | Pyworthy Bsp | Hatherleigh | 11 | Western Power Distribution (South West) plc | Solar | Photovoltaic | No | 0 | 0.95 | 1 | [12 empty] | No | Connected | 07/01/2021 | 1 | 0.95 | 1 | 0.048 | 0.05 | 30/03/2015
2200042400873 | Liverton 2014 Limited | Exmouth Liverton Farm Salterton Road | Vantage Point | Woodwater Park Pynes Hill | Exeter | Devon | EX2 5FD | United Kingdom | 303561.572 | 82880.797 | Exeter Main S.G.P. | Exmouth Bsp | 33kV connection | 33 | Western Power Distribution (South West) plc | Solar | Photovoltaic | No | 0 | 3.715 | 3.91 | [12 empty] | No | Connected | 07/01/2021 | 3.91 | 3.715 | 3.91 | 0.038 | 0.04 | 01/02/2015
1170000461678 | Hunciecroft Solar Ltd | Hunciecroft Solar Farm | C/O Quintas Energy | Suite C, 3rd Floor 3 Harbour Exchange Square | London |  | E14 9GE | United Kingdom | 453992.482 | 373868.777 | CHESTERFIELD 132kV S STN | WHITWELL 33kV S STN | CRAGGS LANE 33 11kV S STN | 11 | Western Power Distribution (East Midlands) plc | Solar | Photovoltaic | No | 0 | 5.272 | 5.55 | [12 empty] | No | Connected | 07/01/2021 | 5.55 | 5.272 | 5.55 | 0.048 | 0.05 | 02/03/2015
1100770557111 | Novera Energy Generation No.2 Limited | Bilsthorpe Landfill Site | First Floor | 500 Pavilion Drive Northampton Business Park | Northampton |  | NN4 7YJ | United Kingdom | 465643.795 | 360554.303 | CHESTERFIELD 132kV S STN | CLIPSTONE 33kV S STN | BILSTHORPE 33 11kV S STN | 11 | Western Power Distribution (East Midlands) plc | Biofuel landfill gas | Gas turbine (OCGT) | No | 0 | 1.9 | 2 | [12 empty] | No | Connected | 07/01/2021 | 2 | 1.9 | 2 | 0.057 | 0.06 | 11/01/2008
1170000454138 | Better Energy Creswell K/S Limited | Creswell Solar Farm | Kigkurren 8d | 1.Sal 230 Kobenhavn S | Denmark |  |  | United Kingdom | 452704.754 | 373274 | CHESTERFIELD 132kV S STN | WHITWELL 33kV S STN | CRAGGS LANE 33 11kV S STN | 11 | Western Power Distribution (East Midlands) plc | Solar | Photovoltaic | No | 0 | 4.75 | 5 | [12 empty] | No | Connected | 07/01/2021 | 5 | 4.75 | 5 | 0.048 | 0.05 | 09/02/2015
2200042398220 | Redlands Solar Farm Limited | Redlands Farm, Bridgwater, Somerset |  | 2nd Floor, 2 City Place Beehive Ring Road | Gatwick | West Sussex | RH6 0PA | United Kingdom | 342921.954 | 135396.887 | Bridgwater S.G.P. | Bridgwater Grid Bsp | 33kV connection | 33 | Western Power Distribution (South West) plc | Solar | Photovoltaic | No | 0 | 5.016 | 5.28 | [12 empty] | No | Connected | 07/01/2021 | 5.28 | 5.016 | 5.28 | 0.028 | 0.03 | 20/11/2014
2100041252837 | Brynteg Solar Limited | Brynteg Solar Farm, Llanelli | Eversecretary Limited | Eversheds House 70 Great Bridge Water Street | Manchester |  | M1 5ES | United Kingdom | 249301.546 | 203405.535 | Swansea North Grid | Trostre Grid | 33kV connection | 33 | Western Power Distribution (South Wales) plc | Solar | Photovoltaic | No | 0 | 11.628 | 12.24 | [12 empty] | No | Connected | 07/01/2021 | 12.24 | 12.236 | 12.88 | 0.114 | 0.12 | 19/12/2014
1170000447042 | Solar Park Developments 3 LTD | Grange Farm, Kirkby On Bain, Lincolnshire, LN10 6YY | 2nd Floor | Edgeborough House Upper Edgeborough Road | Guildford |  | GU1 2BJ | United Kingdom | 523109.329 | 362088.419 | BICKER FEN 132kV S STN | SLEAFORD 33kV S STN | 33kV connection | 33 | Western Power Distribution (East Midlands) plc | Solar | Photovoltaic | No | 0 | 7.125 | 7.5 | [12 empty] | No | Connected | 07/01/2021 | 7.5 | 7.125 | 7.5 | 0.067 | 0.07 | 20/03/2015
2200042238094 | West Kingsmill Solar Limited | West Kingsmill Solar Farm |  | 10 Lower Grosvenor Place | London |  | W1W 0EN | United Kingdom | 240656.528 | 62882.999 | Landulph S.G.P. | St Germans Bsp | Saltash Whity Cross | 11 | Western Power Distribution (South West) plc | Solar | Photovoltaic | No | 0 | 1.33 | 1.4 | [12 empty] | No | Connected | 07/01/2021 | 1.4 | 1.33 | 1.4 | 0.005 | 0.005 | 01/04/2014
2200042432634 | Wilmington Community Solar Limited | Marksbury Solar Park |  | 14 Orchard Street | Bristol |  | BS1 5EH | United Kingdom | 365058.301 | 161427.613 | Seabank Sgp | Radstock Bsp 132kv | 33kV connection | 33 | Western Power Distribution (South West) plc | Solar | Photovoltaic | No | 0 | 1.895 | 1.995 | [12 empty] | No | Connected | 07/01/2021 | 1.995 | 1.895 | 1.995 | 0.024 | 0.025 | 01/02/2015
2200042465212 | Dunkeswell G1 Solar Farm Ltd | HONITON FLIGHTWAY SOLAR FARM | C/O Quintas Energy Uk Ltd, | Suite C, 3rd Floor, 3 Harbour Exchange Square | London |  | E14 9GE | United Kingdom | 313740.2 | 108096.082 | Exeter Main S.G.P. | Tiverton Bsp | Dunkeswell 33/11kv | 11 | Western Power Distribution (South West) plc | Solar | Photovoltaic | No | 0 | 2.66 | 2.8 | [12 empty] | No | Connected | 07/01/2021 | 2.8 | 1.9 | 2 | 0.043 | 0.045 | 01/02/2015
1170000430191 | Lightsource SPV 30 Limited | Eakring Solar Farm, North Laithes Farm, Wellow Road, Eakring, Notts, NG22 0AN | 7th Floor | 33 Holborn | London |  | EC1N 2HT | United Kingdom | 465902.375 | 362132.52 | CHESTERFIELD 132kV S STN | CLIPSTONE 33kV S STN | 33kV connection | 33 | Western Power Distribution (East Midlands) plc | Solar | Photovoltaic | No | 0 | 9.5 | 10 | [12 empty] | No | Connected | 07/01/2021 | 10 | 9.5 | 10 | 0.048 | 0.05 | 17/03/2015
1170000437220 | Welbeck Hazel Limited | Welbeck Solar Farm, Welbeck Estates, Carburton, Nottinghamshire, NG22 9EY | C/O Quintas Energy Uk Ltd | Suite C, 3rd Floor 3 Harbour Exchange Square | London |  | E14 9GE | United Kingdom | 459873.115 | 371390.004 | CHESTERFIELD 132kV S STN | CLIPSTONE 33kV S STN | 33kV connection | 33 | Western Power Distribution (East Midlands) plc | Solar | Photovoltaic | No | 0 | 11.248 | 11.84 | [12 empty] | No | Connected | 07/01/2021 | 11.84 | 11.248 | 11.84 | 0.085 | 0.09 | 13/03/2015
1170000447488 | Smith Hall Solar Farm Limited | Smith Hall Farm Solar Plant, Smith Hall Lane, Hulland Ward, Ashbourne, DE63ES | Milton Gate | 60 Chiswell Street | London |  | EC1Y 4AG | United Kingdom | 426565.081 | 346214.694 | CHESTERFIELD 132kV S STN | ALFRETON 33kV S STN | 33kV connection | 33 | Western Power Distribution (East Midlands) plc | Solar | Photovoltaic | No | 0 | 5.7 | 6 | [12 empty] | No | Connected | 07/01/2021 | 6 | 5.7 | 6 | 0.142 | 0.15 | 24/03/2016
1170000451439 | Aston House Solar Limited | Aston House Solar Farm, Aston House Farm, Derbyshire, DE6 5HG. | C/O Quintas Energy Uk Ltd | Suite C, 3rd Floor 3 Harbour Exchange Square | London |  | E14 9GE | United Kingdom | 417396.76 | 331396.657 | DRAKELOW 132kV | Burton 33kV | 33kV connection | 33 | Western Power Distribution (East Midlands) plc | Solar | Photovoltaic | No | 0 | 14.06 | 14.8 | [12 empty] | No | Connected | 07/01/2021 | 14.8 | 14.06 | 14.8 | 0.085 | 0.09 | 23/03/2015
2200042447019 | Heulwen Solar Limited | Congresbury Iwood Lane Solar Park |  | Beeston Lodge Beeston Lane | Spixworth | Norwich | NR10 3TN | United Kingdom | 344911.126 | 162406.744 | Bridgwater S.G.P. | Churchill Bsp 132kv | 33kV connection | 33 | Western Power Distribution (South West) plc | Solar | Photovoltaic | No | 0 | 7.6 | 8 | [12 empty] | No | Connected | 07/01/2021 | 8 | 7.6 | 8 | 0.024 | 0.025 | 18/12/2014
1170000447502 | Second Generation Park Farm Limited | Park Farm Solar PV Plant | 1st Floor, St James House | 13 Kensington Square | London |  | W8 5HD | United Kingdom | 435597.044 | 312657.641 | ENDERBY 132kV S STN | COALVILLE 33KV S STN | 33kV connection | 33 | Western Power Distribution (East Midlands) plc | Solar | Photovoltaic | No | 0 | 9.5 | 10 | [12 empty] | No | Connected | 07/01/2021 | 10 | 9.5 | 10 | 0.19 | 0.2 | 15/02/2015
1470000381050 | Borough Of Telford & Wrekin | Telford Wheat Leasows Solar |  | Darby House Lawn Central | Telford |  | TF3 4JA | United Kingdom | 367371.263 | 313723.037 | IRONBRIDGE 132kV S STN | Ironbridge 400/132kV | HORTONWOOD 132 11kV S STN | 11 | Western Power Distribution (West Midlands) plc | Solar | Photovoltaic | No | 0 | 3.8 | 4 | [12 empty] | No | Connected | 07/01/2021 | 4 | 3.8 | 4 | 0.048 | 0.05 | 10/12/2014
2200042387502 | Kenwyn Solar Limited | Four Burrows 2, Three Burrows, Truro | Beaufort Court | Egg Farm Lane Kings Langley | Hertfordshire |  | WD4 8LR | United Kingdom | 175749.465 | 47935.108 | Indian Queens S.G.P. | Truro Bsp | 33kV connection | 33 | Western Power Distribution (South West) plc | Solar | Photovoltaic | No | 0 | 5.757 | 6.06 | [12 empty] | No | Connected | 07/01/2021 | 6.06 | 5.7 | 6 | 0.048 | 0.05 | 05/12/2014
1470000406430 | UK Solar (Lower Newton) LLP | Lower Newton Solar Farm | Delta Place | 27 Bath Road | Cheltenham |  | GL53 7TH | United Kingdom | 398834.512 | 338611.233 | Cellarhead 132kV | FORSBROOK 33kV S STN | 33kV connection | 33 | Western Power Distribution (West Midlands) plc | Solar | Photovoltaic | No | 0 | 8.55 | 9 | [12 empty] | No | Connected | 07/01/2021 | 9 | 8.55 | 9 | 0.048 | 0.05 | 11/03/2015
1170000413708 | UK Solar (Fiskerton) LLP | Fiskerton Solar Farm, Fiskerton Airfield, Reepham Road, Fiskerton, Lincolnshire, | Westmoreland House | 80-86 Bath Road | Cheltenham | Gloucestershire | GL53 7JT | United Kingdom | 504973.405 | 372963.646 | WEST BURTON 132kV S STN | LINCOLN MAIN No 1 33kV S STN | 33kV connection | 33 | Western Power Distribution (East Midlands) plc | Solar | Photovoltaic | No | 0 | 28.5 | 30 | [12 empty] | No | Connected | 07/01/2021 | 30 | 28.5 | 30 | 0.095 | 0.1 | 01/03/2015
1170000444681 | Atherstone Solar Farm | Atherstone Solar Farm | C/O Foresight Group | The Shard 32 London Bridge Street | London |  | SE1 9SG | United Kingdom | 429691.317 | 301506.344 | LEA MARSTON 132kV S STN | TAMWORTH 33kV S STN | 33kV connection | 33 | Western Power Distribution (East Midlands) plc | Solar | Photovoltaic | No | 0 | 13.3 | 14 | [12 empty] | No | Connected | 07/01/2021 | 14 | 13.3 | 14 | 0.048 | 0.05 | 09/03/2015
2200042410339 | Lightsource SPV 87 Limited | Somerton Somerton Door Solar Park |  | 6th Floor 33 Holborn | London |  | EC1N 2HT | United Kingdom | 347148.033 | 130264.543 | Bridgwater S.G.P. | Bridgwater Grid Bsp | 33kV connection | 33 | Western Power Distribution (South West) plc | Solar | Photovoltaic | No | 0 | 6.982 | 7.35 | [12 empty] | No | Connected | 07/01/2021 | 7.35 | 7.058 | 7.43 | 0.071 | 0.075 | 24/11/2014
1470000278097 | Sunsave 43 (Epwell) Limited | Epwell PV Array | Beaufort Court | Egg Farm Lane Off Station Road | Kings Langley | Hertfordshire | WD4 8LR | United Kingdom |  |  | FECKENHAM 66 11kV S STN | Feckenham 66/11kVDUMMY | EPWELL 66 11kV S STN | 11 | Western Power Distribution (West Midlands) plc | Solar | Photovoltaic | No | 0 | 6.65 | 7 | [12 empty] | No | Connected | 07/01/2021 | 7 | 6.65 | 7 | 0.095 | 0.1 | 01/12/2014
1470000406909 | Severn Trent Water Limited | TEWKSBURY, Ledbury Road | Severn Trent Centre | 2 St John's Street | Coventry |  | CV1 2LZ | United Kingdom | 389062.646 | 233574.872 | PORT HAM 132kV S STN | Tewkesbury Grid 132/11kV | Tewkesbury Grid 132/11kVDUMMY | 11 | Western Power Distribution (West Midlands) plc | Other | Other | No | 0 | 3.135 | 3.3 | [12 empty] | No | Connected | 07/01/2021 | 3.3 | 0.608 | 0.64 | 3.515 | 3.7 | 10/12/2014
2200042430770 | Hanson Quarry Products Europe Limited | FROME WHATLEY QUARRY | Hanson House | 14 Castle Hill | Maidenhead | Berks | SL6 4JJ | United Kingdom | 372984.884 | 147818.692 | Seabank Sgp | Radstock Bsp 132kv | Whatley Qu Mells | 11 | Western Power Distribution (South West) plc | Other | Other | No | 0 | 9.302 | 9.792 | [12 empty] | No | Connected | 07/01/2021 | 9.792 | 6.65 | 7 | 6.65 | 7 | 15/11/2014
1170000444102 | Skegness Solar Park Limited | SKEGNESS Burgh Road West PE24 4UF |  | 2nd Floor 13 Berkeley Street | London |  | W1J 8DU | United Kingdom | 553821.065 | 363662.774 | BICKER FEN 132kV S STN | SKEGNESS 33kV S STN | WARTH LANE SKEGNESS 33 11kV S STN | 11 | Western Power Distribution (East Midlands) plc | Solar | Photovoltaic | No | 0 | 4.75 | 5 | [12 empty] | No | Connected | 07/01/2021 | 5 | 4.75 | 5 | 0.38 | 0.4 | 01/03/2015
2200042418807 | East Youlstone Wind Farm Limited | East Youlstone, Bude, |  | 1030 Slutchers Lane Centre Park | Warrington |  | WA1 1QL | United Kingdom | 228092.278 | 115826.937 | Alverdiscott S.G.P. | Pyworthy Bsp | 33kV connection | 33 | Western Power Distribution (South West) plc | Wind | Onshore wind turbines | No | 0 | 3.8 | 4 | [12 empty] | No | Connected | 07/01/2021 | 4 | 3.8 | 4 | 0.095 | 0.1 | 01/12/2014
1170000442860 | Malakbel SPV 1 Limited | TUXFORD WESTWOOD SOLAR FARM | Croft House | Croft Road | Crowborough | East Sussex | TN6 1DR | United Kingdom | 470647.767 | 370079.605 | STAYTHORPE C 132kV S STN | CHECKERHOUSE 33kV S STN | TUXFORD 33 11kV S STN | 11 | Western Power Distribution (East Midlands) plc | Solar | Photovoltaic | No | 0 | 4.075 | 4.29 | [12 empty] | No | Connected | 07/01/2021 | 4.29 | 4.075 | 4.29 | 0.142 | 0.15 | 01/11/2014
2200042443325 | Stanley 2014 Limited | Grange Farm, Northwood, Winterbourne, Bristol | C/O Quintas Energy Uk Ltd, | Suite C, 3rd Floor, 3 Harbour Exchange Square | London |  | E14 9GE | United Kingdom | 363366.855 | 182487.486 | Iron Acton S.G.P. | Lockleaze Bsp 132kv | 33kV connection | 33 | Western Power Distribution (South West) plc | Solar | Photovoltaic | No | 0 | 16.302 | 17.16 | [12 empty] | No | Connected | 07/01/2021 | 17.16 | 16.302 | 17.16 | 0.028 | 0.03 | 10/11/2014
1470000401334 | Severn Trent Water Limited | Coleshill STW Food | Severn Trent Centre | 2 St John's Street | Coventry |  | CV1 2LZ | United Kingdom | 419315.797 | 291268.308 | LEA MARSTON 132kV S STN | HAMS HALL SOUTH 132kV S STN | Hams Hall South 132/11kVDUMMY | 11 | Western Power Distribution (West Midlands) plc | Other | Other | Yes | 0 | 1.615 | 1.7 | [12 empty] | No | Connected | 07/01/2021 | 1.7 | 1.615 | 1.7 | 1.425 | 1.5 | 05/11/2014
1470000398346 | Millclose Solar Limited | Barr Farm Solar | C/O Bta (Cheltenham) Llp | Westmoreland House 80-86 Bath Road | Cheltenham |  | GL53 7JT | United Kingdom | 391400.509 | 307921.097 | Bushbury D 132kV | BUSHBURY C 132kV S STN | Bushbury B-C 132/33/11kVDUMMY | 11 | Western Power Distribution (West Midlands) plc | Solar | Photovoltaic | No | 0 | 1.425 | 1.5 | [12 empty] | No | Connected | 07/01/2021 | 1.5 | 1.425 | 1.5 | 0.057 | 0.06 | 01/03/2015
1170000428537 | Branston Solar Park Limited | Branston Solar Park, Mere Road, Branston, Lincolnshire, LN4 1NJ | 2nd Floor | 13 Berkeley Street | London |  | W1J 8DU | United Kingdom | 503227.029 | 365654.604 | WEST BURTON 132kV S STN | LINCOLN MAIN No 1 33kV S STN | 33kV connection | 33 | Western Power Distribution (East Midlands) plc | Solar | Photovoltaic | No | 0 | 14.25 | 15 | [12 empty] | No | Connected | 07/01/2021 | 15 | 14.25 | 15 | 0.048 | 0.05 | 09/03/2015
1170000325317 | Watford Lodge Wind Farm Ltd | Watford Lodge Windfarm Ltd | 2nd Floor Titchfield House | 69 - 85 Tabernacle Street | London |  | EC2A 4RR | United Kingdom | 460422.621 | 270484.998 | COVENTRY 132kV S STN | DAVENTRY 33KV S STN | 33kV connection | 33 | Western Power Distribution (East Midlands) plc | Wind | Onshore wind turbines | No | 0 | 9.737 | 10.25 | [12 empty] | No | Connected | 07/01/2021 | 10.25 | 9.737 | 10.25 | 0.166 | 0.175 | 18/08/2015
2200031823530 | St Breock Limited | St Breock Windfarm, near Wadebridge |  | 2nd Floor, Edgeborough House Upper Edgeborough Road | Guildford |  | GU1 2BJ | United Kingdom | 197414.841 | 68951.54 | Indian Queens S.G.P. | St Tudy Bsp | 33kV connection | 33 | Western Power Distribution (South West) plc | Wind | Onshore wind turbines | No | 0 | 14.202 | 14.95 | [12 empty] | No | Connected | 07/01/2021 | 14.95 | 9.5 | 10 | 0.171 | 0.18 | 01/11/1997
2200042356285 | Galsworthy Wind Park Limited | Bideford Galsworthy Wind Farm |  | Unicorn House Russell Street | Stroud |  | GL5 3AX | United Kingdom | 240855.179 | 114479.523 | Alverdiscott S.G.P. | 132kV connection | 132kV connection | 132 | Western Power Distribution (South West) plc | Wind | Onshore wind turbines | No | 0 | 8.74 | 9.2 | [12 empty] | No | Connected | 07/01/2021 | 9.2 | 8.74 | 9.2 | 0.95 | 1 | 31/10/2014
2200042385462 | Airvolution Energy (Garlenick) Limited | Truro Garlenick Estate |  | 1030 Slutchers Lane Centre Park | Warrington |  | WA1 1QL | United Kingdom | 194711.648 | 48954.693 | Indian Queens S.G.P. | Fraddon Bsp | 33kV connection | 33 | Western Power Distribution (South West) plc | Wind | Onshore wind turbines | No | 0 | 3.8 | 4 | [12 empty] | No | Connected | 07/01/2021 | 4 | 3.8 | 4 | 0.095 | 0.1 | 24/10/2014
2200040210501 | South West Water Ltd | Restormel WTW |  | Coombe Lane Tamerton Foliot | Plymouth | Devon | PL5 4RF | United Kingdom | 209670.81 | 62474.55 | Indian Queens S.G.P. | Fraddon Bsp | Lostwithiel | 11 | Western Power Distribution (South West) plc | Solar | Photovoltaic | No | 0 | 4.275 | 4.5 | [12 empty] | No | Connected | 07/01/2021 | 4.5 | 4.275 | 4.5 | 3.99 | 4.2 | 14/10/2014
2200042384200 | Equitix Solar (5) Limited | Canworthy Solar Farm, near Canworthy Water, | C/O Low Carbon Ltd | 2nd Floor 13 Berkeley Street | London |  | W1J 8DU | United Kingdom | 222524.449 | 93242.936 | Alverdiscott S.G.P. | 132kV connection | 132kV connection | 132 | Western Power Distribution (South West) plc | Solar | Photovoltaic | No | 0 | 31.16 | 32.8 | [12 empty] | No | Connected | 07/01/2021 | 32.8 | 31.16 | 32.8 | 0.19 | 0.2 | 01/11/2014
1170000431168 | Marks And Spencer plc | NEW DISTRIBUTION CENTRE |  | 35 North Wharf Road | LONDON |  | W2 1NW | United Kingdom | 443586.641 | 328182.15 | WILLINGTON 132kV S STN | SPONDON B 33kV S STN | TRENT LANE 33 11kV S STN | 11 | Western Power Distribution (East Midlands) plc | Solar | Photovoltaic | No | 0 | 0.332 | 0.35 | [12 empty] | No | Connected | 07/01/2021 | 0.35 | 4.75 | 5 | 4.75 | 5 | 01/11/2014
2100041246319 | Longlands Lane Renewables Limited | Magor, Longlands Lane WT |  | 15 Golden Square | London |  | W1F 9JG | United Kingdom | 340832.601 | 185505.183 | Uskmouth | Magor Grid | Magor Primary | 11 | Western Power Distribution (South Wales) plc | Wind | Onshore wind turbines | No | 0 | 1.425 | 1.5 | [12 empty] | No | Connected | 07/01/2021 | 1.5 | 1.425 | 1.5 | 0.009 | 0.01 | 17/11/2014
1170000369086 | UK Solar (Hartwell) LLP | Hartwell Solar Farm, Hartwell, Northamptonshire, NN7 2EU |  | 80-86 Westmoreland House Bath Road | Cheltenham | Gloucestershire | GL53 7JT | United Kingdom | 479179.451 | 249014.007 | GRENDON 132kV S STN | NORTHAMPTON 33kV S STN | 33kV connection | 33 | Western Power Distribution (East Midlands) plc | Solar | Photovoltaic | No | 0 | 14.25 | 15 | [12 empty] | No | Connected | 07/01/2021 | 15 | 14.25 | 15 | 0.095 | 0.1 | 01/12/2014
2200042382639 | NextPower Gover Farm Limited | Truro - Gover Park, Gover Hill, Mount Hawke | 5th Floor, | North Side, 7-10 Chandos Street, Cavendish Square, | London |  | W1G 9DQ | United Kingdom | 172158.642 | 48305.051 | Indian Queens S.G.P. | Camborne Bsp | 33kV connection | 33 | Western Power Distribution (South West) plc | Solar | Photovoltaic | No | 0 | 7.362 | 7.75 | [12 empty] | No | Connected | 07/01/2021 | 7.75 | 7.362 | 7.75 | 0.048 | 0.05 | 16/10/2014
1170000398495 | ENERGIEPARK UK LI GMBH & CO LILBOURNE KG (UK BRANCH) | Lilbourne 12MW wind farm |  | 4330 Park Approach Thorpe Park | Leeds |  | LS11 8GB | United Kingdom | 456637.646 | 277250.552 | COVENTRY 132kV S STN | RUGBY 33kV S STN | 33kV connection | 33 | Western Power Distribution (East Midlands) plc | Wind | Onshore wind turbines | No | 0 | 11.4 | 12 | [12 empty] | No | Connected | 07/01/2021 | 12 | 11.4 | 12 | 0.142 | 0.15 | 01/11/2014
2200042424768 | Nomansland Biogas Limited | Tiverton Menchine Farm AD Plant |  | Cleave Farm Templeton | Tiverton | Devon | EX16 8BP | United Kingdom | 283227.895 | 113548.085 | Exeter Main S.G.P. | Exeter City Bsp | Witheridge | 11 | Western Power Distribution (South West) plc | Other | Other | No | 0 | 2.755 | 2.9 | [12 empty] | No | Connected | 07/01/2021 | 2.9 | 1.805 | 1.9 | 0.285 | 0.3 | 01/10/2014
1470000344261 | Bowley Storage & Marketing | Bowley Court Farm |  | Unit 1 Bowley Court Farm | Hope Under Dinmore | Leominster | HR6 0PL | United Kingdom | 351762.578 | 253348.057 | BISHOPS WOOD 132kV S STN | HEREFORD 66kV S STN | BODENHAM 66 11kV S STN | 11 | Western Power Distribution (West Midlands) plc | Other | Other | No | 0 | 1.235 | 1.3 | [12 empty] | No | Connected | 07/01/2021 | 1.3 | 1.235 | 1.3 | 0.19 | 0.2 | 20/12/2012
1170000192366 | Daintree Wind Farm Limited | Crick Dirft Wind Farm |  | 1030 Slutchers Lane Centre Park | Warrington |  | WA1 1QL | United Kingdom | 457273.222 | 272644.289 | COVENTRY 132kV S STN | DAVENTRY 33KV S STN | CRICK 33 11kV S STN | 11 | Western Power Distribution (East Midlands) plc | Wind | Onshore wind turbines | No | 0 | 4.75 | 5 | [12 empty] | No | Connected | 07/01/2021 | 5 | 4.75 | 5 | 0.024 | 0.025 | 01/10/2014
2100041212230 | Pentre Solar Limited | Pentre Farm, Llanon, Llanelli | C/O The Foresight Group | The Shard London Bridge Street | London |  | SE1 9SG | United Kingdom | 253557.975 | 208836.852 | Swansea North Grid | Trostre Grid | 33kV connection | 33 | Western Power Distribution (South Wales) plc | Solar | Photovoltaic | No | 0 | 4.84 | 5.095 | [12 empty] | No | Connected | 07/01/2021 | 5.095 | 5.225 | 5.5 | 0.522 | 0.55 | 25/09/2014
1170000319243 | Wellingborough Solar Ltds | Land off The Ridge, Great Doddington, Wellingborough, Northamptonshire, NN29 7TU | Essel House (Floor2) | 29 Foley Street | London |  | W1W 7TH | United Kingdom | 488942.263 | 265651.881 | GRENDON 132kV S STN | WELLINGBOROUGH 33kV S STN | 33kV connection | 33 | Western Power Distribution (East Midlands) plc | Solar | Photovoltaic | No | 0 | 9.5 | 10 | [12 empty] | No | Connected | 07/01/2021 | 10 | 9.5 | 10 | 0.095 | 0.1 | 16/12/2014
1170000394979 | Emberton Solar Park Limited | Emberton, Olney, Milton Keynes, MK46 5JL |  | 2nd Floor, 13 Berkeley Street | London |  | W1J 8DU | United Kingdom | 489895.27 | 249328.069 | GRENDON 132kV S STN | NORTHAMPTON EAST 33kV S STN | 33kV connection | 33 | Western Power Distribution (East Midlands) plc | Solar | Photovoltaic | No | 0 | 7.106 | 7.48 | [12 empty] | No | Connected | 07/01/2021 | 7.48 | 7.106 | 7.48 | 0.048 | 0.05 | 31/03/2015
2200032168616 | Uk Power Reserve Limited | TAUNTON BRADON FARM T/A CANTELO NURSERIES | 6th Floor | Radcliffe House Blenheim Court | Solihull |  | B91 2AA | United Kingdom | 336153.139 | 119854.683 | Bridgwater S.G.P. | Bridgwater Grid Bsp | 33kV connection | 33 | Western Power Distribution (South West) plc | Other | Other | No | 0 | 9.215 | 9.7 | [12 empty] | No | Connected | 07/01/2021 | 9.7 | 9.215 | 9.7 | 0.712 | 0.75 | 01/01/2000
1470000350159 | Ludlow BioEnergy Ltd | LAND OFF PARK LANE WOOFFERTON |  | Upper House Farm | Little Hereford | Ludlow | SY8 4LQ | United Kingdom | 351465.552 | 268711.746 | BISHOPS WOOD 132kV S STN | HEREFORD 66kV S STN | WOOFFERTON 66 11kV S STN | 11 | Western Power Distribution (West Midlands) plc | Biomass | Other | No | 0 | 0.95 | 1 | [12 empty] | No | Connected | 07/01/2021 | 1 | 0.95 | 1 | 0.19 | 0.2 | 11/11/2014
1170000407884 | Bilsthorpe Solar Limited | Bilsthorpe Colliery, Eakring Road, Bilsthorpe, Nottinghamshire NG22 8UA | C/O Foresight Group | The Shard 32 London Bridge Street | London |  | SE1 9SG | United Kingdom | 465818.969 | 361162.008 | CHESTERFIELD 132kV S STN | ANNESLEY 33kV S STN | 33kV connection | 33 | Western Power Distribution (East Midlands) plc | Solar | Photovoltaic | No | 0 | 4.56 | 4.8 | [12 empty] | No | Connected | 07/01/2021 | 4.8 | 4.56 | 4.8 | 0.048 | 0.05 | 17/11/2014
2100041230842 | Sunsave 14 (Fenton) Limited | Fenton Home Farm Solar Farm | Eversheds House | 70 Great Bridgewater Street | Manchester |  | M1 5ES | United Kingdom | 198797.554 | 217333.718 | Pembroke Power Station | Haverfordwest Grid | 33kV connection | 33 | Western Power Distribution (South Wales) plc | Solar | Photovoltaic | No | 0 | 29.716 | 31.28 | [12 empty] | No | Connected | 07/01/2021 | 31.28 | 34.2 | 36 | 0.048 | 0.05 | 30/09/2014
1170000410274 | Ryder Point Wind Limited | Matlock, Brassington, Ryder Point |  | Longcliffe Brassington | Matlock | Derbyshire | DE4 4BZ | United Kingdom | 425778.715 | 354649.893 | WILLINGTON 132kV S STN | WINSTER 33kV S STN | HOPTON 33 11kV S STN | 11 | Western Power Distribution (East Midlands) plc | Wind | Onshore wind turbines | No | 0 | 3.8 | 4 | [12 empty] | No | Connected | 07/01/2021 | 4 | 3.8 | 4 | 0.142 | 0.15 | 01/08/2015
2200042407879 | Tope Farm Solar Limited | Totnes Near Yonder Park, Blackawton, |  | The Shard 32 London Bridge | London |  | SE1 9SG | United Kingdom | 283044.575 | 52230.036 | Abham S.G.P. | Paignton Bsp | 33kV connection | 33 | Western Power Distribution (South West) plc | Solar | Photovoltaic | No | 0 | 2.821 | 2.97 | [12 empty] | No | Connected | 07/01/2021 | 2.97 | 2.821 | 2.97 | 0.024 | 0.025 | 15/09/2014
2100041200262 | Tiers Cross Solar Limited | Tiers Cross, Robeston West, Milford Haven. |  | 11 Albemarle Street | London |  | W1S 4HH | United Kingdom | 190296.798 | 208771.895 | Pembroke Power Station | 132kV connection | 132kV connection | 132 | Western Power Distribution (South Wales) plc | Solar | Photovoltaic | No | 0 | 22.786 | 23.985 | [12 empty] | No | Connected | 07/01/2021 | 23.985 | 22.79 | 23.99 | 0.223 | 0.235 | 03/09/2014
1470000344990 | Charles Ransford & Son Ltd | Timber Yard |  | Timber Yard Station Street | Bishops Castle | Salop | SY9 5AQ | United Kingdom | 332626.02 | 288723.415 | BISHOPS WOOD 132kV S STN | LUDLOW 132kV S STN | BISHOPS CASTLE 33 11kV S STN | 11 | Western Power Distribution (West Midlands) plc | Solar | Photovoltaic | No | 0 | 0.48 | 0.5055 | [12 empty] | No | Connected | 07/01/2021 | 0.5055 | 0.613 | 0.645 | 1.259 | 1.325 | 26/08/2014
2200031823558 | Four Burrows Ltd | TRURO FOUR BURROWS WINDFARM | Beaufort Court | Egg Farm Lane Off Station Road | Kings Langley | Hertfordshire | WD4 8LR | United Kingdom | 176821.527 | 48433.92 | Indian Queens S.G.P. | Truro Bsp | 33kV connection | 33 | Western Power Distribution (South West) plc | Wind | Onshore wind turbines | No | 0 | 4.275 | 4.5 | [12 empty] | No | Connected | 07/01/2021 | 4.5 | 4.275 | 4.5 | 0.095 | 0.1 | 07/11/1994
1430000001370 | University Of Birmingham | EDGBASTON, University of Birmingham |  | Estates Services South West Campus | Edgbaston | Birmingham | B15 2TT | United Kingdom |  |  | KITWELL 132kV S STN | 132kV connection | 132kV connection | 132 | Western Power Distribution (West Midlands) plc | Other | Other | No | 0 | 13.785 | 14.5107 | [12 empty] | No | Connected | 07/01/2021 | 14.5107 | 6.65 | 7 | 14.25 | 15 | 01/08/2000
1160001301515 | Staples Brothers Ltd | Staples Vegetables |  | Station Farm Sibsey | Near Boston | Lincolnshire | PE22 9HE | United Kingdom | 544596.706 | 350667.281 | WALPOLE 132kV S STN | BOSTON 33kV S STN | WRANGLE 33 11kV S STN | 11 | Western Power Distribution (East Midlands) plc | Biomass | Other | No | 0 | 2.28 | 2.4 | [12 empty] | No | Connected | 07/01/2021 | 2.4 | 2.28 | 2.4 | 1.71 | 1.8 | 06/01/2011
1100051050600 | British Sugar plc | Newark Sugar Factory, Muskham Road, |  | Weston Centre 10 Grosvenor St | London |  | W1K 4QY | United Kingdom | 479441.98 | 355193.544 | STAYTHORPE C 132kV S STN | HAWTON 33kV S STN | NEWARK JUNCTION 33 11kV S STN | 11 | Western Power Distribution (East Midlands) plc | Other | Other | Yes | 0 | 9.5 | 10 | [12 empty] | No | Connected | 07/01/2021 | 10 | 3.23 | 3.4 | 3.23 | 3.4 | 21/08/2013
1130000054953 | Severn Trent Water Limited | Wanlip (STW) | Severn Trent Centre | 2 St John's Street | Coventry |  | CV1 2LZ | United Kingdom | 459627.268 | 311749.823 | RATCLIFFE ON SOAR 132kV S STN | WILLOUGHBY 33kV S STN | MOUNTSORREL 33 11kV S STN | 11 | Western Power Distribution (East Midlands) plc | Biofuel landfill gas | Gas turbine (OCGT) | No | 0 | 1.098 | 1.156 | [12 empty] | No | Connected | 07/01/2021 | 1.156 | 0.76 | 0.8 | 4.275 | 4.5 | 16/05/2009
1170000391462 | Culworth Grounds Solar Limited | Culworth Solar |  | The Green Easter Park Silchester | Reading |  | RG7 2PQ | United Kingdom | 454400.495 | 245604.041 | EAST CLAYDON 132KV S STN | BRACKLEY 132kV S STN | THENFORD 33 11kV S STN | 11 | Western Power Distribution (East Midlands) plc | Solar | Photovoltaic | No | 0 | 3.04 | 3.2 | [12 empty] | No | Connected | 07/01/2021 | 3.2 | 3.04 | 3.2 | 0.028 | 0.03 | 01/11/2014
1170000305107 | Sun Glow Power Limited | Solar Farm, Mallory Road, Bishops Tachbrook, Warwick, CV34 6SU | Armstrong House | First Avenue Doncaster Finningley Airport | Doncaster |  | DN9 3GA | United Kingdom | 430601.675 | 261417.802 | BERKSWELL 132kV S STN | WARWICK 33kV S STN | BANBURY ROAD 33 11kV S STN | 11 | Western Power Distribution (East Midlands) plc | Solar | Photovoltaic | No | 0 | 3.325 | 3.5 | [12 empty] | No | Connected | 07/01/2021 | 3.5 | 3.325 | 3.5 | 0.024 | 0.025 | 01/12/2014
1170000369147 | SL Solar Services Limited | Eakley Lanes South PV | Salcey Lawn House | Salcey Lawn | Hartwell | Northants | NN7 2HA | United Kingdom | 481649.542 | 250592.655 | GRENDON 132kV S STN | NORTHAMPTON EAST 33kV S STN | 33kV connection | 33 | Western Power Distribution (East Midlands) plc | Solar | Photovoltaic | No | 0 | 4.75 | 5 | [12 empty] | No | Connected | 07/01/2021 | 5 | 4.75 | 5 | 0.76 | 0.8 | 01/09/2014
1170000369110 | Bulls Head Solar Limited | Eakley Lanes North PV | C/O Foresight Group Llp | The Shard 32 London Bridge Street | London |  | SE1 9SG | United Kingdom | 481473.491 | 251170.512 | GRENDON 132kV S STN | NORTHAMPTON EAST 33kV S STN | 33kV connection | 33 | Western Power Distribution (East Midlands) plc | Solar | Photovoltaic | No | 0 | 4.75 | 5 | [12 empty] | No | Connected | 07/01/2021 | 5 | 4.75 | 5 | 0.095 | 0.1 | 01/09/2014
1170000388752 | Welbeck Solar Limited | Welbeck Colliery | The Foresight Group | The Shard 32 London Bridge Street | London |  | SE1 9SG | United Kingdom | 456995.704 | 369744.553 | CHESTERFIELD 132kV S STN | CLIPSTONE 33kV S STN | 33kV connection | 33 | Western Power Distribution (East Midlands) plc | Solar | Photovoltaic | No | 0 | 9.12 | 9.6 | [12 empty] | No | Connected | 07/01/2021 | 9.6 | 9.12 | 9.6 | 0.095 | 0.1 | 24/07/2014
2200042172930 | Lumicity 2 Limited | Ilfracombe West Hill Farm West Dean |  | 227 Shepherds Bush Road | London |  | W6 7AS | United Kingdom | 250300.271 | 140597.559 | Alverdiscott S.G.P. | East Yelland Bsp | 33kV connection | 33 | Western Power Distribution (South West) plc | Solar | Photovoltaic | No | 0 | 7.315 | 7.7 | [12 empty] | No | Connected | 07/01/2021 | 7.7 | 8.963 | 9.435 | 0.067 | 0.07 | 31/07/2014
1170000394941 | Volkswagen Financial Services (UK) Limited | Volkswagen Financial, Delaware Drive Tongwell |  | Brunswick Court Yeomans Drive | Blakelands | Milton Keynes | MK14 5LR | United Kingdom |  |  | EAST CLAYDON 132KV S STN | BRADWELL ABBEY 33kV S STN | NEWPORT PAGNELL 33 11kV S STN | 11 | Western Power Distribution (East Midlands) plc | Solar | Photovoltaic | No | 0 | 0.093 | 0.0975 | [12 empty] | No | Connected | 07/01/2021 | 0.0975 | 0.048 | 0.05 | 0.95 | 1 | 01/07/2014
1100770303406 | Nottingham Trent University | Brackenhurst Hall , Nottingham Road |  | Brackenhurst Hall Nottingham Road | Southwell | Nottinghamshire | NG25 0QF | United Kingdom | 469559.901 | 352360.733 | STAYTHORPE C 132kV S STN | HAWTON 33kV S STN | SOUTHWELL 33 11kV S STN | 11 | Western Power Distribution (East Midlands) plc | Other | Other | No | 0 | 0.895 | 0.94193 | [12 empty] | No | Connected | 07/01/2021 | 0.94193 | 0.095 | 0.1 | 1.9 | 2 | 01/01/2003
2200042392502 | Good Energy Generation Limited | Hazel Solar Creathorne Farm Poundstock |  | Monkton Reach Monkton Hill | Chippenham | Wiltshire | SN15 3BL | United Kingdom | 220865.775 | 102606.902 | Alverdiscott S.G.P. | Pyworthy Bsp | Stratton | 11 | Western Power Distribution (South West) plc | Solar | Photovoltaic | No | 0 | 1.758 | 1.85 | [12 empty] | No | Connected | 07/01/2021 | 1.85 | 1.758 | 1.85 | 0.048 | 0.05 | 31/07/2014
1170000388229 | Barclaycard PLC | 1234 Pavillion Drive, Northampton NN4 7SG |  | 1 Churchill Place | London |  | E14 5HP | United Kingdom | 477080.636 | 258432.319 | GRENDON 132kV S STN | NORTHAMPTON 33kV S STN | BRACKMILLS 33 11kV S STN | 11 | Western Power Distribution (East Midlands) plc | Solar | Photovoltaic | No | 0 | 0.048 | 0.05 | [12 empty] | No | Connected | 07/01/2021 | 0.05 | 0.048 | 0.05 | 2.28 | 2.4 | 30/06/2014
2100041197896 | Oda Solar SPV1 Limited | Loughor Solar park, Aberthaw |  | 6th Floor 33 Holborn | London |  | EC1N 2HT | United Kingdom | 302537.113 | 167260.531 | Aberthaw Power Station | East Aberthaw | 33kV connection | 33 | Western Power Distribution (South Wales) plc | Solar | Photovoltaic | No | 0 | 3.99 | 4.2 | [12 empty] | No | Connected | 07/01/2021 | 4.2 | 4.446 | 4.68 | 0.028 | 0.03 | 31/03/2014
2100041197878 | Rashmika SPV1 Limited | Bary Sutton Farm Solar Park | Croft House | Croft Road | Crowborough | East Sussex | TN6 1DR | United Kingdom | 307815.645 | 169656.411 | Aberthaw Power Station | East Aberthaw | 33kV connection | 33 | Western Power Distribution (South Wales) plc | Solar | Photovoltaic | No | 0 | 5.32 | 5.6 | [12 empty] | No | Connected | 07/01/2021 | 5.6 | 5.32 | 5.6 | 0.067 | 0.07 | 31/03/2014
1170000346502 | Lowther Farms | Ashby Lane Farm |  | Guilsborough Court | Guilsborough | Northants | NN6 8QW | United Kingdom | 466649.386 | 274054.755 | COVENTRY 132kV S STN | DAVENTRY 33KV S STN | WEST HADDON 33 11kV S STN | 11 | Western Power Distribution (East Midlands) plc | Solar | Photovoltaic | No | 0 | 1.425 | 1.5 | [12 empty] | No | Connected | 07/01/2021 | 1.5 | 1.425 | 1.5 | 0.076 | 0.08 | 18/07/2014
1160001263231 | Tesco Stores Limited | Fenny Lock, Bletcham Way, MILTON KEYNES | Tesco House | Shire Park Kestrel Way | Welwyn Garden City |  | AL7 1GA | United Kingdom | 488495.502 | 234945.591 | EAST CLAYDON 132KV S STN | BLETCHLEY 33KV S STN | VICTORIA ROAD 33 11kV S STN | 11 | Western Power Distribution (East Midlands) plc | Other | Other | No | 0 | 1.52 | 1.6 | [12 empty] | No | Connected | 07/01/2021 | 1.6 | 1.52 | 1.6 | 1.045 | 1.1 | 29/06/2010
2200042354214 | Woodland Barton Wind LLP | Roche Woodland Barton Victoria Windfarm |  | Hendra Holiday Park | Newquay |  | TR8 4NY | United Kingdom | 199907.363 | 61983.556 | Indian Queens S.G.P. | St Austell Bsp | 33kV connection | 33 | Western Power Distribution (South West) plc | Wind | Onshore wind turbines | No | 0 | 3.61 | 3.8 | [12 empty] | No | Connected | 07/01/2021 | 3.8 | 3.61 | 3.8 | 0.048 | 0.05 | 28/07/2014
1100771075253 | Alkane Energy UK Limited | Old Mill Lane Industrial Estate | First Floor | 500 Pavilion Drive Northampton Business Park | Northampton |  | NN4 7YJ | United Kingdom | 454689.135 | 362050.538 | CHESTERFIELD 132kV S STN | MANSFIELD 33kV S STN | MANSFIELD 11kV S STN | 11 | Western Power Distribution (East Midlands) plc | Other | Other | No | 0 | 1.425 | 1.5 | [12 empty] | No | Connected | 07/01/2021 | 1.5 | 1.425 | 1.5 | 0.095 | 0.1 | 26/07/2005
2200042333710 | Keystone Power Limited | Plymouth Energy Park STOR 1 (former Toshiba Factory) Ernesettle Lane | 6th Floor | St Magnus House 3 Lower Thames Street | London |  | EC3R 6HD | United Kingdom | 244668.406 | 60219.101 | Landulph S.G.P. | Ernesettle Bsp | 33kV connection | 33 | Western Power Distribution (South West) plc | Other | Other | No | 0 | 18.24 | 19.2 | [12 empty] | No | Connected | 07/01/2021 | 19.2 | 19 | 20 | 0.19 | 0.2 | 15/05/2014
1470000426091 | Gloucestershire Hospitals NHS Foundation Trust | Cheltenham General Hospital | Trust Headquarters | Alexandra House | Cheltenham | Gloucestershire | GL53 7AN | United Kingdom | 395131.62 | 221649.346 | PORT HAM 132kV S STN | MONTPELLIER 132kV S STN | Montpellier 132/11kVDUMMY | 11 | Western Power Distribution (West Midlands) plc | Other | Other | Yes | 0 | 0.516 | 0.543 | [12 empty] | No | Connected | 07/01/2021 | 0.543 | 0.516 | 0.543 | 1.52 | 1.6 | 01/06/2014
1470000283690 | WSS Hayford Farm Solar Park Limited | Hayford Farm | C/O The Foresight Group | The Shard 32 London Bridge | London |  | SE1 9SG | United Kingdom | 336363.607 | 310347.532 | SHREWSBURY 132kV S STN | Shrewsbury 132/33kVDUMMY | 33kV connection | 33 | Western Power Distribution (West Midlands) plc | Solar | Photovoltaic | No | 0 | 14.25 | 15 | [12 empty] | No | Connected | 07/01/2021 | 15 | 14.25 | 15 | 0.095 | 0.1 | 01/07/2014
1470000278185 | Beegreen Solar Ltd | Hurst Farm Solar Site |  | Building 8/4 Vantage Point Business Village | Mitcheldean | Gloucestershire | GL17 0DD | United Kingdom | 365015.39 | 203422.696 | PORT HAM 132kV S STN | LYDNEY 33kV S STN | MEAD LA 33 11kV S STN | 11 | Western Power Distribution (West Midlands) plc | Solar | Photovoltaic | No | 0 | 3.895 | 4.1 | [12 empty] | No | Connected | 07/01/2021 | 4.1 | 3.895 | 4.1 | 0.038 | 0.04 | 01/01/2014
2100041150772 | St Modwen Properties plc | Baglan Bay Solar Farm, Port Talbot |  | Park Point 17 High Street Longbridge | Birmingham |  | B31 2UQ | United Kingdom | 273228.831 | 191947.721 | Swansea North Grid | Briton Ferry Grid | 33kV connection | 33 | Western Power Distribution (South Wales) plc | Solar | Photovoltaic | No | 0 | 4.18 | 4.4 | [12 empty] | No | Connected | 07/01/2021 | 4.4 | 4.75 | 5 | 0.019 | 0.02 | 01/05/2014
2200042119866 | Coombe Fisheries Ltd | Barnstaple - HV 2014 Supply at Riverside Road Pottington Industrial Estate |  | Riverside Road Pottington Business Park | BARNSTAPLE | Devon | EX31 1QN | United Kingdom | 254697.512 | 133757.106 | Alverdiscott S.G.P. | East Yelland Bsp | Barnstaple Quay | 11 | Western Power Distribution (South West) plc | Solar | Photovoltaic | No | 0 | 0.096 | 0.10125 | [12 empty] | No | Connected | 07/01/2021 | 0.10125 | 0.057 | 0.06 | 1.092 | 1.15 | 10/05/2012
1170000337517 | Argyll Solar Limited | Burton Pedwardine Phase 2 |  | 6th Floor St Magnus House 3 Lower Thames Street | London |  | EC3R 6HD | United Kingdom | 510476.456 | 343452.693 | BICKER FEN 132kV S STN | SLEAFORD 33kV S STN | 33kV connection | 33 | Western Power Distribution (East Midlands) plc | Solar | Photovoltaic | No | 0 | 3.562 | 3.75 | [12 empty] | No | Connected | 07/01/2021 | 3.75 | 3.325 | 3.5 | 0.095 | 0.1 | 31/03/2014
1470000310449 | Spirax Sarco Ltd | RUNNINGS ROAD |  | Charlton House | Cheltenham | Glocestershire | GL53 8ER | United Kingdom | 393355.487 | 224612.029 | PORT HAM 132kV S STN | MARLE HILL 132 66kV S STN | Marle Hill 132/66/11kVDUMMY | 11 | Western Power Distribution (West Midlands) plc | Other | Other | Yes | 0 | 0.133 | 0.14 | [12 empty] | No | Connected | 07/01/2021 | 0.14 | 1.14 | 1.2 | 1.425 | 1.5 | 04/04/2014
1470000299469 | PV Growth Ltd | Wroxton PV Array | Delta Place | 27 Bath Road | Cheltenham |  | GL53 7TH | United Kingdom | 440130.692 | 242363.669 | FECKENHAM 66 11kV S STN | Feckenham 66/11kVDUMMY | EPWELL 66 11kV S STN | 11 | Western Power Distribution (West Midlands) plc | Solar | Photovoltaic | No | 0 | 1.425 | 1.5 | [12 empty] | No | Connected | 07/01/2021 | 1.5 | 1.425 | 1.5 | 0.067 | 0.07 | 31/03/2014
1470000303910 | Vale Green Energy | Rotherdale Farm |  | Birmingham Road | Blackminster | Worcestershire | WR11 7TD | United Kingdom | 396571.276 | 250656.022 | FECKENHAM 66 11kV S STN | Feckenham 66/11kVDUMMY | 66kV connection | 66 | Western Power Distribution (West Midlands) plc | Solar | Photovoltaic | No | 0 | 14.25 | 15 | [12 empty] | No | Connected | 07/01/2021 | 15 | 14.25 | 15 | 0.095 | 0.1 | 05/06/2014
1170000271353 | Holbeach Biogas Limited | Manor Farm |  | Bridge House | London |  | SE1 9QR | United Kingdom | 540306.7 | 328469.391 | WALPOLE 132kV S STN | SPALDING CLAY LAKE 33kV S STN | HOLBEACH 33 11kV S STN | 11 | Western Power Distribution (East Midlands) plc | Other | Other | No | 0 | 0 | 0 | [12 empty] | No | Connected | 07/01/2021 | 0 | 0.76 | 0.8 | 1.615 | 1.7 | N/A
1170000326463 | Hazel Capital Development (Wrangle) Limited | Land at Wrangle Farm | C/O Foresight Group Llp | The Shard 32 London Bridge Street | London |  | SE1 9SG | United Kingdom | 538502.196 | 349347.408 | WALPOLE 132kV S STN | BOSTON 33kV S STN | 33kV connection | 33 | Western Power Distribution (East Midlands) plc | Solar | Photovoltaic | No | 0 | 8.55 | 9 | [12 empty] | No | Connected | 07/01/2021 | 9 | 8.55 | 9 | 0.057 | 0.06 | 26/03/2014
2200042218414 | Pitworthy Solar Limited | Holsworthy Pitworthy Solar Farm | C/O The Foresight Group | The Shard 32 London Bridge | London |  | SE1 9SG | United Kingdom | 228744.892 | 104885.865 | Alverdiscott S.G.P. | Pyworthy Bsp | 33kV connection | 33 | Western Power Distribution (South West) plc | Solar | Photovoltaic | No | 0 | 11.668 | 12.282 | [12 empty] | No | Connected | 07/01/2021 | 12.282 | 11.668 | 12.282 | 0.057 | 0.06 | 28/03/2014
2100041150790 | KS SPV 23 Limited | WHITLAND Caermelyn Solar Farm | C/O Great Lakes Reinsurance (U K) P L C | Plantation Place 30 Fenchurch Street | London |  | EC3M 3AJ | United Kingdom | 218526.16 | 217966.595 | Pembroke Power Station | Haverfordwest Grid | 33kV connection | 33 | Western Power Distribution (South Wales) plc | Solar | Photovoltaic | No | 0 | 14.231 | 14.9796 | [12 empty] | No | Connected | 07/01/2021 | 14.9796 | 14.25 | 15 | 0.142 | 0.15 | 31/03/2014
1170000300891 | Network Rail Infrastructure Limited | Hunters Lane Rugby | 2nd Floor | One Eversholt Street | London |  | NW1 2DN | United Kingdom |  |  | To be confirmed | To be confirmed | To be confirmed | 11 | Western Power Distribution (East Midlands) plc | Solar | Photovoltaic | No | 0 | 0.686 | 0.722 | [12 empty] | No | Connected | 07/01/2021 | 0.722 | 0.036 | 0.038 | 1.188 | 1.25 | 14/04/2014
1170000313171 | Lightsource SPV 37 Limited | Ermine Farm |  | 6th Floor 33 Holborn | London |  | EC1N 2HT | United Kingdom | 500736.289 | 346752.153 | BICKER FEN 132kV S STN | SLEAFORD 33kV S STN | 33kV connection | 33 | Western Power Distribution (East Midlands) plc | Solar | Photovoltaic | No | 0 | 25.65 | 27 | [12 empty] | No | Connected | 07/01/2021 | 27 | 25.65 | 27 | 0.19 | 0.2 | 27/03/2014
1470000275556 | AEE Renewables UK 31 Limited | Says Court Farm |  | Eversheds House 70 Great Bridgewater Street | Manchester |  | M1 5ES | United Kingdom | 369115.954 | 180677.928 | IRON ACTON 132kV S STN | CHIPPING SODBURY 132kV S STN | 33kV connection | 33 | Western Power Distribution (West Midlands) plc | Solar | Photovoltaic | No | 0 | 14.25 | 15 | [12 empty] | No | Connected | 07/01/2021 | 15 | 14.25 | 15 | 0.019 | 0.02 | 24/03/2014
2100041150842 | Milford Haven Properties Limited | Liddeston Ridge, Milford Haven |  | Gorsewood Drive | Hakin |  | SA73 3EP | United Kingdom | 189907.132 | 206569.654 | Pembroke Power Station | Haverfordwest Grid | 33kV connection | 33 | Western Power Distribution (South Wales) plc | Solar | Photovoltaic | No | 0 | 4.744 | 4.994 | [12 empty] | No | Connected | 07/01/2021 | 4.994 | 4.987 | 5.25 | 0.024 | 0.025 | 21/03/2014
2200042291229 | Arevalous Power SPV 1 Limited | Rockbeare, Till House, Saundercroft Road |  | 6th Floor 33 Holborn | London |  | EC1N 2HT | United Kingdom | 301310.835 | 96863.657 | Exeter Main S.G.P. | Exeter Main Bsp | 33kV connection | 33 | Western Power Distribution (South West) plc | Solar | Photovoltaic | No | 0 | 7.647 | 8.05 | [12 empty] | No | Connected | 07/01/2021 | 8.05 | 7.647 | 8.05 | 0.095 | 0.1 | 28/03/2014
1170000323133 | Volkswagen Group UK Limited | VOLKSWAGEN GROUP |  | Yeomans Drive Blakelands | Milton Keynes |  | MK14 5AN | United Kingdom | 425412.139 | 299364.484 | LEA MARSTON 132kV S STN | TAMWORTH 33kV S STN | BIRCH COPPICE 33 11kV S STN | 11 | Western Power Distribution (East Midlands) plc | Solar | Photovoltaic | No | 0 | 1.425 | 1.5 | [12 empty] | No | Connected | 07/01/2021 | 1.5 | 1.425 | 1.5 | 1.9 | 2 | 01/05/2014
2200042352183 | Sunsave 12 (Derriton Fields) Limited | Derriton Fields, Holsworthy | Beaufort Court | Egg Farm Lane Off Station Road | Kings Langley | Hertfordshire | WD4 8LR | United Kingdom | 233098.593 | 102688.812 | Alverdiscott S.G.P. | Pyworthy Bsp | 33kV connection | 33 | Western Power Distribution (South West) plc | Solar | Photovoltaic | No | 0 | 9.044 | 9.52 | [12 empty] | No | Connected | 07/01/2021 | 9.52 | 9.044 | 9.52 | 0.057 | 0.06 | 19/03/2014
1170000336382 | Defence Infrastructure Organisation | OAKHAM, St. Georges Barracks | D I O | Kingston Road | Sutton Coldfield | West Midlands | B75 7RL | United Kingdom | 493194.85 | 304710.617 | GRENDON 132kV S STN | OAKHAM 33kV S STN | EMPINGHAM 33 11kV S STN | 11 | Western Power Distribution (East Midlands) plc | Other | Other | No | 0 | 0.199 | 0.21 | [12 empty] | No | Connected | 07/01/2021 | 0.21 | 0 | 0 | 1.154 | 1.215 | 17/04/2012
2100041201309 | Elgin Energy 7 Limited | Clawdd Ddu Farm, Pontarddulais | 6th Floor | 55/56 Queens House Lincoln's Inn Fields | London |  | WC2A 3LJ | United Kingdom | 259866.55 | 209311.447 | Swansea North Grid | Ammanford Grid | 33kV connection | 33 | Western Power Distribution (South Wales) plc | Solar | Photovoltaic | No | 0 | 10.973 | 11.55 | [12 empty] | No | Connected | 07/01/2021 | 11.55 | 11.685 | 12.3 | 0.028 | 0.03 | 31/03/2014
2200042315749 | Kernick and Trethosa Solar Limited | St Columb, St Stephen Solar Park |  | 11 Albemarle Street | London |  | W1S 4HH | United Kingdom | 193507.572 | 54940.534 | Indian Queens S.G.P. | Fraddon Bsp | 33kV connection | 33 | Western Power Distribution (South West) plc | Solar | Photovoltaic | No | 0 | 11.172 | 11.76 | [12 empty] | No | Connected | 07/01/2021 | 11.76 | 11.172 | 11.76 | 0.048 | 0.05 | 25/03/2014
1100051165611 | MABLETHORPE WIND PARK LIMITED | MABLETHORPE Water Treatment Works Mile End Lane LN12 2QW | Beaumont House | 172 Southgate Street | Gloucester | Gloucestershire | GL1 2EZ | United Kingdom | 549040.561 | 382475.514 | BICKER FEN 132kV S STN | SKEGNESS 33kV S STN | TRUSTHORPE 33 11kV S STN | 11 | Western Power Distribution (East Midlands) plc | Wind | Onshore wind turbines | No | 0 | 1.14 | 1.2 | [12 empty] | No | Connected | 07/01/2021 | 1.2 | 1.14 | 1.2 | 0.475 | 0.5 | 26/06/2002
2200042214720 | Penare Farm Solar Park Limited | Truro Penare Farm Shortlanesend |  | Hill Farm | Butleigh | Somerset | BA6 8TW | United Kingdom | 181002.037 | 49242.493 | Indian Queens S.G.P. | Truro Bsp | 33kV connection | 33 | Western Power Distribution (South West) plc | Solar | Photovoltaic | No | 0 | 7.923 | 8.34 | [12 empty] | No | Connected | 07/01/2021 | 8.34 | 7.923 | 8.34 | 0.185 | 0.195 | 17/03/2014
2200042333687 | Voltaise (UK) Limited | Bodmin Kerriers Farm Solar Park | Beeston Lodge | Beeston Lane Spixworth | Norwich |  | NR10 3TN | United Kingdom | 200171.539 | 63870.646 | Indian Queens S.G.P. | St Tudy Bsp | 33kV connection | 33 | Western Power Distribution (South West) plc | Solar | Photovoltaic | No | 0 | 7.752 | 8.16 | [12 empty] | No | Connected | 07/01/2021 | 8.16 | 7.752 | 8.16 | 0.048 | 0.05 | 31/03/2014
1470000190530 | Veolia ES Shropshire Ltd | SHREWSBURY VANGUARD WAY |  | 8th Floor, 210 Pentonville Road | London |  | N1 9JY | United Kingdom | 350986.13 | 316343.8 | SHREWSBURY 132kV S STN | Shrewsbury 132/33kVDUMMY | 33kV connection | 33 | Western Power Distribution (West Midlands) plc | Other | Other | No | 0 | 9.215 | 9.7 | [12 empty] | No | Connected | 07/01/2021 | 9.7 | 9.215 | 9.7 | 1.33 | 1.4 | 31/07/2014
2200042342041 | WSE Pyde Drove Limited | Pyde Drove, Woolavington,Somerset |  | 6th Floor 33 Holborn | London |  | EC1N 2HT | United Kingdom | 335319.821 | 142820.537 | Bridgwater S.G.P. | Bridgwater Grid Bsp | 33kV connection | 33 | Western Power Distribution (South West) plc | Solar | Photovoltaic | No | 0 | 6.27 | 6.6 | [12 empty] | No | Connected | 07/01/2021 | 6.6 | 6.65 | 7 | 0.057 | 0.06 | 21/03/2014
2200042171192 | TGC Solar 68 Limited | Rew Farm, Sweethouse, Nr Lanhydrock, Bodmin |  | 6th Floor 33 Holborn | London |  | EC1N 2HT | United Kingdom | 208900.983 | 61693.959 | Indian Queens S.G.P. | Fraddon Bsp | 33kV connection | 33 | Western Power Distribution (South West) plc | Solar | Photovoltaic | No | 0 | 4.332 | 4.56 | [12 empty] | No | Connected | 07/01/2021 | 4.56 | 4.085 | 4.3 | 0.024 | 0.025 | 21/03/2014
2200042215097 | Whitley Solar Park (Ashcott Farm) Limited | STREET Whitley Farm Solar Park |  | Higher Hill Farm Butleigh Hill | Butleigh | Glastonbury | BA6 8TW | United Kingdom | 344584.877 | 137006.921 | Bridgwater S.G.P. | Bridgwater Grid Bsp | 33kV connection | 33 | Western Power Distribution (South West) plc | Solar | Photovoltaic | No | 0 | 5.7 | 6 | [12 empty] | No | Connected | 07/01/2021 | 6 | 5.7 | 6 | 0.071 | 0.075 | 14/03/2014
2200042343221 | Lightsource SPV 2 Limited | Shepton Mallet New Row Farm |  | 6th Floor 33 Holborn | London |  | EC1N 2HT | United Kingdom | 362518.098 | 144470.32 | Seabank Sgp | Radstock Bsp 132kv | 33kV connection | 33 | Western Power Distribution (South West) plc | Solar | Photovoltaic | No | 0 | 3.705 | 3.9 | [12 empty] | No | Connected | 07/01/2021 | 3.9 | 3.705 | 3.9 | 0.048 | 0.05 | 25/03/2014
2200042242899 | TGC Solar 83 Limited | Land near Hazard Farm,Totnes Devon |  | 6th Floor 33 Holborn | London |  | EC1N 2HT | United Kingdom | 274911.968 | 59407.853 | Abham S.G.P. | Totnes Bsp | 33kV connection | 33 | Western Power Distribution (South West) plc | Solar | Photovoltaic | No | 0 | 6.08 | 6.4 | [12 empty] | No | Connected | 07/01/2021 | 6.4 | 4.702 | 4.95 | 0.024 | 0.025 | 21/03/2014
2200042324460 | Lightsource SPV 59 Limited | Great Torrington Week Farm Solar Park (EHV) |  | 6th Floor 33 Holborn | London |  | EC1N 2HT | United Kingdom | 251356.298 | 119225.116 | Alverdiscott S.G.P. | East Yelland Bsp | 33kV connection | 33 | Western Power Distribution (South West) plc | Solar | Photovoltaic | No | 0 | 2.736 | 2.88 | [12 empty] | No | Connected | 07/01/2021 | 2.88 | 3.01 | 3.168 | 0.048 | 0.05 | 18/03/2014
1470000278478 | Bypass Nurseries LSPV Ltd | Bypass Nurseries |  | 2 West Quay Court Crown Road | Sunderland | Tyne & Wear | SR5 2BX | United Kingdom | 405437.615 | 244987.161 | FECKENHAM 66 11kV S STN | Feckenham 66/11kVDUMMY | EVESHAM 66 11kV S STN | 11 | Western Power Distribution (West Midlands) plc | Solar | Photovoltaic | No | 0 | 3.325 | 3.5 | [12 empty] | No | Connected | 07/01/2021 | 3.5 | 3.325 | 3.5 | 0.024 | 0.025 | 28/03/2014
1470000270353 | Ingenious Renewable Energy Enterprises Limited | ENERGY RECOVERY SERVICES (WEST MIDLANDS) LTD |  | 15 Golden Square | London |  | W1F 9JG | United Kingdom | 400489.932 | 289966.832 | OCKER HILL C 132kV S STN | To be confirmed | Black Lake 132/11kVDUMMY | 11 | Western Power Distribution (West Midlands) plc | Biomass | Other | No | 0 | 3.8 | 4 | [12 empty] | No | Connected | 07/01/2021 | 4 | 3.8 | 4 | 0.76 | 0.8 | 15/03/2014
2200042340230 | Goonhilly Solar Limited | Goonhilly 33kV Solar Park | C/O Reg White Limited | Beaufort Court Egg Farm Lane | Kings Langley | Hertfordshire | WD4 8LR | United Kingdom | 170477.987 | 20476.989 | Indian Queens S.G.P. | Rame Bsp | 33kV connection | 33 | Western Power Distribution (South West) plc | Solar | Photovoltaic | No | 0 | 3.762 | 3.96 | [12 empty] | No | Connected | 07/01/2021 | 3.96 | 3.762 | 3.96 | 0.095 | 0.1 | 07/03/2014
2200042297587 | Aurum Solar Bodmin Limited | Bodmin Outland Woods, Bodiniel Farm | Suite 1.8 First Floor | Challenge House Sherwood Drive | Bletchley |  | MK3 6PD | United Kingdom | 206236.504 | 68492.428 | Indian Queens S.G.P. | St Tudy Bsp | 33kV connection | 33 | Western Power Distribution (South West) plc | Solar | Photovoltaic | No | 0 | 3.99 | 4.2 | [12 empty] | No | Connected | 07/01/2021 | 4.2 | 3.99 | 4.2 | 0.028 | 0.03 | 31/03/2014
2100041202640 | Monsolar IQ Limited | Woden Solar Park Michaelstone La Pit | 6th Floor | Queens House 55-56 Lincoln's Inn Fields | London |  | WC2A 3LJ | United Kingdom | 313806.822 | 175122.687 | Aberthaw Power Station | Cardiff West Grid | Highmead | 11 | Western Power Distribution (South Wales) plc | Solar | Photovoltaic | No | 0 | 0.95 | 1 | [12 empty] | No | Connected | 07/01/2021 | 1 | 4.742 | 4.992 | 0.024 | 0.025 | 17/03/2014
2200042346000 | Elgin Energy 9 Limited | Trequite, Liskeard,Cornwall | C/O Grid Essence Uk Ltd | 6th Floor Queens House 5556 Lincoln's Inn Fields | London |  | WC2A 3LJ | United Kingdom | 231767.13 | 61066.491 | Landulph S.G.P. | St Germans Bsp | 33kV connection | 33 | Western Power Distribution (South West) plc | Solar | Photovoltaic | No | 0 | 11.286 | 11.88 | [12 empty] | No | Connected | 07/01/2021 | 11.88 | 9.405 | 9.9 | 0.028 | 0.03 | 14/03/2014
2200042315785 | Elgin Energy 8 Limited | LISKEARD TREWIDLAND FARM ST KEYNE |  | 6th Floor 55-56 Queens House Lincoln's Inn Fields | London |  | WC2A 3LJ | United Kingdom | 226130.638 | 59381.344 | Landulph S.G.P. | St Germans Bsp | 33kV connection | 33 | Western Power Distribution (South West) plc | Solar | Photovoltaic | No | 0 | 5.13 | 5.4 | [12 empty] | No | Connected | 07/01/2021 | 5.4 | 4.75 | 5 | 0.028 | 0.03 | 14/03/2014
2100041201327 | Betingau Solar Limited | Cefn Betingau Farm, Swansea | C/O B.D.O | Pannell House Park Street | Guildford |  | GU1 4HN | United Kingdom | 266323.419 | 201218.124 | Swansea North Grid | Swansea North Bsp | 33kV connection | 33 | Western Power Distribution (South Wales) plc | Solar | Photovoltaic | No | 0 | 8.312 | 8.75 | [12 empty] | No | Connected | 07/01/2021 | 8.75 | 8.55 | 9 | 0.024 | 0.025 | 31/03/2014
2200042340903 | GPP Langstone LLP | TAUNTON LOWER MARSH FARM PV SITE 2 |  | 2a Chequers Court | Huntingdon | Cambridgeshire | PE29 3LJ | United Kingdom | 322608.907 | 127989.303 | Taunton S.G.P. | Taunton Main Bsp | Staplegrove | 11 | Western Power Distribution (South West) plc | Solar | Photovoltaic | No | 0 | 2.375 | 2.5 | [12 empty] | No | Connected | 07/01/2021 | 2.5 | 2.375 | 2.5 | 0.043 | 0.045 | 20/03/2014
2200042340889 | GPP Langstone LLP | TAUNTON LOWER MARSH FARM PV SITE 1 |  | 2a Chequers Court | Huntingdon | Cambridgeshire | PE29 3LJ | United Kingdom | 322608.907 | 127989.303 | Taunton S.G.P. | Taunton Main Bsp | Staplegrove | 11 | Western Power Distribution (South West) plc | Solar | Photovoltaic | No | 0 | 2.375 | 2.5 | [12 empty] | No | Connected | 07/01/2021 | 2.5 | 2.375 | 2.5 | 0.043 | 0.045 | 20/03/2014
2100041115796 | Rudbaxton Solar Park Limited | Rudbaxton Solar Park | 2nd Floor | 13 Berkeley Street | London |  | W1J 8DU | United Kingdom | 196947.913 | 220975.249 | Pembroke Power Station | Haverfordwest Grid | 33kV connection | 33 | Western Power Distribution (South Wales) plc | Solar | Photovoltaic | No | 0 | 7.923 | 8.34 | [12 empty] | No | Connected | 07/01/2021 | 8.34 | 8.645 | 9.1 | 0.048 | 0.05 | 31/03/2014
2200042329087 | Crapnell Farm Limited | Dinder Farm, Chilcote, Nr Wells |  | 6th Floor 33 Holborn | London |  | EC1N 2HT | United Kingdom | 359153.289 | 145574.106 | Seabank Sgp | Radstock Bsp 132kv | 33kV connection | 33 | Western Power Distribution (South West) plc | Solar | Photovoltaic | No | 0 | 3.201 | 3.37 | [12 empty] | No | Connected | 07/01/2021 | 3.37 | 3.201 | 3.37 | 0.048 | 0.05 | 25/03/2014
2200042329069 | Pitts Farm Limited | Dinder, Pitts farm |  | 6th Floor 33 Holborn | London |  | EC1N 2HT | United Kingdom | 359197.016 | 145717.736 | Seabank Sgp | Radstock Bsp 132kv | 33kV connection | 33 | Western Power Distribution (South West) plc | Solar | Photovoltaic | No | 0 | 2.28 | 2.4 | [12 empty] | No | Connected | 07/01/2021 | 2.4 | 2.28 | 2.4 | 0.048 | 0.05 | 25/03/2014
2200042323137 | KS SPV 21 Limited | Saltash,North Wayton Farm |  | 6th Floor 33 Holborn | London |  | EC1N 2HT | United Kingdom | 241263.746 | 63105.161 | Landulph S.G.P. | Landulph Bsp | 33kV connection | 33 | Western Power Distribution (South West) plc | Solar | Photovoltaic | No | 0 | 6.337 | 6.67 | [12 empty] | No | Connected | 07/01/2021 | 6.67 | 6.337 | 6.67 | 0.085 | 0.09 | 24/03/2014
1170000326472 | Northampton General Hospital | Clifftonville Rd |  | Cheyne Walk | Northampton |  | NN1 5BD | United Kingdom | 476092.967 | 260207.861 | GRENDON 132kV S STN | NORTHAMPTON 33kV S STN | NORTHAMPTON 11kV S STN | 11 | Western Power Distribution (East Midlands) plc | Other | Other | Yes | 0 | 1.9 | 2 | [12 empty] | No | Connected | 07/01/2021 | 2 | 0.332 | 0.35 | 2.85 | 3 | 01/03/2014
1160001463874 | Beeswax Dyson Farming Ltd | Nocton Fen Adj Unit |  | The Estates Office Nocton | Lincoln |  | LN4 2AB | United Kingdom | 509099.76 | 365694.524 | WEST BURTON 132kV S STN | LINCOLN MAIN No 1 33kV S STN | METHERINGHAM 33 11kV S STN | 11 | Western Power Distribution (East Midlands) plc | Biomass | Other | No | 0 | 1.9 | 2 | [12 empty] | No | Connected | 07/01/2021 | 2 | 1.9 | 2 | 0.304 | 0.32 | 20/12/2011
2100041172109 | Equitix Solar (1) Limited | ST HILARY Garn Farm Solar Farm | Welken House | 10-11 Charterhouse Square | London |  | EC1M 6EH | United Kingdom | 303312.448 | 173518.395 | Aberthaw Power Station | Barry Grid | 33kV connection | 33 | Western Power Distribution (South Wales) plc | Solar | Photovoltaic | No | 0 | 5.985 | 6.3 | [12 empty] | No | Connected | 07/01/2021 | 6.3 | 6.08 | 6.4 | 0.38 | 0.4 | 01/03/2014
1470000289976 | Rainbows Solar Farm Limited | Rainbows Farm | C/O Foresight Group | The Shard 32 London Bridge Street | London |  | SE1 9SG | United Kingdom | 410446.056 | 240844.073 | FECKENHAM 66 11kV S STN | Feckenham 66/11kVDUMMY | BROADWAY 66 11kV S STN | 11 | Western Power Distribution (West Midlands) plc | Solar | Photovoltaic | No | 0 | 3.344 | 3.52 | [12 empty] | No | Connected | 07/01/2021 | 3.52 | 3.344 | 3.52 | 0.048 | 0.05 | 01/03/2014
2200042184378 | Four Burrows Solar Park Limited | TRURO Four Burrows Solar Park | 13 | Berkeley Street | London |  | W1J 8DU | United Kingdom | 176610.926 | 49460.361 | Indian Queens S.G.P. | Truro Bsp | 33kV connection | 33 | Western Power Distribution (South West) plc | Solar | Photovoltaic | No | 0 | 5.947 | 6.26 | [12 empty] | No | Connected | 07/01/2021 | 6.26 | 6.555 | 6.9 | 0.048 | 0.05 | 19/02/2014
2200042342079 | Trehawke Solar Limited | Liskeard, Trehawke Farm, Menheniot |  | C/O Foresight Group Llp The Shard London Bridge Street | London |  | SE1 9SG | United Kingdom | 231054.706 | 62088.931 | Landulph S.G.P. | St Germans Bsp | 33kV connection | 33 | Western Power Distribution (South West) plc | Solar | Photovoltaic | No | 0 | 8.645 | 9.1 | [12 empty] | No | Connected | 07/01/2021 | 9.1 | 8.645 | 9.1 | 0.085 | 0.09 | 15/03/2014
2100041182170 | Associated British Ports South Wales | Newport Associated British Ports | Queen Alexandra House | Cargo Road | Cardiff |  | CF10 4LY | United Kingdom |  |  | Uskmouth | Newport West | Newport West Primary | 11 | Western Power Distribution (South Wales) plc | Other | Other | No | 0 | 4.607 | 4.85 | [12 empty] | No | Connected | 07/01/2021 | 4.85 | 4.37 | 4.6 | 9.5 | 10 | 01/04/2014
2200042174281 | St Columb Solar Park Limited | Trekenning Farm, St Columb, Cornwall, |  | 13 Berkeley Street | London |  | W1J 8DU | United Kingdom | 192333.251 | 62304.053 | Indian Queens S.G.P. | Fraddon Bsp | 33kV connection | 33 | Western Power Distribution (South West) plc | Solar | Photovoltaic | No | 0 | 5.149 | 5.42 | [12 empty] | No | Connected | 07/01/2021 | 5.42 | 5.667 | 5.965 | 0.048 | 0.05 | 01/03/2014
1170000306893 | Lightsource SPV 62 Limited | Lodge Farm | Croft House | Croft Road | Crowborough | East Sussex | TN6 1DR | United Kingdom | 477993.273 | 341477.514 | STAYTHORPE C 132kV S STN | HAWTON 33kV S STN | 33kV connection | 33 | Western Power Distribution (East Midlands) plc | Solar | Photovoltaic | No | 0 | 9.5 | 10 | [12 empty] | No | Connected | 07/01/2021 | 10 | 9.5 | 10 | 0.19 | 0.2 | 31/03/2014
1170000281193 | Lambridge Solar Ltd | Grange Farm, Burton Pedwardine | 6th Floor | St Magnus House 3 Lower Thames Street | London |  | EC3R 6HD | United Kingdom | 510791.381 | 343418.896 | BICKER FEN 132kV S STN | SLEAFORD 33kV S STN | 33kV connection | 33 | Western Power Distribution (East Midlands) plc | Solar | Photovoltaic | No | 0 | 7.125 | 7.5 | [12 empty] | No | Connected | 07/01/2021 | 7.5 | 7.125 | 7.5 | 0.095 | 0.1 | 17/01/2014
1160000481065 | ALKANE ENERGY UK LTD | TORAY TEXTILES IMPORT/EXPORT |  | EDWINSTOWE HOUSE HIGH STREET EDWINSTOWE | NOTTINGHAMSHIRE |  | NG21 9PR | United Kingdom | 456987.995 | 361672.788 | CHESTERFIELD 132kV S STN | CLIPSTONE 33kV S STN | CROWN FM 33 11kV S STN | 11 | Western Power Distribution (East Midlands) plc | Biofuel landfill gas | Gas turbine (OCGT) | No | 0 | 3.61 | 3.8 | [12 empty] | No | Connected | 07/01/2021 | 3.8 | 3.61 | 3.8 | 0.237 | 0.25 | 01/11/2006
2198765427530 | Jamont (UK) Limited | Bridgend Paper Mill |  | Bridgend Paper Mills Llangynwyd | Bridgend |  | CF34 9RS | United Kingdom |  |  | Grange | Grange Bsp | Llynfi | 11 | Western Power Distribution (South Wales) plc | Other | Other | No | 0 | 11.894 | 12.52 | [12 empty] | No | Connected | 07/01/2021 | 12.52 | 3.8 | 4 | 14.25 | 15 | 17/02/1995
1470000292125 | Sainsbury's Supermarkets Limited | BIRMINGHAM, Faraday Avenue |  | 33 Holborn | London |  | EC1N 2HT | United Kingdom | 420857.536 | 291531.705 | LEA MARSTON 132kV S STN | HAMS HALL SOUTH 132kV S STN | Hams Hall South 132/11kVDUMMY | 11 | Western Power Distribution (West Midlands) plc | Solar | Photovoltaic | No | 0 | 2.185 | 2.3 | [12 empty] | No | Connected | 07/01/2021 | 2.3 | 2.185 | 2.3 | 2.612 | 2.75 | 24/02/2014
2200042312881 | Beeston Solar Energy Limited | South Molton Kingsland Barton | Beeston Lodge | Beeston Lane Spixworth | Norwich |  | NR10 3TN | United Kingdom | 269236.55 | 126016.345 | Alverdiscott S.G.P. | Barnstaple Bsp | 33kV connection | 33 | Western Power Distribution (South West) plc | Solar | Photovoltaic | No | 0 | 4.75 | 5 | [12 empty] | No | Connected | 07/01/2021 | 5 | 4.987 | 5.25 | 0.048 | 0.05 | 21/02/2014
1170000306918 | Lightsource SPV 61 Limited | Little Morton Farm | Croft House | Croft Road | Crowborough | East Sussex | TN6 1DR | United Kingdom | 466971.733 | 379241.871 | STAYTHORPE C 132kV S STN | CHECKERHOUSE 33kV S STN | 33kV connection | 33 | Western Power Distribution (East Midlands) plc | Solar | Photovoltaic | No | 0 | 11.4 | 12 | [12 empty] | No | Connected | 07/01/2021 | 12 | 11.4 | 12 | 0.095 | 0.1 | 31/03/2014
2200042314995 | Mendip Solar Ltd | Chewton Mendip Shooters Bottom Solar Farm Townshead Lane | C/O Quintas Energy Uk Ltd | Suite C, 3rd Floor, 3 Harbour Exchange Square | London |  | E14 9GE | United Kingdom | 359092.778 | 150032.39 | Seabank Sgp | Radstock Bsp 132kv | 33kV connection | 33 | Western Power Distribution (South West) plc | Solar | Photovoltaic | No | 0 | 6.049 | 6.3675 | [12 empty] | No | Connected | 07/01/2021 | 6.3675 | 6.05 | 6.368 | 0.024 | 0.025 | 06/02/2014
2200042316789 | Solar Energy Renewables LLP | Highbridge Watchfield Lawn Pilmore Lane |  | 6th Floor 338 Euston Road | London |  | NW1 3BG | United Kingdom | 334192.697 | 147811.141 | Bridgwater S.G.P. | Bridgwater Grid Bsp | 33kV connection | 33 | Western Power Distribution (South West) plc | Solar | Photovoltaic | No | 0 | 7.524 | 7.92 | [12 empty] | No | Connected | 07/01/2021 | 7.92 | 7.733 | 8.14 | 0.085 | 0.09 | 28/02/2014
2200042215255 | Newton Solar Energy Limited | Taunton New Rendy Farm Oake |  | 201 Beeston Lodge Beeston Lane Spixworth | Norwich |  | NR10 3TN | United Kingdom | 315963.072 | 123822.03 | Taunton S.G.P. | Taunton Main Bsp | 33kV connection | 33 | Western Power Distribution (South West) plc | Solar | Photovoltaic | No | 0 | 3.876 | 4.08 | [12 empty] | No | Connected | 07/01/2021 | 4.08 | 3.876 | 4.08 | 0.048 | 0.05 | 29/01/2014
1470000270353 | Robert Hopkins Environmental Services Ltd | ENERGY RECOVERY SERVICES (WEST MIDLANDS) LTD |  | Bullock Street | West Bromwich | West Midlands | B70 7HE | United Kingdom | 400489.932 | 289966.832 | OCKER HILL C 132kV S STN | To be confirmed | Black Lake 132/11kVDUMMY | 11 | Western Power Distribution (West Midlands) plc | Biomass | Other | No | 0 | 3.8 | 4 | [12 empty] | No | Connected | 07/01/2021 | 4 | 3.8 | 4 | 0.76 | 0.8 | 15/03/2014
2200042333739 | Yeo Valley Farms (Production) Ltd | Blagdon Lag Farm Production Bath Road |  | The Mendip Centre Rhodyate | Blagdon | North Somerset | BS40 7YE | United Kingdom | 351680.597 | 158697.929 | Bridgwater S.G.P. | Churchill Bsp 132kv | Blagdon 33/11kv S/S | 11 | Western Power Distribution (South West) plc | Solar | Photovoltaic | No | 0 | 0.475 | 0.5 | [12 empty] | No | Connected | 07/01/2021 | 0.5 | 0.475 | 0.5 | 2.85 | 3 | 14/01/2014
2100041105609 | Wear Point Wind Limited | Wear Point Wind Farm |  | 1 Kingsway | London |  | WC2B 6AN | United Kingdom | 194239.373 | 204548.767 | Pembroke Power Station | Haverfordwest Grid | 33kV connection | 33 | Western Power Distribution (South Wales) plc | Wind | Onshore wind turbines | No | 0 | 7.79 | 8.2 | [12 empty] | No | Connected | 07/01/2021 | 8.2 | 9.5 | 10 | 0.067 | 0.07 | 20/12/2013
2200042305485 | Blackdown Solar Power Limited | Tricky Warren PV Farm |  | 5th Floor 6 St Andrew Street | London |  | EC4A 3AE | United Kingdom | 321061.349 | 114790.105 | Taunton S.G.P. | Taunton Main Bsp | 33kV connection | 33 | Western Power Distribution (South West) plc | Solar | Photovoltaic | No | 0 | 6.783 | 7.14 | [12 empty] | No | Connected | 07/01/2021 | 7.14 | 6.811 | 7.17 | 0.024 | 0.025 | 16/01/2014
1470000278343 | Mapei (UK) Ltd | Mapei (UK) Ltd, Steelpark Rd, Halesowen, B62 8HD |  | Mapei House Steel Park Road | HALESOWEN | West Midlands | B62 8HD | United Kingdom | 397084.953 | 285027.922 | KITWELL 132kV S STN | HALESOWEN 132kV S STN | Halesowen 132/11kVDUMMY | 11 | Western Power Distribution (West Midlands) plc | Solar | Photovoltaic | No | 0 | 0.237 | 0.25 | [12 empty] | No | Connected | 07/01/2021 | 0.25 | 0.237 | 0.25 | 1.14 | 1.2 | 21/12/2013
1470000275486 | MSP Kent Ltd | Norton Hall |  | 53 Chandos Place | London |  | WC2N 4HS | United Kingdom | 414832.341 | 244826.068 | FECKENHAM 66 11kV S STN | Feckenham 66/11kVDUMMY | LONG MARSTON 66 11kV S STN | 11 | Western Power Distribution (West Midlands) plc | Solar | Photovoltaic | No | 0 | 4.75 | 5 | [12 empty] | No | Connected | 07/01/2021 | 5 | 4.75 | 5 | 0.019 | 0.02 | 01/04/2014
2200042308040 | Photon Power Limited | Radstock Whitchurch Farm, Ston Easton |  | The Green, Easter Park Benyon Road | Reading |  | RG7 2PQ | United Kingdom | 363577.122 | 152250.137 | Seabank Sgp | Radstock Bsp 132kv | 33kV connection | 33 | Western Power Distribution (South West) plc | Solar | Photovoltaic | No | 0 | 4.731 | 4.98 | [12 empty] | No | Connected | 07/01/2021 | 4.98 | 4.75 | 5 | 0.009 | 0.01 | 20/12/2013
1470000273451 | R & L Holt Ltd | Sandylands Nurseries | Sandylands Nurseries | Offenham Cross | Evesham |  | WR11 8RB | United Kingdom | 406117.874 | 245363.15 | FECKENHAM 66 11kV S STN | Feckenham 66/11kVDUMMY | EVESHAM 66 11kV S STN | 11 | Western Power Distribution (West Midlands) plc | Other | Other | Yes | 0 | 1.073 | 1.13 | [12 empty] | No | Connected | 07/01/2021 | 1.13 | 1.073 | 1.13 | 1.045 | 1.1 | 01/02/2013
2200042433248 | Willowglen Renewables Limited | HOGSBROOK FARM AD PLANT | Ergon House | Horseferry Road | London |  | SW1P 2AL | United Kingdom | 302295.699 | 89260.309 | Exeter Main S.G.P. | Sowton Bsp | To be confirmed | 11 | Western Power Distribution (South West) plc | Biofuel landfill gas | Gas turbine (OCGT) | No | 0 | 0.475 | 0.5 | [12 empty] | No | Connected | 07/01/2021 | 0.5 | 0.95 | 1 | 0.285 | 0.3 | 01/04/2013
2200042165064 | Callington Solar Park Limited | Callington Haye Lane 33kV Solar Park Haye Farm |  | 13 Berkeley Street | London |  | W1J 8DU | United Kingdom | 235232.006 | 70284.861 | Landulph S.G.P. | St Germans Bsp | 33kV connection | 33 | Western Power Distribution (South West) plc | Solar | Photovoltaic | No | 0 | 4.987 | 5.25 | [12 empty] | No | Connected | 07/01/2021 | 5.25 | 4.987 | 5.25 | 0.048 | 0.05 | 18/12/2013
2200042165082 | Hope Solar Park Limited | Hayle - Gwithian Road, Connor Downs |  | 13 Berkeley Street | London |  | W1J 8DU | United Kingdom | 159757.06 | 39868.422 | Indian Queens S.G.P. | Camborne Bsp | 33kV connection | 33 | Western Power Distribution (South West) plc | Solar | Photovoltaic | No | 0 | 4.987 | 5.25 | [12 empty] | No | Connected | 07/01/2021 | 5.25 | 4.987 | 5.25 | 0.048 | 0.05 | 19/12/2013
1470000253455 | Stantway Solar Farm Limited | Stantway Solar Park |  | 21 St Thomas Street | Bristol |  | BS1 6JS | United Kingdom | 372856.606 | 213487.987 | PORT HAM 132kV S STN | LYDNEY 33kV S STN | ELTON 33 11kV S STN | 11 | Western Power Distribution (West Midlands) plc | Solar | Photovoltaic | No | 0 | 1.425 | 1.5 | [12 empty] | No | Connected | 07/01/2021 | 1.5 | 1.425 | 1.5 | 0.038 | 0.04 | 01/04/2013
1160001474342 | Clean Electricity Generation UK Ltd | Units 1C & 1D Trafalgar Park, Victory Road, Derby, DE24 8DX | Rivermead House | 7 Lewis Court Grove Park | Leicester |  | LE19 1SD | United Kingdom |  |  | To be confirmed | To be confirmed | To be confirmed | 11 | Western Power Distribution (East Midlands) plc | Other | Other | No | 0 | 3.515 | 3.7 | [12 empty] | No | Connected | 07/01/2021 | 3.7 | 3.515 | 3.7 | 0.285 | 0.3 | 26/03/2012
2200042302252 | Mells Park Trust | Soho Farm Solar Array |  | Mells Park | Mells | Somerset | BA11 3QB | United Kingdom | 369952.666 | 147863.413 | Seabank Sgp | Radstock Bsp 132kv | Newbury | 11 | Western Power Distribution (South West) plc | Solar | Photovoltaic | No | 0 | 1.425 | 1.5 | [12 empty] | No | Connected | 07/01/2021 | 1.5 | 1.425 | 1.5 | 0.043 | 0.045 | 01/02/2014
2200042214952 | Stonebarrow Farm Solar Park Limited | Pound Road, Hawkchurch |  | Higher Hill Farm Butleigh | Glastonbury | Somerset | BA6 8TW | United Kingdom | 335224.225 | 98836.917 | Axminster S.G.P. | Woodcote Bsp | 33kV connection | 33 | Western Power Distribution (South West) plc | Solar | Photovoltaic | No | 0 | 5.871 | 6.18 | [12 empty] | No | Connected | 07/01/2021 | 6.18 | 5.871 | 6.18 | 0.071 | 0.075 | 08/12/2013
1470000259225 | Pingry Solar Ltd | Pingry Farm Solar |  | Long Barn Manor Farm | Stratton-On-The-Fosse | Radstock | BA3 4QF | United Kingdom | 357382.613 | 209549.03 | PORT HAM 132kV S STN | LYDNEY 33kV S STN | BIXHEAD 33 11kV S STN | 11 | Western Power Distribution (West Midlands) plc | Solar | Photovoltaic | No | 0 | 2.565 | 2.7 | [12 empty] | No | Connected | 07/01/2021 | 2.7 | 2.565 | 2.7 | 0.062 | 0.065 | 01/02/2014
2198765266030 | Novera Energy Generation No.2 Limited | Newport, Docksway Landfill Site | First Floor | 500 Pavilion Drive Northampton Business Park | Northampton |  | NN4 7YJ | United Kingdom | 330681.553 | 185367.484 | Uskmouth | Newport West | Newport West Primary | 11 | Western Power Distribution (South Wales) plc | Biofuel landfill gas | Gas turbine (OCGT) | No | 0 | 0.956 | 1.006 | [12 empty] | No | Connected | 07/01/2021 | 1.006 | 1.9 | 2 | 0.048 | 0.05 | 17/04/2000
1470000267582 | Sainsbury's Supermarkets Limited | Sainsburys Distribution Centre, Radial Park, Stoke |  | 33 Holborn | London |  | EC1N 2HT | United Kingdom | 387775.459 | 343078.497 | Cellarhead 132kV | BOOTHEN 132kV S STN | Boothen 132/33/11kVDUMMY | 11 | Western Power Distribution (West Midlands) plc | Solar | Photovoltaic | No | 0 | 0.592 | 0.623 | [12 empty] | No | Connected | 07/01/2021 | 0.623 | 0.592 | 0.623 | 1.092 | 1.149 | 01/12/2013
1170000281565 | Milton Keynes General NHS Trust | Milton Keynes Hospital |  | Milton Keynes Hospital Standing Way | Eaglestone |  | MK6 5LD | United Kingdom | 486929.186 | 237307.737 | EAST CLAYDON 132KV S STN | BLETCHLEY 33KV S STN | SECKLOW GATE 33 11kV S STN | 11 | Western Power Distribution (East Midlands) plc | Other | Other | No | 0 | 1.9 | 2 | [12 empty] | No | Connected | 07/01/2021 | 2 | 1.9 | 2 | 4.275 | 4.5 | 01/01/2011
1170000280970 | Turweston Solar Farm Limited | Turweston Airfield Solar Farm | C/O The Foresight Group | The Shard 32 London Bridge | London |  | SE1 9SG | United Kingdom | 461036.339 | 238731.828 | EAST CLAYDON 132KV S STN | BRACKLEY 132kV S STN | 33kV connection | 33 | Western Power Distribution (East Midlands) plc | Solar | Photovoltaic | No | 0 | 14.725 | 15.5 | [12 empty] | No | Connected | 07/01/2021 | 15.5 | 14.725 | 15.5 | 0.057 | 0.06 | 01/01/2014
1460001443384 | Cory Environmental (Central) Limited | VIGO UTOPIA LANDFILL GENERATING SITE |  | 2 Coldbath Square | London |  | EC1R 5HL | United Kingdom | 405028.644 | 301364.583 | BUSTLEHOLM 132kV S STN | RUSHALL 132kV S STN | Rushall 132/11kVDUMMY | 11 | Western Power Distribution (West Midlands) plc | Biofuel landfill gas | Gas turbine (OCGT) | No | 0 | 1.995 | 2.1 | [12 empty] | No | Connected | 07/01/2021 | 2.1 | 1.995 | 2.1 | 0.076 | 0.08 | 01/01/2006
1470000257798 | Burton Solar Farm Limited | Burton Solar Farm Ltd |  | 16 High Holborn | London |  | WC1V 6BX | United Kingdom | 418178.411 | 256866.714 | FECKENHAM 66 11kV S STN | Feckenham 66/11kVDUMMY | STRATFORD 66 11kV S STN | 11 | Western Power Distribution (West Midlands) plc | Solar | Photovoltaic | No | 0 | 3.325 | 3.5 | [12 empty] | No | Connected | 07/01/2021 | 3.5 | 3.325 | 3.5 | 0.043 | 0.045 | 01/01/2014
2200042171226 | TGC Solar 102 Limited | Hayle Land at Higher Trenhayle Farm |  | 6th Floor 33 Holborn | London |  | EC1N 2HT | United Kingdom | 158417.939 | 36375.384 | Indian Queens S.G.P. | Hayle Bsp | 33kV connection | 33 | Western Power Distribution (South West) plc | Solar | Photovoltaic | No | 0 | 2.383 | 2.508 | [12 empty] | No | Connected | 07/01/2021 | 2.508 | 2.85 | 3 | 0.024 | 0.025 | 29/10/2013
1470000258880 | FUCHS LUBRICANTS UK PLC | Fuchs Lubricants |  | CENTURY STREET HANLEY | STAFFORDSHIRE |  |  | United Kingdom | 387806.322 | 347923.897 | Cellarhead 132kV | STAGEFIELDS 132kV S STN | Stagefields 132/33/11kV | 11 | Western Power Distribution (West Midlands) plc | Solar | Photovoltaic | No | 0 | 0.429 | 0.452 | [12 empty] | No | Connected | 07/01/2021 | 0.452 | 0.429 | 0.452 | 1.045 | 1.1 | 01/01/2014
1170000280117 | Sutton Grange AD Limited | Low Farm | Bridge House | London Bridge | London |  | SE1 9QR | United Kingdom | 469810.245 | 385634.278 | STAYTHORPE C 132kV S STN | CHECKERHOUSE 33kV S STN | 33kV connection | 33 | Western Power Distribution (East Midlands) plc | Other | Other | Yes | 0 | 2.85 | 3 | [12 empty] | No | Connected | 07/01/2021 | 3 | 2.85 | 3 | 0.95 | 1 | 04/01/2014
2200042278487 | Lightsource SPV 8 Limited | Cleave Farm, Lower Kingdon, Gammaton |  | 6th Floor 33 Holborn | London |  | EC1N 2HT | United Kingdom | 249775.112 | 124866.089 | Alverdiscott S.G.P. | East Yelland Bsp | 33kV connection | 33 | Western Power Distribution (South West) plc | Solar | Photovoltaic | No | 0 | 3.429 | 3.61 | [12 empty] | No | Connected | 07/01/2021 | 3.61 | 3.781 | 3.98 | 0.048 | 0.05 | 25/10/2013
1170000272055 | Wolseley UK Ltd | Wolseley UK NDC, Harrison Way, Spa Park, Leamington Spa, CV31 3HH | The Wolseley Center | Harrison Way Spa Park | Royal Leamington Spa | Warwickshire | CV31 3HH | United Kingdom | 431538.552 | 264066.684 | BERKSWELL 132kV S STN | WARWICK 33kV S STN | LOCKHEED 33 11kV S STN | 11 | Western Power Distribution (East Midlands) plc | Solar | Photovoltaic | No | 0 | 1.71 | 1.8 | [12 empty] | No | Connected | 07/01/2021 | 1.8 | 1.71 | 1.8 | 1.086 | 1.143 | 27/12/2013
2200042241194 | Wedmore Community Power Co-operative Limited | Wedmore Mill Farm Solar Array |  | Wood Farm Theale | Wedmore | Somerset | BS28 4SL | United Kingdom | 342720.155 | 148155.462 | Bridgwater S.G.P. | Street Bsp | Wedmore | 11 | Western Power Distribution (South West) plc | Solar | Photovoltaic | No | 0 | 0.95 | 1 | [12 empty] | No | Connected | 07/01/2021 | 1 | 0.95 | 1 | 0.017 | 0.018 | 23/09/2013
2200042209580 | Anesco Asset Management 5 Limited | WIVELISCOMBE SANDYMOOR ROAD |  | Easter Park Benyon Road | Reading | Berkshire | RG7 2PQ | United Kingdom | 308616.951 | 127222.091 | Taunton S.G.P. | Taunton Main Bsp | Wiveliscombe | 11 | Western Power Distribution (South West) plc | Solar | Photovoltaic | No | 0 | 2.417 | 2.544 | [12 empty] | No | Connected | 07/01/2021 | 2.544 | 2.85 | 3 | 0.043 | 0.045 | 13/09/2013
1170000191840 | Stables Solar Limited | Pine Close | C/O The Foresight Group | The Shard 32 London Bridge | London |  | SE1 9SG | United Kingdom | 440261.789 | 297052.155 | COVENTRY 132kV S STN | HINCKLEY 33kV S STN | MIDDLEFIELD 33 11kV S STN | 11 | Western Power Distribution (East Midlands) plc | Solar | Photovoltaic | No | 0 | 2.09 | 2.2 | [12 empty] | No | Connected | 07/01/2021 | 2.2 | 2.09 | 2.2 | 0.014 | 0.015 | 01/04/2014
1460002242876 | Mark Bennion | ROSE HILL FARM |  | Rose Hill Farm Dymock | GLOUCESTER |  | GL18 2EF | United Kingdom | 368475.559 | 233397.508 | BISHOPS WOOD 132kV S STN | HEREFORD 66kV S STN | DYMOCK 66 11kV S STN | 11 | Western Power Distribution (West Midlands) plc | Other | Other | No | 0 | 1.14 | 1.2 | [12 empty] | No | Connected | 07/01/2021 | 1.2 | 1.14 | 1.2 | 0.237 | 0.25 | 11/08/2011
1100050313401 | Alkane Energy UK Limited | Acreage Lane | First Floor | 500 Pavilion Drive Northampton Business Park | Northampton |  | NN4 7YJ | United Kingdom | 452852.241 | 367218.254 | CHESTERFIELD 132kV S STN | MANSFIELD 33kV S STN | ACREAGE LANE 33 11kV S STN | 11 | Western Power Distribution (East Midlands) plc | Other | Other | No | 0 | 9.547 | 10.05 | [12 empty] | No | Connected | 07/01/2021 | 10.05 | 9.547 | 10.05 | 0.332 | 0.35 | 21/12/2009
1430000000650 | Severn Trent Water Limited | Minworth STW | Severn Trent Centre | 2 St John's Street | Coventry |  | CV1 2LZ | United Kingdom | 416404.755 | 291752.568 | NECHELLS EAST 132kV S STN | CASTLE BROMWICH 132 11kV S STN | Castle Bromwich 132/11kVDUMMY | 11 | Western Power Distribution (West Midlands) plc | Biofuel landfill gas | Gas turbine (OCGT) | No | 0 | 11.295 | 11.889 | [12 empty] | No | Connected | 07/01/2021 | 11.889 | 8.075 | 8.5 | 8.075 | 8.5 | 01/10/2013
2200042254139 | Anesco Asset Management Two Ltd | Nynehead, Grange Farm 33kV Solar Park | C/O The Foresight Group | The Shard 32 London Bridge | London |  | SE1 9SG | United Kingdom | 314385.149 | 124079.27 | Taunton S.G.P. | Taunton Main Bsp | 33kV connection | 33 | Western Power Distribution (South West) plc | Solar | Photovoltaic | No | 0 | 5.06 | 5.3268 | [12 empty] | No | Connected | 07/01/2021 | 5.3268 | 4.75 | 5 | 0.048 | 0.05 | 27/08/2013
2200042267138 | Triodos Renewables (Severn) Limited | Bristol - Wessex Wind Farm Merebank Rd | Tridos Bank | Deanery Road | Bristol |  | BS1 5AS | United Kingdom | 352834.793 | 179813.307 | Seabank Sgp | Avonmouth Bsp | Kingsweston | 11 | Western Power Distribution (South West) plc | Wind | Onshore wind turbines | No | 0 | 7.79 | 8.2 | [12 empty] | No | Connected | 07/01/2021 | 8.2 | 7.79 | 8.2 | 0.209 | 0.22 | 01/11/2013
1470000223441 | Innovative Environmental Solutions UK Ltd | 6 Union Rd | Sirius House | Delta Crescent | Westbrook | Warrington | WA5 7NS | United Kingdom | 398320.814 | 290748.136 | OLDBURY 132kV | Oldbury B 33kV | 33kV connection | 33 | Western Power Distribution (West Midlands) plc | Waste | Other | No | 0 | 33.25 | 35 | [12 empty] | No | Connected | 07/01/2021 | 35 | 33.25 | 35 | 9.5 | 10 | 31/08/2013
1170000217090 | Mugen Euro Co Ltd | MUGEN EURO |  | 46 Tabard Gardens | Newport Pagnell | Buckinghamshire | MK16 0LY | United Kingdom | 449551.355 | 253651.468 | EAST CLAYDON 132KV S STN | BRACKLEY 132kV S STN | WOODFORD HALSE 33 11kV S STN | 11 | Western Power Distribution (East Midlands) plc | Other | Other | No | 0 | 0 | 0 | [12 empty] | No | Connected | 07/01/2021 | 0 | 1.425 | 1.5 | 0.57 | 0.6 | N/A
1170000233570 | Roade Windfarm Ltd | M1 Windfarm |  | 40 Grosvenor Place Victoria | London |  | SW1X 7EN | United Kingdom | 477947.727 | 252264.286 | GRENDON 132kV S STN | NORTHAMPTON 33kV S STN | 33kV connection | 33 | Western Power Distribution (East Midlands) plc | Wind | Onshore wind turbines | No | 0 | 7.268 | 7.65 | [12 empty] | No | Connected | 07/01/2021 | 7.65 | 7.268 | 7.65 | 0.195 | 0.205 | 01/04/2014
2200042279417 | Lightsource SPV 1 Limited | Tavistock Tredown Solar Farm |  | 6th Floor 33 Holborn | London |  | EC1N 2HT | United Kingdom | 239968.106 | 81519.176 | Alverdiscott S.G.P. | Pyworthy Bsp | Lifton | 11 | Western Power Distribution (South West) plc | Solar | Photovoltaic | No | 0 | 1.049 | 1.104 | [12 empty] | No | Connected | 07/01/2021 | 1.104 | 1.14 | 1.2 | 0.048 | 0.05 | 01/08/2013
2200042206631 | Hazel Renewables Limited | WHITELACKINGTON PARSONAGE BARN | Beaufort Court | Egg Farm Lane Off Station Road | Kings Langley | Hertfordshire | WD4 8LR | United Kingdom | 337733.489 | 116263.918 | Axminster S.G.P. | Woodcote Bsp | 33kV connection | 33 | Western Power Distribution (South West) plc | Solar | Photovoltaic | No | 0 | 5.016 | 5.28 | [12 empty] | No | Connected | 07/01/2021 | 5.28 | 6.65 | 7 | 0.095 | 0.1 | 17/07/2013
1170000248187 | Severn Trent Water Limited | STWA CLAY MILLS, Meadow Lane, Stretton | Severn Trent Centre | 2 St John's Street | Coventry |  | CV1 2LZ | United Kingdom |  |  | DRAKELOW 132kV | BURTON 132kV S STN | Burton 11kV | 11 | Western Power Distribution (East Midlands) plc | Biofuel landfill gas | Gas turbine (OCGT) | No | 0 | 1.805 | 1.9 | [12 empty] | No | Connected | 07/01/2021 | 1.9 | 1.805 | 1.9 | 1.425 | 1.5 | 09/03/2011
1470000214206 | Good Hope Hospital N H S Trust | Estates Department |  | Estates Department Rectory Road | Sutton Coldfield | West Midlands | B75 7RR | United Kingdom | 412865.71 | 296569.989 | LEA MARSTON 132kV S STN | SUTTON COLDFIELD 132kV S STN | Sutton Coldfield 132/11kVDUMMY | 11 | Western Power Distribution (West Midlands) plc | Other | Other | No | 0 | 2.133 | 2.245 | [12 empty] | No | Connected | 07/01/2021 | 2.245 | 1.373 | 1.445 | 1.9 | 2 | 02/02/2011
1170000199798 | BL Wind Limited | Burton Wold Wind Farm Extension Ltd |  | 8 White Oak Square London Road | Swanley | Kent | BR8 7AG | United Kingdom | 492748.022 | 275965.229 | GRENDON 132kV S STN | IRTHLINGBOROUGH 33kV S STN | 33kV connection | 33 | Western Power Distribution (East Midlands) plc | Wind | Onshore wind turbines | No | 0 | 13.68 | 14.4 | [12 empty] | No | Connected | 07/01/2021 | 14.4 | 13.68 | 14.4 | 0.19 | 0.2 | 19/06/2014
2199989612769 | Dwr Cymru Welsh Water | Llyn Brianne Reservoir, Dyfed | Nelson Offices | Pentwyn Road Nelson | Treharris | Mid Glamorgan | CF46 6LY | United Kingdom | 279166.858 | 248265.255 | Swansea North Grid | Ammanford Grid | 33kV connection | 33 | Western Power Distribution (South Wales) plc | Hydro (to be confirmed) | Hydro power system | No | 0 | 5.178 | 5.45 | [12 empty] | No | Connected | 07/01/2021 | 5.45 | 5.7 | 6 | 0.095 | 0.1 | 31/08/1996
1460002232734 | Selecta Systems Ltd | SELECTA AVENUE |  | Victoria Chambers 96-100 Boldmere Road | Sutton Coldfield |  | B73 5UB | United Kingdom | 406876.966 | 294878.475 | BUSTLEHOLM 132kV S STN | Kingstanding 132/11kV | Kingstanding 132/11kVDummy | 11 | Western Power Distribution (West Midlands) plc | Solar | Photovoltaic | No | 0 | 0.383 | 0.403 | [12 empty] | No | Connected | 07/01/2021 | 0.403 | 0.383 | 0.403 | 0.95 | 1 | 30/04/2013
2200042259527 | Viridor Energy Limited | EXETER EFW PLANT, GRACE ROAD SOUTH | Viridor House | Priory Bridge Road | Taunton | Somerset | TA1 1AP | United Kingdom | 292558.241 | 90523.017 | Exeter Main S.G.P. | Exeter City Bsp | Marsh Barton | 11 | Western Power Distribution (South West) plc | Waste | Other | No | 0 | 4.479 | 4.715 | [12 empty] | No | Connected | 07/01/2021 | 4.715 | 4.75 | 5 | 2.85 | 3 | 01/03/2014
1470000207626 | Tesco Stores Limited | STOURBRIDGE, Crown Lane | Tesco House | Shire Park Kestrel Way | Welwyn Garden City |  | AL7 1GA | United Kingdom | 389973.866 | 284429.292 | PENN 132kV S STN | Lye 132/11kV | Lye 11kV DUMMY | 11 | Western Power Distribution (West Midlands) plc | Other | Other | Yes | 0 | 0.19 | 0.2 | [12 empty] | No | Connected | 07/01/2021 | 0.2 | 0.19 | 0.2 | 1.14 | 1.2 | 01/08/2013
1470000201908 | K T C ( EDIBLES) LTD | Plot 13/14 |  | PLOT 13/14 MOORCROFT DRIVE | WEDNESBURY | WEST MIDLANDS |  | United Kingdom | 397368.973 | 294900.524 | OCKER HILL C 132kV S STN | To be confirmed | Ocker Hill B 132/33/11kVDUMMY | 11 | Western Power Distribution (West Midlands) plc | Solar | Photovoltaic | No | 0 | 0.21 | 0.221 | [12 empty] | No | Connected | 07/01/2021 | 0.221 | 0.21 | 0.221 | 1.14 | 1.2 | 30/06/2013
1170000240114 | Fold Hill Foods Ltd | FOLD HILL |  | Fold Hill | Old Leake | Boston | PE22 9PJ | United Kingdom | 539884.839 | 354041.226 | WALPOLE 132kV S STN | BOSTON 33kV S STN | STICKNEY 33 11kV S STN | 11 | Western Power Distribution (East Midlands) plc | Solar | Photovoltaic | No | 0 | 0.997 | 1.05 | [12 empty] | No | Connected | 07/01/2021 | 1.05 | 0.997 | 1.05 | 1.425 | 1.5 | 30/08/2013
1470000277447 | Mr John Taylor | Blenheim Farm PV Array |  | Blenheim Farm | Shutford | Banbury | OX15 6HD | United Kingdom | 435771.283 | 237256.578 | FECKENHAM 66 11kV S STN | Feckenham 66/11kVDUMMY | EPWELL 66 11kV S STN | 11 | Western Power Distribution (West Midlands) plc | Solar | Photovoltaic | No | 0 | 0.95 | 1 | [12 empty] | No | Connected | 07/01/2021 | 1 | 0.95 | 1 | 0.028 | 0.03 | 01/01/2014
1170000180760 | Wickham Solar Ltd | Phase 2 Lime Solar Farm |  | The Walnuts Walnuts Lane | Wickham Market | Suffolk | IP13 0BZ | United Kingdom | 510583.548 | 319591.816 | WALPOLE 132kV S STN | BOURNE 33kV S STN | TUNNEL BANK BOURNE 33 11kV S STN | 11 | Western Power Distribution (East Midlands) plc | Solar | Photovoltaic | No | 0 | 4.75 | 5 | [12 empty] | No | Connected | 07/01/2021 | 5 | 4.75 | 5 | 0.048 | 0.05 | 26/04/2013
1460001925703 | Birmingham District Energy Company Limited | BIRMINGHAM, National Indoor Arena | Shared Services Ctr Q3 Office | Quorum Business Park Benton Lane | Newcastle Upon Tyne |  | NE12 8EX | United Kingdom | 405914.947 | 286908.738 | BUSTLEHOLM 132kV S STN | LADYWOOD 132 11kV S STN | Ladywood 132/11kVDUMMY | 11 | Western Power Distribution (West Midlands) plc | Other | Other | No | 0 | 1.14 | 1.2 | [12 empty] | No | Connected | 07/01/2021 | 1.2 | 0.57 | 0.6 | 1.805 | 1.9 | 01/07/2008
1170000133263 | Severn Trent Wind Power Ltd | Severn Trent Water Treatment Works Wind Turbine Site | Severn Trent Centre | 2 St John's Street | Coventry |  | CV1 2LZ | United Kingdom | 439107.07 | 334983.307 | WILLINGTON 132kV S STN | DERBY 33kV S STN | CHADDESDEN 33 11kV S STN | 11 | Western Power Distribution (East Midlands) plc | Wind | Onshore wind turbines | No | 0 | 4.75 | 5 | [12 empty] | No | Connected | 07/01/2021 | 5 | 4.75 | 5 | 0.057 | 0.06 | 01/06/2013
1170000078221 | Severn Trent Wind Power Ltd | Wanlip Wind Farm | Severn Trent Centre | 2 St John's Street | Coventry |  | CV1 2LZ | United Kingdom | 459496.324 | 312090.335 | RATCLIFFE ON SOAR 132kV S STN | WILLOUGHBY 33kV S STN | MOUNTSORREL 33 11kV S STN | 11 | Western Power Distribution (East Midlands) plc | Wind | Onshore wind turbines | No | 0 | 2.375 | 2.5 | [12 empty] | No | Connected | 07/01/2021 | 2.5 | 2.375 | 2.5 | 0.033 | 0.035 | 01/07/2013
2200042233342 | Lightsource SPV 69 Limited | BLATCHWORTHY SOLAR FARM, STOODLEIGH | Croft House | Croft Road | Crowborough | East Sussex | TN6 1DR | United Kingdom | 289841.385 | 116899.356 | Exeter Main S.G.P. | Tiverton Bsp | Tiverton Moorhayes | 11 | Western Power Distribution (South West) plc | Solar | Photovoltaic | No | 0 | 1.101 | 1.1592 | [12 empty] | No | Connected | 07/01/2021 | 1.1592 | 1.14 | 1.2 | 0.043 | 0.045 | 25/04/2013
1460001470936 | Severn Trent Water Limited | Strongford Sewage Works | Severn Trent Centre | 2 St John's Street | Coventry |  | CV1 2LZ | United Kingdom | 387936.938 | 339143.381 | Cellarhead 132kV | MEAFORD C 132kV S STN | Meaford C 132/33/11kVDUMMY | 11 | Western Power Distribution (West Midlands) plc | Biofuel landfill gas | Gas turbine (OCGT) | No | 0 | 2.85 | 3 | [12 empty] | No | Connected | 07/01/2021 | 3 | 1.9 | 2 | 4.132 | 4.35 | 01/01/2006
2200042117238 | Holmsleigh Limited | ILFRACOMBE MULLACOTT INDUSTRIAL ESTATE |  | C/O Philip Dennis Foodservice Ltd Roundswell Business Park | Barnstaple | Devon | EX31 3TD | United Kingdom |  |  | Alverdiscott S.G.P. | East Yelland Bsp | Ilfracombe | 11 | Western Power Distribution (South West) plc | Other | Other | No | 0 | 1.567 | 1.65 | [12 empty] | No | Connected | 07/01/2021 | 1.65 | 1.33 | 1.4 | 0.617 | 0.65 | 31/03/2012
1470000225778 | University of Wolverhampton | University of Wolverhampton |  | Wulfruna Street | Wolverhampton | West Midlands | WV1 1LX | United Kingdom | 391512.897 | 298879.754 | WILLENHALL 132 25kV S STN | WOLVERHAMPTON 132kV S STN | Wolverhampton 132/33/11kV DUMMY | 11 | Western Power Distribution (West Midlands) plc | Other | Other | No | 0 | 0.741 | 0.78 | [12 empty] | No | Connected | 07/01/2021 | 0.78 | 0.171 | 0.18 | 1.567 | 1.65 | 20/03/2012
1470000086147 | Green Frog Power 214 Limited | Northwick Estate |  | Unit 17 The Courtyard Gorsey Lane, Coleshill | Birmingham |  | B46 1JA | United Kingdom |  |  | FECKENHAM 66 11kV S STN | Feckenham 66/11kVDUMMY | 66kV connection | 66 | Western Power Distribution (West Midlands) plc | Other | Other | No | 0 | 39.107 | 41.165 | [12 empty] | No | Connected | 07/01/2021 | 41.165 | 112.974 | 118.92 | 1.444 | 1.52 | 08/10/2010
2200042231540 | Co-operative Group Limited | Bristol Poplar Way West HVM Cabot Park (Co-op) |  | 1 Angel Square | Manchester |  | M60 0AG | United Kingdom | 353162.158 | 180374.109 | Seabank Sgp | Avonmouth Bsp | Kingsweston | 11 | Western Power Distribution (South West) plc | Other | Other | No | 0 | 1.52 | 1.6 | [12 empty] | No | Connected | 07/01/2021 | 1.6 | 1.52 | 1.6 | 1.188 | 1.25 | 01/04/2013
2200042194056 | FS Ford Farm Solar 1 Limited | Liskeard Ford Farm PV |  | The Shard 32 London Bridge Street | London |  | SE1 9SG | United Kingdom | 231230.04 | 66281.504 | Landulph S.G.P. | St Germans Bsp | 33kV connection | 33 | Western Power Distribution (South West) plc | Solar | Photovoltaic | No | 0 | 4.346 | 4.575 | [12 empty] | No | Connected | 07/01/2021 | 4.575 | 4.275 | 4.5 | 0.04 | 0.042 | 13/03/2013
1100040456352 | Severn Trent Water Limited | Coventry, Finham Sewage Works STW | Severn Trent Centre | 2 St John's Street | Coventry |  | CV1 2LZ | United Kingdom | 433166.23 | 274120.691 | COVENTRY 132kV S STN | WHITLEY 33kV S STN | DILLOTFORD AVE 33 11kV S STN | 11 | Western Power Distribution (East Midlands) plc | Biofuel landfill gas | Gas turbine (OCGT) | No | 0 | 0.95 | 1 | [12 empty] | No | Connected | 07/01/2021 | 1 | 1.9 | 2 | 3.429 | 3.61 | 16/05/2003
2200042208815 | Luminance Solar Limited | Truro Hewas PV Farm Cornwall | 6th Floor | 33 Holborn | London |  | EC1N 2HT | United Kingdom | 191994.232 | 53438.376 | Indian Queens S.G.P. | Fraddon Bsp | 33kV connection | 33 | Western Power Distribution (South West) plc | Solar | Photovoltaic | No | 0 | 5.272 | 5.55 | [12 empty] | No | Connected | 07/01/2021 | 5.55 | 4.75 | 5 | 0.048 | 0.05 | 13/03/2013
2200042196745 | GPP Langstone LLP | Winkleigh Beaford PV Farm |  | 2a Chequers Court | Huntingdon | Cambridgeshire | PE29 3LJ | United Kingdom | 256820.132 | 115528.901 | Alverdiscott S.G.P. | Barnstaple Bsp | 33kV connection | 33 | Western Power Distribution (South West) plc | Solar | Photovoltaic | No | 0 | 4.218 | 4.44 | [12 empty] | No | Connected | 07/01/2021 | 4.44 | 4.75 | 5 | 0.024 | 0.025 | 13/03/2013
2200042216852 | MSP Tregassow Limited | Truro Tregassow PV Farm |  | 6th Floor 33 Holborn | London |  | EC1N 2HT | United Kingdom | 185366.133 | 49299.114 | Indian Queens S.G.P. | Truro Bsp | 33kV connection | 33 | Western Power Distribution (South West) plc | Solar | Photovoltaic | No | 0 | 4.75 | 5 | [12 empty] | No | Connected | 07/01/2021 | 5 | 4.75 | 5 | 0.019 | 0.02 | 13/03/2013
2100041113247 | KS SPV 24 Limited | Pembroke Dock West Farm PV | 2nd Floor | 2 City Place Beehive Ring Road | Gatwick | West Sussex | RH6 0PA | United Kingdom | 199633.596 | 204090.66 | Pembroke Power Station | Golden Hill Grid | 33kV connection | 33 | Western Power Distribution (South Wales) plc | Solar | Photovoltaic | No | 0 | 10.901 | 11.475 | [12 empty] | No | Connected | 07/01/2021 | 11.475 | 10.925 | 11.5 | 0.123 | 0.13 | 27/03/2013
2200042193744 | Higher Tregarne Solar (UK) Limited | Falmouth Higher Tregarne Farm EHV Connection |  | The Long Barn, Manor Courtyard Stratton-On-The-Fosse | Radstock |  | BA3 4QF | United Kingdom | 176598.332 | 30451.473 | Indian Queens S.G.P. | Rame Bsp | 33kV connection | 33 | Western Power Distribution (South West) plc | Solar | Photovoltaic | No | 0 | 4.18 | 4.4 | [12 empty] | No | Connected | 07/01/2021 | 4.4 | 4.275 | 4.5 | 0.1 | 0.105 | 13/02/2014
2200042224269 | GPP Langstone LLP | Holsworthy Foxcombe Solar Park |  | 2a Chequers Court | Huntingdon | Cambridgeshire | PE29 3LJ | United Kingdom | 238171.004 | 102812.891 | Alverdiscott S.G.P. | Pyworthy Bsp | 33kV connection | 33 | Western Power Distribution (South West) plc | Solar | Photovoltaic | No | 0 | 4.484 | 4.72 | [12 empty] | No | Connected | 07/01/2021 | 4.72 | 4.75 | 5 | 0.024 | 0.025 | 28/03/2013
2200042201280 | MTS Trefinnick Solar Limited | Callington Trefinnick Farm Trefinnick Road, Bray Shop, |  | 6th Floor 33 Holborn | London |  | EC1N 2HT | United Kingdom | 233730.771 | 74051.439 | Landulph S.G.P. | St Germans Bsp | 33kV connection | 33 | Western Power Distribution (South West) plc | Solar | Photovoltaic | No | 0 | 3.751 | 3.948 | [12 empty] | No | Connected | 07/01/2021 | 3.948 | 4.75 | 5 | 0.057 | 0.06 | 28/03/2013
1460002204630 | P D M Produce (U.K.) Limited | PDM PRODUCE | Emcon Energy Management Consultants | Chadwell Park Farm Great Chatwell | Newport | Shropshire | TF10 9BN | United Kingdom | 379164.864 | 313410.087 | Cellarhead 132kV | MEAFORD C 132kV S STN | GNOSALL 33 11kV S STN | 11 | Western Power Distribution (West Midlands) plc | Solar | Photovoltaic | No | 0 | 0.228 | 0.24 | [12 empty] | No | Connected | 07/01/2021 | 0.24 | 0.228 | 0.24 | 0.95 | 1 | 11/03/2011
2200042171253 | Wadebridge Belectric Solar Limited | Wadebridge, Middle Treworder Solar Farm |  | 20 St James Street | London |  | SW1A 1ES | United Kingdom | 201450.713 | 73106.146 | Indian Queens S.G.P. | St Tudy Bsp | 33kV connection | 33 | Western Power Distribution (South West) plc | Solar | Photovoltaic | No | 0 | 4.18 | 4.4 | [12 empty] | No | Connected | 07/01/2021 | 4.4 | 4.18 | 4.4 | 0.009 | 0.009 | 13/03/2013
2200031664357 | Scottish Power Renewables (UK) Limited | Mitchell New 33kV Carland Cross Wind Farm | Arnott House | 12-16 Bridge Street | Belfast |  | BT1 1LS | United Kingdom | 184100.279 | 54685.516 | Indian Queens S.G.P. | Truro Bsp | 33kV connection | 33 | Western Power Distribution (South West) plc | Wind | Onshore wind turbines | No | 0 | 25.27 | 26.6 | [12 empty] | No | Connected | 07/01/2021 | 26.6 | 19 | 20 | 0.104 | 0.11 | 31/07/1992
2200042171625 | Sun Green Energy Limited | Wadebridge Penhale Solar Park |  | 6th Floor 33 Holborn | London |  | EC1N 2HT | United Kingdom | 195071.925 | 71433.184 | Indian Queens S.G.P. | St Tudy Bsp | 33kV connection | 33 | Western Power Distribution (South West) plc | Solar | Photovoltaic | No | 0 | 3.107 | 3.27 | [12 empty] | No | Connected | 07/01/2021 | 3.27 | 2.85 | 3 | 0.048 | 0.05 | 13/03/2013
2200042208851 | Sunsave 4 (Pyworthy) Ltd | Holsworthy Crinacott Solar Farm Pyworthy | Beaufort Court | Egg Farm Lane Off Station Road | Kings Langley | Hertfordshire | WD4 8LR | United Kingdom | 230691.246 | 101646.759 | Alverdiscott S.G.P. | Pyworthy Bsp | 33kV connection | 33 | Western Power Distribution (South West) plc | Solar | Photovoltaic | No | 0 | 5.13 | 5.4 | [12 empty] | No | Connected | 07/01/2021 | 5.4 | 5 | 5.263 | 0.057 | 0.06 | 31/03/2013
2200042196790 | Lumicity 4 Limited | Horsacott Farm, Barnstaple |  | 227 Shepherds Bush Road | London |  | W6 7AS | United Kingdom | 252090.563 | 131504.867 | Alverdiscott S.G.P. | East Yelland Bsp | 33kV connection | 33 | Western Power Distribution (South West) plc | Solar | Photovoltaic | No | 0 | 5.187 | 5.46 | [12 empty] | No | Connected | 07/01/2021 | 5.46 | 6.735 | 7.09 | 0.024 | 0.025 | 13/03/2013
2200042163493 | Marley Thatch Solar Limited | Totnes Marley Thatch Farm Webland Lane |  | 6th Floor 33 Holborn | London |  | EC1N 2HT | United Kingdom | 272619.759 | 60125.442 | Abham S.G.P. | Totnes Bsp | 33kV connection | 33 | Western Power Distribution (South West) plc | Solar | Photovoltaic | No | 0 | 4.987 | 5.25 | [12 empty] | No | Connected | 07/01/2021 | 5.25 | 8.075 | 8.5 | 0.048 | 0.05 | 19/03/2013
2200042163457 | Burcroft Solar Parks Limited | Broadclyst Burrowton Farm |  | 35 & 35a The Maltings Lower Charlton Trading Estate | Shepton Mallet | Somerset | BA4 5QE | United Kingdom | 300803.274 | 97216.77 | Exeter Main S.G.P. | Exeter Main Bsp | 33kV connection | 33 | Western Power Distribution (South West) plc | Solar | Photovoltaic | No | 0 | 10.337 | 10.881 | [12 empty] | No | Connected | 07/01/2021 | 10.881 | 10.355 | 10.9 | 0.076 | 0.08 | 13/03/2013
2200041982947 | Miralalou SPV 1 Limited | Causilgey Farm, Tregavethan |  | 6th Floor 33 Holborn | London |  | EC1N 2HT | United Kingdom | 178244.439 | 47474.382 | Indian Queens S.G.P. | Truro Bsp | 33kV connection | 33 | Western Power Distribution (South West) plc | Solar | Photovoltaic | No | 0 | 4.18 | 4.4 | [12 empty] | No | Connected | 07/01/2021 | 4.4 | 4.275 | 4.5 | 0.024 | 0.025 | 13/03/2013
2200042202948 | Little T Solar Limited | Little Trevease 33kV Solar Farm, near Constantine |  | 6th Floor 33 Holborn | London |  | EC1N 2HT | United Kingdom | 172486.007 | 32882.282 | Indian Queens S.G.P. | Rame Bsp | 33kV connection | 33 | Western Power Distribution (South West) plc | Solar | Photovoltaic | No | 0 | 4.161 | 4.38 | [12 empty] | No | Connected | 07/01/2021 | 4.38 | 4.56 | 4.8 | 0.048 | 0.05 | 13/03/2013
1170000197986 | Butlins Skyline Ltd | Roman Bank |  | 1 Park Lane | Hemel Hempstead | Hertfordshire | HP2 4YL | United Kingdom | 556828.274 | 367380.911 | BICKER FEN 132kV S STN | SKEGNESS 33kV S STN | INGOLDMELLS 33 11kV S STN | 11 | Western Power Distribution (East Midlands) plc | Other | Other | Yes | 0 | 0.114 | 0.12 | [12 empty] | No | Connected | 07/01/2021 | 0.12 | 0.114 | 0.12 | 7.79 | 8.2 | 21/03/2013
1170000159350 | AEL Biogas | EAST KIRKBY , East Kirkby Airfield |  | Church End | Friskney | Boston | PE22 8NE | United Kingdom | 534178.621 | 362386.422 | BICKER FEN 132kV S STN | SKEGNESS 33kV S STN | SPILSBY 33 11kV S STN | 11 | Western Power Distribution (East Midlands) plc | Other | Other | Yes | 0 | 1.14 | 1.2 | [12 empty] | No | Connected | 07/01/2021 | 1.2 | 1.14 | 1.2 | 0.237 | 0.25 | 30/09/2013
2200042224287 | Wylam Power Generation Limited | Rexon Cross Farm, Broadwoodwidger |  | Ergon House Horseferry Road | London |  | SW1P 2AL | United Kingdom | 242395.423 | 89738.903 | Alverdiscott S.G.P. | Pyworthy Bsp | 33kV connection | 33 | Western Power Distribution (South West) plc | Solar | Photovoltaic | No | 0 | 3.183 | 3.35 | [12 empty] | No | Connected | 07/01/2021 | 3.35 | 3.325 | 3.5 | 0.024 | 0.025 | 13/03/2013
2200042193888 | Smarter Energy Solutions Ltd | Liskeard Higher Trevartha Farm Pengover | Unit 4 Crystal Way | Elmgrove Road | Harrow | Middlesex | HA1 2HP | United Kingdom | 227909.168 | 64245.324 | Landulph S.G.P. | St Germans Bsp | 33kV connection | 33 | Western Power Distribution (South West) plc | Solar | Photovoltaic | No | 0 | 3.568 | 3.7559 | [12 empty] | No | Connected | 07/01/2021 | 3.7559 | 3.135 | 3.3 | 0.048 | 0.05 | 13/03/2013
2200042208833 | TGC Solar 107 Limited | Beaworthy Willsland Church Road Highampton |  | 6th Floor 33 Holborn | London |  | EC1N 2HT | United Kingdom | 250798.243 | 103967.32 | Alverdiscott S.G.P. | Pyworthy Bsp | 33kV connection | 33 | Western Power Distribution (South West) plc | Solar | Photovoltaic | No | 0 | 2.375 | 2.5 | [12 empty] | No | Connected | 07/01/2021 | 2.5 | 3.135 | 3.3 | 0.024 | 0.025 | 25/03/2013
1100050223157 | Anglian Water Services Ltd | MILTON KEYNES, Woburn Sands | Lancaster House | Lancaster Way Ermine Business Park | Huntingdon | Cambridgeshire | PE29 6YJ | United Kingdom | 491314.638 | 235298.076 | EAST CLAYDON 132KV S STN | BLETCHLEY 33KV S STN | VICTORIA ROAD 33 11kV S STN | 11 | Western Power Distribution (East Midlands) plc | Other | Other | No | 0 | 0.95 | 1 | [12 empty] | No | Connected | 07/01/2021 | 1 | 0.475 | 0.5 | 0.95 | 1 | 17/08/2010
2200042172521 | AEE Renewables UK 13 Limited | Tiverton, Ayshford Court Farm | C/O Hazel Capital | 59 Gloucester Place | London |  | W1U 8JH | United Kingdom | 305180.73 | 115186.753 | Exeter Main S.G.P. | Tiverton Bsp | 33kV connection | 33 | Western Power Distribution (South West) plc | Solar | Photovoltaic | No | 0 | 4.322 | 4.55 | [12 empty] | No | Connected | 07/01/2021 | 4.55 | 4.322 | 4.55 | 0.014 | 0.015 | 13/03/2012
2200042195608 | North Beer Solar Limited | Launceston Higher North Beer Farm Boyton |  | 2nd Floor 2 City Place Beehive Ring Road | Gatwick | West Sussex | RH6 OAP | United Kingdom | 230034.628 | 92112.385 | Alverdiscott S.G.P. | Pyworthy Bsp | 33kV connection | 33 | Western Power Distribution (South West) plc | Solar | Photovoltaic | No | 0 | 6.346 | 6.68 | [12 empty] | No | Connected | 07/01/2021 | 6.68 | 6.678 | 7.03 | 0.009 | 0.01 | 27/03/2013
2200042206599 | Goldcrest Renewables Limited | Chard Cricket ST Thomas Solar Farm |  | 82 Wilmington Close | Watford |  | WD18 0FQ | United Kingdom | 336137.151 | 108653.649 | Axminster S.G.P. | Woodcote Bsp | 33kV connection | 33 | Western Power Distribution (South West) plc | Solar | Photovoltaic | No | 0 | 1.9 | 2 | [12 empty] | No | Connected | 07/01/2021 | 2 | 2.85 | 3 | 0.095 | 0.1 | 13/03/2013
2200042202984 | GPP Langstone LLP | Bridgwater Cobbs Cross Solar Farm |  | 2a Chequers Court | Huntingdon | Cambridgeshire | PE29 3LJ | United Kingdom | 327412.792 | 135450.985 | Bridgwater S.G.P. | Bridgwater Grid Bsp | 33kV connection | 33 | Western Power Distribution (South West) plc | Solar | Photovoltaic | No | 0 | 4.75 | 5 | [12 empty] | No | Connected | 07/01/2021 | 5 | 4.75 | 5 | 0.024 | 0.025 | 21/03/2013
2200042198520 | WSE Bradford Limited | Holsworthy Bradford Manor Farm Pyworthy |  | 6th Floor 33 Holborn | London |  | EC1N 2HT | United Kingdom | 228117.772 | 101009.165 | Alverdiscott S.G.P. | Pyworthy Bsp | 33kV connection | 33 | Western Power Distribution (South West) plc | Solar | Photovoltaic | No | 0 | 4.275 | 4.5 | [12 empty] | No | Connected | 07/01/2021 | 4.5 | 4.75 | 5 | 0.048 | 0.05 | 21/03/2013
2200042204661 | Newlands Solar Limited | Axminster Newlands Farm |  | 6th Floor 33 Holborn | London |  | EC1N 2HT | United Kingdom | 333120.544 | 97815.853 | Axminster S.G.P. | Woodcote Bsp | 33kV connection | 33 | Western Power Distribution (South West) plc | Solar | Photovoltaic | No | 0 | 3.087 | 3.25 | [12 empty] | No | Connected | 07/01/2021 | 3.25 | 4.674 | 4.92 | 0.024 | 0.025 | 13/03/2013
2200042194288 | Ninnis Farm Limited | St Austell Ninnis Farm Sticker |  | 6th Floor 33 Holborn | London |  | EC1N 2HT | United Kingdom | 197981.693 | 51080.875 | Indian Queens S.G.P. | Fraddon Bsp | 33kV connection | 33 | Western Power Distribution (South West) plc | Solar | Photovoltaic | No | 0 | 3.292 | 3.465 | [12 empty] | No | Connected | 07/01/2021 | 3.465 | 4.712 | 4.96 | 0.048 | 0.05 | 13/03/2013
2200042201261 | Boyton Solar Park Limited | Lostwithiel Langunnett Solar Farm, St Veep | Beaufort Court | Egg Farm Lane Off Station Road | Kings Langley | Hertfordshire | WD4 8LR | United Kingdom | 215598.672 | 57862.932 | Landulph S.G.P. | St Germans Bsp | 33kV connection | 33 | Western Power Distribution (South West) plc | Solar | Photovoltaic | No | 0 | 4.264 | 4.4887 | [12 empty] | No | Connected | 07/01/2021 | 4.4887 | 4.5 | 4.737 | 0.048 | 0.05 | 21/03/2013
2200042206613 | WSE Park Wall Ltd | Bridgwater Park Wall Dunwear |  | 6th Floor 33 Holborn | London |  | EC1N 2HT | United Kingdom | 332063.365 | 135934.158 | Bridgwater S.G.P. | Bridgwater Grid Bsp | 33kV connection | 33 | Western Power Distribution (South West) plc | Solar | Photovoltaic | No | 0 | 3.762 | 3.96 | [12 empty] | No | Connected | 07/01/2021 | 3.96 | 4.75 | 5 | 0.024 | 0.025 | 13/03/2013
2200042172902 | Knockworthy Solar Park Limited | TORRINGTON - Knockworthy PV Farm |  | Higher Hill Farm Butleigh | Glastonbury | Somerset | BA6 8TW | United Kingdom | 251241.011 | 122846.564 | Alverdiscott S.G.P. | Barnstaple Bsp | 33kV connection | 33 | Western Power Distribution (South West) plc | Solar | Photovoltaic | No | 0 | 4.019 | 4.23 | [12 empty] | No | Connected | 07/01/2021 | 4.23 | 4.75 | 5 | 0.043 | 0.045 | 19/03/2013
1170000182970 | The Hollies Solar Farm Ltd | The Hollies Solar Farm | 6th Floor | 33 Holborn | London |  | EC1N 2HT | United Kingdom | 549726.876 | 363215.656 | BICKER FEN 132kV S STN | SKEGNESS 33kV S STN | 33kV connection | 33 | Western Power Distribution (East Midlands) plc | Solar | Photovoltaic | No | 0 | 9.5 | 10 | [12 empty] | No | Connected | 07/01/2021 | 10 | 9.5 | 10 | 0.038 | 0.04 | 28/03/2013
1170000137588 | Hive Solar Charlie Ltd | Shacks Barn Farm | Armstrong House | First Avenue Robin Hodd Airport | Doncaster | South Yorkshire | DN9 3GA | United Kingdom | 467981.954 | 245329.724 | EAST CLAYDON 132KV S STN | BRACKLEY 132kV S STN | 33kV connection | 33 | Western Power Distribution (East Midlands) plc | Solar | Photovoltaic | No | 0 | 4.75 | 5 | [12 empty] | No | Connected | 07/01/2021 | 5 | 4.75 | 5 | 0.095 | 0.1 | 28/03/2013
2200042204778 | Stansol Limited | Summercourt Solar Farm |  | 105 Piccadilly | London |  | W1J 7NJ | United Kingdom | 189803.778 | 56835.395 | Indian Queens S.G.P. | Fraddon Bsp | Fraddon | 11 | Western Power Distribution (South West) plc | Solar | Photovoltaic | No | 0 | 0.941 | 0.99 | [12 empty] | No | Connected | 07/01/2021 | 0.99 | 0.95 | 1 | 0.009 | 0.01 | 01/04/2013
2200042191765 | AEE Renewables UK 18 Limited | Taunton Halse Farm, Halse |  | 227 Shepherds Bush Road | London |  | W6 7AS | United Kingdom | 315774.793 | 128274.333 | Taunton S.G.P. | Taunton Main Bsp | 33kV connection | 33 | Western Power Distribution (South West) plc | Solar | Photovoltaic | No | 0 | 4.446 | 4.68 | [12 empty] | No | Connected | 07/01/2021 | 4.68 | 7.125 | 7.5 | 0.019 | 0.02 | 15/03/2013
2200042225918 | Lightsource SPV 13 Limited | Barnstaple Hollamoor Tawstock |  | 6th Floor 33 Holborn | London |  | EC1N 2HT | United Kingdom | 255169.969 | 130743.522 | Alverdiscott S.G.P. | Barnstaple Bsp | Roundswell | 11 | Western Power Distribution (South West) plc | Solar | Photovoltaic | No | 0 | 2.47 | 2.6 | [12 empty] | No | Connected | 07/01/2021 | 2.6 | 2.375 | 2.5 | 0.048 | 0.05 | 10/04/2013
2200042225945 | William Knapman | Hatherleigh Crockers Hele, Meeth |  | Crockers Heale Meeth | Oakhampton | Devon | EX20 3QN | United Kingdom | 252891.49 | 107074.534 | Alverdiscott S.G.P. | Pyworthy Bsp | Hatherleigh | 11 | Western Power Distribution (South West) plc | Solar | Photovoltaic | No | 0 | 1.188 | 1.25 | [12 empty] | No | Connected | 07/01/2021 | 1.25 | 1.188 | 1.25 | 0.048 | 0.05 | 20/03/2013
2200042141142 | Wyld Meadow Farm Solar Park Limited | Butleigh Higher Hill Farm 33kV Solar Park |  | Higher Hill Farm Butleigh | Glastonbury | Somerset | BA6 8TW | United Kingdom | 334525.966 | 98467.978 | Axminster S.G.P. | Woodcote Bsp | 33kV connection | 33 | Western Power Distribution (South West) plc | Solar | Photovoltaic | No | 0 | 4.56 | 4.8 | [12 empty] | No | Connected | 07/01/2021 | 4.8 | 4.655 | 4.9 | 0.048 | 0.05 | 12/03/2013
2200042202600 | Lightsource SPV 36 Limited | NORTH CURRY, HIGHER KNAPP FARM | Croft House | Croft Road | Crowborough | East Sussex | TN6 1DR | United Kingdom | 330241.47 | 125048.514 | Bridgwater S.G.P. | Bridgwater Grid Bsp | Creech St Michael | 11 | Western Power Distribution (South West) plc | Solar | Photovoltaic | No | 0 | 1.075 | 1.1316 | [12 empty] | No | Connected | 07/01/2021 | 1.1316 | 1.111 | 1.17 | 0.048 | 0.05 | 21/03/2013
2200042192769 | MTS Hatchlands Solar Limited | Totnes Hatchlands Farm Solar Park, Blue Post | 6th Floor | 33 Holborn | London |  | EC1N 2HT | United Kingdom | 273655.667 | 59409.04 | Abham S.G.P. | Totnes Bsp | 33kV connection | 33 | Western Power Distribution (South West) plc | Solar | Photovoltaic | No | 0 | 4.286 | 4.512 | [12 empty] | No | Connected | 07/01/2021 | 4.512 | 4.75 | 5 | 0.085 | 0.09 | 22/03/2013
2200042165046 | Warleigh Barton Solar Park Limited | Plymouth Tamerton Foliot Warleigh Barton Solar Park |  | 2nd Floor 13 Berkeley Street | London |  | W1J 8DU | United Kingdom | 245525.612 | 60854.279 | Landulph S.G.P. | Ernesettle Bsp | 33kV connection | 33 | Western Power Distribution (South West) plc | Solar | Photovoltaic | No | 0 | 6.65 | 7 | [12 empty] | No | Connected | 07/01/2021 | 7 | 6.65 | 7 | 0.048 | 0.05 | 01/03/2013
2200042172888 | Bratton Fleming Limited | Barnstaple Grange Hill Bratton Fleming Solar Park |  | 6th Floor 33 Holborn | London |  | EC1N 2HT | United Kingdom | 265799.549 | 138269.356 | Alverdiscott S.G.P. | Barnstaple Bsp | 33kV connection | 33 | Western Power Distribution (South West) plc | Solar | Photovoltaic | No | 0 | 4.446 | 4.68 | [12 empty] | No | Connected | 07/01/2021 | 4.68 | 4.75 | 5 | 0.048 | 0.05 | 20/03/2013
1170000185642 | Anglian Water Services Ltd | AWA COTTON VALLEY STW | Lancaster House | Lancaster Way Ermine Business Park | Huntingdon | Cambridgeshire | PE29 6YJ | United Kingdom | 488698.631 | 240474.692 | EAST CLAYDON 132KV S STN | BLETCHLEY 33KV S STN | FOX MILNE 33 11kV S STN | 11 | Western Power Distribution (East Midlands) plc | Other | Other | Yes | 0 | 2.612 | 2.75 | [12 empty] | No | Connected | 07/01/2021 | 2.75 | 2.612 | 2.75 | 4.132 | 4.35 | 04/03/2013
2100041079180 | Maerdy Windfarm Limited | RHONDDA CYNON TAF Maerdy Windfarm |  | 1st Floor 17 Slingsby Place | London |  | WC2E 9AB | United Kingdom | 295567.965 | 200924.015 | Swansea North Grid | Hirwaun Grid | 33kV connection | 33 | Western Power Distribution (South Wales) plc | Wind | Onshore wind turbines | No | 0 | 22.8 | 24 | [12 empty] | No | Connected | 07/01/2021 | 24 | 22.8 | 24 | 0.285 | 0.3 | 15/03/2013
1170000172963 | Wymeswold Solar Farm Ltd | Wymeswold Solar Farm | C/O Foresight Group Llp | The Shard 32 London Bridge Street | London |  | SE1 9SG | United Kingdom | 458282.476 | 322569.032 | RATCLIFFE ON SOAR 132kV S STN | LOUGHBOROUGH 33kV S STN | 33kV connection | 33 | Western Power Distribution (East Midlands) plc | Solar | Photovoltaic | No | 0 | 28.5 | 30 | [12 empty] | No | Connected | 07/01/2021 | 30 | 28.5 | 30 | 0.057 | 0.06 | 20/03/2013
2200042142410 | KS SPV 3 Limited | LUXULYAN TRENOWETH FARM SOLAR FARM |  | 8 White Oak Square London Road | Swanley | Kent | BR8 7AG | United Kingdom | 204388.846 | 59310.779 | Indian Queens S.G.P. | St Austell Bsp | 33kV connection | 33 | Western Power Distribution (South West) plc | Solar | Photovoltaic | No | 0 | 7.163 | 7.54 | [12 empty] | No | Connected | 07/01/2021 | 7.54 | 6.859 | 7.22 | 0.024 | 0.025 | 04/03/2013
1170000174836 | KS SPV 8 Limited | Beachampton Solar Farm |  | 2 Crossways Business Centre Bicester Road | Kingswood | Aylesbury | HP18 0RA | United Kingdom | 477965 | 236120 | EAST CLAYDON 132KV S STN | STONY STRATFORD 33kV S STN | 33kV connection | 33 | Western Power Distribution (East Midlands) plc | Solar | Photovoltaic | No | 0 | 2.85 | 3 | [12 empty] | No | Connected | 07/01/2021 | 3 | 2.85 | 3 | 0.095 | 0.1 | 01/03/2013
1170000111358 | Staples Vegetables Ltd | Station Farm |  | Station Farm Station Road | Sibsey | Lincolnshire | PE22 0SE | United Kingdom | 536584.745 | 350549.304 | WALPOLE 132kV S STN | BOSTON 33kV S STN | STICKNEY 33 11kV S STN | 11 | Western Power Distribution (East Midlands) plc | Biomass | Other | No | 0 | 0.76 | 0.8 | [12 empty] | No | Connected | 07/01/2021 | 0.8 | 1.14 | 1.2 | 0.57 | 0.6 | 09/03/2013
2100041113335 | AEE Renewables UK 33 Limited | Jordanston Farm PV Generation |  | Rex House 4th Floor 4-12 Regent Street | London |  | SW1Y 4PE | United Kingdom | 206910.48 | 201138.233 | Pembroke Power Station | Golden Hill Grid | 33kV connection | 33 | Western Power Distribution (South Wales) plc | Solar | Photovoltaic | No | 0 | 4.323 | 4.5504 | [12 empty] | No | Connected | 07/01/2021 | 4.5504 | 4.322 | 4.55 | 0.019 | 0.02 | 27/02/2013
2200042189613 | Cornwall Airport Limited | NEWQUAY CIVIL AIRPORT HV CONNECTION | Legal Services | Cornwall Council Treyew Road | Truro | Cornwall | TR1 3AY | United Kingdom |  |  | Indian Queens S.G.P. | Fraddon Bsp | To be confirmed | 11 | Western Power Distribution (South West) plc | Solar | Photovoltaic | No | 0 | 1.254 | 1.32 | [12 empty] | No | Connected | 07/01/2021 | 1.32 | 1.425 | 1.5 | 2.375 | 2.5 | 09/01/2013
2200042189631 | Cornwall Council | Newquay Kernow Solar Farm St Mawgan |  | New County Hall Treyew Road | TRURO | Cornwall | TR1 3AY | United Kingdom | 186664.423 | 62932.424 | Indian Queens S.G.P. | Fraddon Bsp | St Mawgan | 11 | Western Power Distribution (South West) plc | Solar | Photovoltaic | No | 0 | 2.508 | 2.64 | [12 empty] | No | Connected | 07/01/2021 | 2.64 | 2.85 | 3 | 0.014 | 0.015 | 12/12/2012
2100041120360 | Green Frog Power 214 Limited | Dowlais STOR Generation Site Merthyr Tydfil |  | Unit 17 The Courtyard Gorsey Lane, Coleshill | Birmingham |  | B46 1JA | United Kingdom | 307803.895 | 208878.864 | Upper Boat | Dowlais Grid | 33kV connection | 33 | Western Power Distribution (South Wales) plc | Other | Other | No | 0 | 20.155 | 21.216 | [12 empty] | No | Connected | 07/01/2021 | 21.216 | 21.337 | 22.46 | 0.095 | 0.1 | 25/02/2013
2200042172052 | Avonmouth Bio Power Energy Limited | BRISTOL 33KV KINGSWESTON LANE LAWRENCE WESTON |  | 3rd Floor 86 Brook Street | London |  | W1K 5AY | United Kingdom | 352349.263 | 179374.908 | Seabank Sgp | Avonmouth Bsp | 33kV connection | 33 | Western Power Distribution (South West) plc | Waste | Other | No | 0 | 14.82 | 15.6 | [12 empty] | No | Connected | 07/01/2021 | 15.6 | 13.3 | 14 | 3.325 | 3.5 | 01/03/2013
2100041080130 | Ffos Las Solar Developments Limited | ffos Las Solar PV farm |  | 6th Floor 33 Holborn | London |  | EC1N 2HT | United Kingdom | 243776.841 | 205530.802 | Swansea North Grid | Trostre Grid | 33kV connection | 33 | Western Power Distribution (South Wales) plc | Solar | Photovoltaic | No | 0 | 4.75 | 5 | [12 empty] | No | Connected | 07/01/2021 | 5 | 4.75 | 5 | 0.095 | 0.1 | 13/02/2013
1170000020550 | WELLAND ENGINEERING CO LTD | WELLAND BUSINESS PARK |  | WELLAND BUSINESS PARK CLAY LAKE | SPALDING |  | PE12 6BL | United Kingdom |  |  | WALPOLE 132kV S STN | SPALDING CLAY LAKE 33kV S STN | SPALDING CLAY LAKE 11kV S STN | 11 | Western Power Distribution (East Midlands) plc | Other | Other | No | 0 | 1.9 | 2 | [12 empty] | No | Connected | 07/01/2021 | 2 | 1.9 | 2 | 0.095 | 0.1 | 29/01/2013
2200042199090 | Lightsource SPV 81 Limited | Southcombe Farm, Shebbear |  | 6th Floor 33 Holborn | London |  | EC1N 2HT | United Kingdom | 245093.283 | 112140.987 | Alverdiscott S.G.P. | Pyworthy Bsp | Shebbear | 11 | Western Power Distribution (South West) plc | Solar | Photovoltaic | No | 0 | 0.95 | 1 | [12 empty] | No | Connected | 07/01/2021 | 1 | 0.95 | 1 | 0.048 | 0.05 | 02/02/2013
2200042208044 | Kevat Solar Limited | KIA-ORA SOLAR PARK, CULLOMPTON | Croft House | Croft Road | Crowborough | East Sussex | TN6 1DR | United Kingdom | 300895.196 | 107084.669 | Exeter Main S.G.P. | Tiverton Bsp | Cullompton | 11 | Western Power Distribution (South West) plc | Solar | Photovoltaic | No | 0 | 1.206 | 1.2696 | [12 empty] | No | Connected | 07/01/2021 | 1.2696 | 1.425 | 1.5 | 0.048 | 0.05 | 31/03/2013
2200042142457 | KS SPV4 Limited | WOODLAND BARTON FARM VICTORIA |  | 8 White Oak Square London Road | Swanley | Kent | BR8 7AG | United Kingdom | 200695.513 | 61880.623 | Indian Queens S.G.P. | Fraddon Bsp | 33kV connection | 33 | Western Power Distribution (South West) plc | Solar | Photovoltaic | No | 0 | 4.655 | 4.9 | [12 empty] | No | Connected | 07/01/2021 | 4.9 | 4.75 | 5 | 0.048 | 0.05 | 09/01/2013
1470000097965 | Veolia ES (UK) Limited | Veolia Environmental Services Staffordshire Ltd ERF |  | 210 Pentonville Road | London |  | N1 9JY | United Kingdom | 392305.761 | 308329.148 | Bushbury D 132kV | BUSHBURY C 132kV S STN | 33kV connection | 33 | Western Power Distribution (West Midlands) plc | Other | Other | No | 0 | 32.3 | 34 | [12 empty] | No | Connected | 07/01/2021 | 34 | 30.4 | 32 | 5.985 | 6.3 | 01/10/2012
2200042511710 | Taunton And Somerset NHS Trust | TAUNTON, MUSGROVE PARK HOSPITAL |  | Musgrove Park Hospital | TAUNTON | Somerset | TA1 5DA | United Kingdom | 321367.714 | 124201.341 | Taunton S.G.P. | Taunton Main Bsp | Trull | 11 | Western Power Distribution (South West) plc | Other | Other | No | 0 | 0 | 0 | [12 empty] | No | Connected | 07/01/2021 | 0 | 2.09 | 2.2 | 2.09 | 2.2 | N/A
1170000138234 | Severn Trent Wind Power Ltd | Newthorpe Sewerage Treatment Works Wind Turbines | Severn Trent Centre | 2 St John's Street | Coventry |  | CV1 2LZ | United Kingdom | 447512.468 | 344951.574 | WILLINGTON 132kV S STN | HEANOR 33kV S STN | MOORGREEN 33 11kV S STN | 11 | Western Power Distribution (East Midlands) plc | Wind | Onshore wind turbines | No | 0 | 2.47 | 2.6 | [12 empty] | No | Connected | 07/01/2021 | 2.6 | 2.47 | 2.6 | 0.057 | 0.06 | 01/05/2013
2200042215041 | Lightsource SPV 63 Limited | ELLICOMBE FARM SOLAR PARK | Croft House | Croft Road | Crowborough | East Sussex | TN6 1DR | United Kingdom | 274220.945 | 105244.907 | Exeter Main S.G.P. | Exeter City Bsp | Lapford | 11 | Western Power Distribution (South West) plc | Solar | Photovoltaic | No | 0 | 1.045 | 1.1 | [12 empty] | No | Connected | 07/01/2021 | 1.1 | 1.045 | 1.1 | 0.048 | 0.05 | 01/03/2013
2200042215282 | Becton Dickinson UK Ltd | PLYMOUTH BELLIVER WAY | Building 1030 | Eskdale Road Winnersh | Wokingham |  | RG41 5TS | United Kingdom | 249780.114 | 62121.613 | Landulph S.G.P. | Ernesettle Bsp | Southway | 11 | Western Power Distribution (South West) plc | Other | Other | Yes | 0 | 3.8 | 4 | [12 empty] | No | Connected | 07/01/2021 | 4 | 3.325 | 3.5 | 6.365 | 6.7 | 01/01/2013
2200042141160 | TGC Solar 106 Limited | HOLSWORTHY EASTACOMBE FARM SOLAR |  | 6th Floor 33 Holborn | London |  | EC1N 2HT | United Kingdom | 235547.479 | 99671.683 | Alverdiscott S.G.P. | Pyworthy Bsp | 33kV connection | 33 | Western Power Distribution (South West) plc | Solar | Photovoltaic | No | 0 | 3.135 | 3.3 | [12 empty] | No | Connected | 07/01/2021 | 3.3 | 3.03 | 3.19 | 0.024 | 0.025 | 18/12/2012
1170000154547 | Chelveston Renewable Energy Ltd | Chelveston Renewable Energy Park | Goosey Lodge Industrial Estate | Wymington Lane Wymington | Rushden | Northamptonshire | NN10 9LU | United Kingdom | 500627.793 | 268841.871 | GRENDON 132kV S STN | IRTHLINGBOROUGH 33kV S STN | 33kV connection | 33 | Western Power Distribution (East Midlands) plc | Wind | Onshore wind turbines | No | 0 | 30.97 | 32.6 | [12 empty] | No | Connected | 07/01/2021 | 32.6 | 30.97 | 32.6 | 0.95 | 1 | 31/03/2013
2200042103449 | Bristol City Council | Bristol Avonmouth Wind Farm Severn Road | Energy Service | 100 Temple Street Redcliffe | BRISTOL |  | BS1 6AG | United Kingdom | 353263.404 | 181974.071 | Iron Acton S.G.P. | Seabank Bsp | 33kV connection | 33 | Western Power Distribution (South West) plc | Wind | Onshore wind turbines | No | 0 | 4.75 | 5 | [12 empty] | No | Connected | 07/01/2021 | 5 | 4.75 | 5 | 0.114 | 0.12 | 01/07/2013
2200042183230 | Viridor Waste Management Ltd | BRIDGWATER, VIRIDOR LANDFILL, PAWLETT | Viridor House | Priory Bridge Road | Taunton | Somerset | TA1 1AP | United Kingdom | 330849.932 | 142629.933 | Bridgwater S.G.P. | Bridgwater Grid Bsp | Bath Road Primary | 11 | Western Power Distribution (South West) plc | Other | Other | No | 0 | 2.13 | 2.242 | [12 empty] | No | Connected | 07/01/2021 | 2.242 | 1.235 | 1.3 | 0.636 | 0.67 | 20/12/2012
1100770099927 | Wykes Engineering Co (Rushden) Ltd | Goosey Lodge |  | Goosey Lodge Wymington | Rushden | Northamptonshire | NN10 9LU | United Kingdom | 496187.976 | 263694.731 | GRENDON 132kV S STN | WELLINGBOROUGH 33kV S STN | 33kV connection | 33 | Western Power Distribution (East Midlands) plc | Other | Other | Yes | 0 | 24.32 | 25.6 | [12 empty] | No | Connected | 07/01/2021 | 25.6 | 23.75 | 25 | 1.9 | 2 | 17/06/2002
2100041103407 | Green Frog Power 214 Limited | SWANSEA TIR JOHN STOR GENERATION |  | Unit 17 The Courtyard Gorsey Lane, Coleshill | Birmingham |  | B46 1JA | United Kingdom | 268758.863 | 193537.67 | Swansea North Grid | Tir John Power Station | 33kV connection | 33 | Western Power Distribution (South Wales) plc | Other | Other | No | 0 | 22.435 | 23.616 | [12 empty] | No | Connected | 07/01/2021 | 23.616 | 22.572 | 23.76 | 0.095 | 0.1 | 01/12/2012
1170000089108 | A C Shropshire Ltd | Green Lodge Farm |  | Edward House Grange Business Park | Whetstone | Leicestershire | LE8 6EP | United Kingdom | 451978.257 | 298446.312 | COVENTRY 132kV S STN | PAILTON 33KV S STN | SAPCOTE 33 11kV S STN | 11 | Western Power Distribution (East Midlands) plc | Biomass | Other | No | 0 | 1.425 | 1.5 | [12 empty] | No | Connected | 07/01/2021 | 1.5 | 1.425 | 1.5 | 0.617 | 0.65 | 18/12/2012
2200042198798 | MSP Strete Ltd | Strete Solar Farm, Rockbeare, Devon |  | 6th Floor 33 Holborn | London |  | EC1N 2HT | United Kingdom | 304350.035 | 95095.727 | Exeter Main S.G.P. | Sowton Bsp | Marsh Green | 11 | Western Power Distribution (South West) plc | Solar | Photovoltaic | No | 0 | 4.75 | 5 | [12 empty] | No | Connected | 07/01/2021 | 5 | 4.513 | 4.75 | 0.043 | 0.045 | 01/03/2013
1470000132096 | South Staffordshire Water plc | Seedy Mill Pumping Station |  | Green Lane | Walsall | West Midlands | WS2 7PD | United Kingdom | 410466.085 | 313663.045 | RUGELEY 132kV S STN | LICHFIELD 132kV S STN | Lichfield 132/11kVDUMMY | 11 | Western Power Distribution (West Midlands) plc | Other | Other | No | 0 | 2.375 | 2.5 | [12 empty] | No | Connected | 07/01/2021 | 2.5 | 2.375 | 2.5 | 2.375 | 2.5 | 16/11/2012
1170000146680 | Green Frog Power 214 Limited | Green Frog Power Ltd Willoughby 20MW STOR gen |  | Unit 17 The Courtyard Gorsey Lane, Coleshill | Birmingham |  | B46 1JA | United Kingdom | 462655.917 | 325776.882 | RATCLIFFE ON SOAR 132kV S STN | WILLOUGHBY 33kV S STN | 33kV connection | 33 | Western Power Distribution (East Midlands) plc | Other | Other | No | 0 | 19 | 20 | [12 empty] | No | Connected | 07/01/2021 | 20 | 25.08 | 26.4 | 0.095 | 0.1 | 01/01/2013
2200040118141 | Wessex Water Services Ltd | WESSEX WATER - BLEADON LEVELS, WESTON-SUPER-MARE | Wessex Water Operations Centre | Claverton Down Road Claverton Down | BATH |  | BA2 7WW | United Kingdom | 330959.885 | 156645.612 | Seabank Sgp | Weston Bsp 132kv | Bournville | 11 | Western Power Distribution (South West) plc | Other | Other | No | 0 | 5.557 | 5.85 | [12 empty] | No | Connected | 07/01/2021 | 5.85 | 3.61 | 3.8 | 2.28 | 2.4 | 17/10/2012
2200042199338 | Langlands Solar Limited | Langlands Solar Park |  | 2nd Floor, 2 City Place Beehive Ring Road | Gatwick |  | RH6 0PA | United Kingdom | 304508.413 | 111721.461 | Exeter Main S.G.P. | Tiverton Bsp | Tiverton Junction | 11 | Western Power Distribution (South West) plc | Solar | Photovoltaic | No | 0 | 1.71 | 1.8 | [12 empty] | No | Connected | 07/01/2021 | 1.8 | 1.71 | 1.8 | 0.019 | 0.02 | 05/12/2012
2200042180017 | Snowdon Energy Limited | CHARD SNOWDON HILL FARM | Leeward House | Fitzroy Road Exeter Business Park | Exeter | Devon | EX1 3LJ | United Kingdom | 330294.191 | 109230.282 | Axminster S.G.P. | Woodcote Bsp | Chard | 11 | Western Power Distribution (South West) plc | Other | Other | Yes | 0 | 0.95 | 1 | [12 empty] | No | Connected | 07/01/2021 | 1 | 0.95 | 1 | 0.095 | 0.1 | 01/12/2012
2100041090087 | Pennant Walters (Pant Y Wal) Limited | Pant y Wal Wind Farm | Hirwaun House | 13th Avenue Hirwaun Industrial Estate | Hirwaun | Aberdare | CF44 9UL | United Kingdom | 295412.558 | 191498.856 | Grange | Grange Bsp | 66kV connection | 66 | Western Power Distribution (South Wales) plc | Wind | Onshore wind turbines | No | 0 | 70.965 | 74.7 | [12 empty] | No | Connected | 07/01/2021 | 74.7 | 44.365 | 46.7 | 0.475 | 0.5 | 07/11/2012
1160000748962 | Severn Trent Water Limited | SPONDON, Megaloughton Lane | Severn Trent Centre | 2 St John's Street | Coventry |  | CV1 2LZ | United Kingdom |  |  | WILLINGTON 132kV S STN | SPONDON B 33kV S STN | SPONDON 11kV S STN | 11 | Western Power Distribution (East Midlands) plc | Biofuel landfill gas | Gas turbine (OCGT) | No | 0 | 0.632 | 0.665 | [12 empty] | No | Connected | 07/01/2021 | 0.665 | 0.005 | 0.005 | 2.565 | 2.7 | 01/05/2004
1160001478588 | Peak Gen Power Ltd | EXPORT, PEAK GEN POWER LTD, GIELGUD WAY, COVENTRY, CV2 2SZ | Gables Lodge | 62 Kenilworth Road | Leamington Spa |  | CV32 6JX | United Kingdom | 439067.747 | 281847.111 | COVENTRY 132kV S STN | COVENTRY NORTH 33kV S STN | WALSGRAVE 33 11kV S STN | 11 | Western Power Distribution (East Midlands) plc | Other | Other | No | 0 | 5.7 | 6 | [12 empty] | No | Connected | 07/01/2021 | 6 | 5.7 | 6 | 0.114 | 0.12 | 11/01/2012
1470000117159 | South Staffordshire Water plc | Pumping Station |  | Green Lane | Walsall | West Midlands | WS2 7PD | United Kingdom | 384444.12 | 280678.57 | BISHOPS WOOD 132kV S STN | STOURPORT 132 66 33kV S STN | KINVER 33 11kV S STN | 11 | Western Power Distribution (West Midlands) plc | Other | Other | No | 0 | 0.95 | 1 | [12 empty] | No | Connected | 07/01/2021 | 1 | 0.95 | 1 | 0.665 | 0.7 | 20/08/2012
2200042141277 | Green Frog Power 214 Limited | Faraday Road STOR Generation |  | Unit 17 The Courtyard Gorsey Lane, Coleshill | Birmingham |  | B46 1JA | United Kingdom | 249865.512 | 54134.885 | Abham S.G.P. | Plymouth Bsp | 33kV connection | 33 | Western Power Distribution (South West) plc | Other | Other | No | 0 | 27.55 | 29 | [12 empty] | No | Connected | 07/01/2021 | 29 | 24.244 | 25.52 | 0.095 | 0.1 | 01/11/2012
2200041804446 | Wave Hub Limited | HAYLE HARBOUR NORTH QUAY(CA TERMINATED) | Chi Gallos | Hayle Marine Renewables Business Park North Quay | Hayle | Cornwall | TR27 4DD | United Kingdom | 155252.321 | 38186.195 | Indian Queens S.G.P. | Hayle Bsp | 33kV connection | 33 | Western Power Distribution (South West) plc | Other | Other | No | 0 | 1.9 | 2 | [12 empty] | No | Connected | 07/01/2021 | 2 | 28.5 | 30 | 1.425 | 1.5 | 01/12/2013
2100041089685 | Green Frog Power 214 Limited | Hirwaun STOR Generation |  | Unit 17 The Courtyard Gorsey Lane, Coleshill | Birmingham |  | B46 1JA | United Kingdom | 293722.263 | 206104.888 | Swansea North Grid | Hirwaun Grid | 33kV connection | 33 | Western Power Distribution (South Wales) plc | Other | Other | No | 0 | 20.155 | 21.216 | [12 empty] | No | Connected | 07/01/2021 | 21.216 | 20.672 | 21.76 | 0.095 | 0.1 | 01/10/2012
1170000113452 | Sovereign Property Partners LLP | Sovereign Property Partners LLP STOR SITE | Devonshire House | 1 Devonshire Street | London |  | W1W 5DR | United Kingdom | 479917.763 | 351086.174 | STAYTHORPE C 132kV S STN | HAWTON 33kV S STN | 33kV connection | 33 | Western Power Distribution (East Midlands) plc | Other | Other | No | 0 | 19 | 20 | [12 empty] | No | Connected | 07/01/2021 | 20 | 19 | 20 | 0.19 | 0.2 | 01/01/2013
1170000111890 | SPEP Limited | SPEP Limited STOR Site | Devonshire House | 1 Devonshire Street | London |  | W1W 5DR | United Kingdom | 525414.523 | 321280.95 | WALPOLE 132kV S STN | SPALDING CLAY LAKE 33kV S STN | 33kV connection | 33 | Western Power Distribution (East Midlands) plc | Other | Other | No | 0 | 14.25 | 15 | [12 empty] | No | Connected | 07/01/2021 | 15 | 14.25 | 15 | 0.19 | 0.2 | 01/01/2013
2100041101543 | Langstone Solar farm 2012 Ltd | Newport, Langstone Solar Farm. |  | 2 Crossways Business Centre Bicester Road, Kingswood | Aylesbury | Bucks | HP18 0RA | United Kingdom | 337018.832 | 189356.006 | Uskmouth | Newport South | Ringland Newport | 11 | Western Power Distribution (South Wales) plc | Solar | Photovoltaic | No | 0 | 2.375 | 2.5 | [12 empty] | No | Connected | 07/01/2021 | 2.5 | 2.375 | 2.5 | 0.095 | 0.1 | 01/11/2012
2100041078814 | Green Frog Power 214 Limited | Briton Ferry STOR Generation |  | Unit 17 The Courtyard Gorsey Lane, Coleshill | Birmingham |  | B46 1JA | United Kingdom | 273911.47 | 193322.676 | Swansea North Grid | Briton Ferry Grid | 33kV connection | 33 | Western Power Distribution (South Wales) plc | Other | Other | No | 0 | 20.155 | 21.216 | [12 empty] | No | Connected | 07/01/2021 | 21.216 | 20.672 | 21.76 | 0.095 | 0.1 | 30/09/2012
2200042174157 | The UNA Group Ltd | PLYMOUTH - 1 BELLIVER WAY | Airport Business Centre | 10 Thornbury Road Estover | Plymouth | Devon | PL6 7BP | United Kingdom | 250048.505 | 62422.953 | Landulph S.G.P. | Ernesettle Bsp | Southway | 11 | Western Power Distribution (South West) plc | Other | Other | Yes | 0 | 3.8 | 4 | [12 empty] | No | Connected | 07/01/2021 | 4 | 3.325 | 3.5 | 1.9 | 2 | 01/10/2012
1160001415356 | Eco2 Lincs Ltd | Sleaford Renewable Energy Plant | Rivermead House | 7 Lewis Court Grove Park | Leicester |  | LE19 1SD | United Kingdom | 508694.996 | 345976.306 | WALPOLE 132kV S STN | 132kV connection | 132kV connection | 132 | Western Power Distribution (East Midlands) plc | Biomass | Other | No | 0 | 42.75 | 45 | [12 empty] | No | Connected | 07/01/2021 | 45 | 42.75 | 45 | 2.85 | 3 | 01/05/2013
1170000112486 | FCC Environment (Lincolnshire)Ltd | Lincolnshire Energy From Waste Facility | Ground Floor West | 900 Pavilion Drive Northampton Business Park | Northampton |  | NN4 7RG | United Kingdom | 493046.409 | 367755.6 | WEST BURTON 132kV S STN | LINCOLN MAIN No 1 33kV S STN | 33kV connection | 33 | Western Power Distribution (East Midlands) plc | Waste | Other | No | 0 | 12.445 | 13.1 | [12 empty] | No | Connected | 07/01/2021 | 13.1 | 12.445 | 13.1 | 2.375 | 2.5 | 01/10/2012
1170000111260 | Siemens plc | Siemens, Teal Park, North Hykeham | Faraday House | Sir William Siemens Square Frimley | Camberley | Surrey | GU16 8QD | United Kingdom | 492629.073 | 367434.318 | WEST BURTON 132kV S STN | LINCOLN MAIN No 1 33kV S STN | DODDINGTON PARK 33 11kV S STN | 11 | Western Power Distribution (East Midlands) plc | Solar | Photovoltaic | No | 0 | 0.127 | 0.134 | [12 empty] | No | Connected | 07/01/2021 | 0.134 | 0.127 | 0.134 | 1.14 | 1.2 | 01/09/2012
1170000110610 | Grange Renewable Energy Ltd | The Grange Wind Farm |  | 1 Lumley Street | London |  | W1K 6TT | United Kingdom | 546070.233 | 319222.346 | WALPOLE 132kV S STN | SOUTH HOLLAND 33kV S STN | 33kV connection | 33 | Western Power Distribution (East Midlands) plc | Wind | Onshore wind turbines | No | 0 | 13.3 | 14 | [12 empty] | No | Connected | 07/01/2021 | 14 | 13.3 | 14 | 0.095 | 0.1 | 01/02/2013
1421584100001 | SUEZ Recycling and Recovery UK Limited | Packington Generation Station | Suez House | Grenfell Road | Maidenhead | Berkshire | SL6 1ES | United Kingdom | 421423.38 | 284720.272 | LEA MARSTON 132kV S STN | ELMDON 132kV S STN | Elmdon 132/11kVDUMMY | 11 | Western Power Distribution (West Midlands) plc | Biofuel landfill gas | Gas turbine (OCGT) | No | 0 | 8.217 | 8.65 | [12 empty] | No | Connected | 07/01/2021 | 8.65 | 8.217 | 8.65 | 0.665 | 0.7 | 08/04/1991
1170000004406 | McCain Foods (GB) Ltd | Easton |  | Havers Hill Eastfield | Scarborough | North Yorkshire | YO11 3BS | United Kingdom | 493914.172 | 326755.816 | BICKER FEN 132kV S STN | GRANTHAM 33kV S STN | EASTON 33 11kV S STN | 11 | Western Power Distribution (East Midlands) plc | Biofuel landfill gas | Gas turbine (OCGT) | No | 0 | 1.33 | 1.4 | [12 empty] | No | Connected | 07/01/2021 | 1.4 | 1.33 | 1.4 | 2.85 | 3 | 01/08/2012
2100041079047 | Cambrian Renewable Energy Limited | Bettws |  | Tricor Suite 4th Floor 50 Mark Lane | London |  | EC3R 7QR | United Kingdom | 265554.531 | 210144.053 | Swansea North Grid | 132kV connection | 132kV connection | 132 | Western Power Distribution (South Wales) plc | Wind | Onshore wind turbines | No | 0 | 32.775 | 34.5 | [12 empty] | No | Connected | 07/01/2021 | 34.5 | 35.15 | 37 | 0.475 | 0.5 | 24/09/2012
2100041080177 | Pont Andrew Limited | Pont Andrew Solar PV Farm |  | 6th Floor, 33 Holborn | London |  | EC1N 2HT | United Kingdom | 252728.721 | 210640.506 | Swansea North Grid | Trostre Grid | 33kV connection | 33 | Western Power Distribution (South Wales) plc | Solar | Photovoltaic | No | 0 | 4.75 | 5 | [12 empty] | No | Connected | 07/01/2021 | 5 | 4.75 | 5 | 0.095 | 0.1 | 31/07/2012
2200042131385 | Chantico Solar Limited | CONGRESBURY Stock Lane PV Array |  | Croft House Croft Road | Crowborough | East Sussex | TN6 1DR | United Kingdom | 344835.987 | 162351.637 | Bridgwater S.G.P. | Churchill Bsp 132kv | Congresbury | 11 | Western Power Distribution (South West) plc | Solar | Photovoltaic | No | 0 | 1.045 | 1.1 | [12 empty] | No | Connected | 07/01/2021 | 1.1 | 1.045 | 1.1 | 0.043 | 0.045 | 26/07/2012
2100041079809 | Rhymney Power Limited | Generator Section unit 48 Portmanmoor Rd Rover Way | Edwinstowe House | High Street | Edwinstowe | Nottinghamshire | NG21 9PR | United Kingdom | 320622.256 | 175674.972 | Cardiff East Grid | Rover Way Grid | Rover Way Primary | 11 | Western Power Distribution (South Wales) plc | Other | Other | No | 0 | 9.5 | 10 | [12 empty] | No | Connected | 07/01/2021 | 10 | 9.5 | 10 | 0.048 | 0.05 | 01/08/2012
2200042131232 | TGC Solar 91 Limited | Holsworthy Great Knowle Solar Farm Pyworthy |  | 6th Floor 33 Holborn | London |  | EC1N 2HT | United Kingdom | 233115.418 | 103333.799 | Alverdiscott S.G.P. | Pyworthy Bsp | Holsworthy | 11 | Western Power Distribution (South West) plc | Solar | Photovoltaic | No | 0 | 4.75 | 5 | [12 empty] | No | Connected | 07/01/2021 | 5 | 4.75 | 5 | 0.048 | 0.05 | 28/06/2012
1470000024888 | Severn Trent Water Limited | Netheridge water Treatment Works | Severn Trent Centre | 2 St John's Street | Coventry |  | CV1 2LZ | United Kingdom | 381059.219 | 215660.331 | PORT HAM 132kV S STN | CASTLE MEADS 33kV S STN | TUFFLEY 33 11kV S STN | 11 | Western Power Distribution (West Midlands) plc | Other | Other | No | 0 | 4.75 | 5 | [12 empty] | No | Connected | 07/01/2021 | 5 | 4.75 | 5 | 2.66 | 2.8 | 30/11/2012
1170000085140 | Leicester District Energy Company Ltd | St Marks Boiler House | Q3 Quorum Business Park | Benton Lane | Newcastle-Upon-Tyne |  | NE12 8EX | United Kingdom | 459425.311 | 305735.497 | ENDERBY 132kV S STN | LEICESTER NORTH 33kV S STN | LERO 33 6 6kV S STN | 6.6 | Western Power Distribution (East Midlands) plc | Other | Other | Yes | 0 | 1.52 | 1.6 | [12 empty] | No | Connected | 07/01/2021 | 1.6 | 1.52 | 1.6 | 0.095 | 0.1 | 01/12/2012
2200043163616 | Weston Area Health Trust | Weston Super Mare Hospital | Weston General Hospital | Grange Road Uphill | WESTON SUPER MARE | North Somerset | BS23 4TQ | United Kingdom | 332390.209 | 158537.629 | Seabank Sgp | Weston Bsp 132kv | Bournville | 11 | Western Power Distribution (South West) plc | Other | Other | Yes | 0 | 0.356 | 0.375 | [12 empty] | No | Connected | 07/01/2021 | 0.375 | 0.356 | 0.375 | 1.092 | 1.15 | 01/07/2012
2200042137917 | Velleda Energy Limited | HGR PIRZWELL SOLAR FARM, KENTISBEARE |  | Croft House Croft Road | Crowborough | East Sussex | TN6 1DR | United Kingdom | 307538.023 | 109698.279 | Exeter Main S.G.P. | Tiverton Bsp | Hemyock | 11 | Western Power Distribution (South West) plc | Solar | Photovoltaic | No | 0 | 1.425 | 1.5 | [12 empty] | No | Connected | 07/01/2021 | 1.5 | 1.425 | 1.5 | 0.048 | 0.05 | 01/07/2012
2200042138520 | Kirsa Solar Limited | BARTON SOLAR FARM, TIVERTON |  | Croft House Croft Road | Crowborough | East Sussex | TN6 1DR | United Kingdom | 307776.364 | 116915.339 | Exeter Main S.G.P. | Tiverton Bsp | Burlescombe | 11 | Western Power Distribution (South West) plc | Solar | Photovoltaic | No | 0 | 1.425 | 1.5 | [12 empty] | No | Connected | 07/01/2021 | 1.5 | 1.425 | 1.5 | 0.048 | 0.05 | 01/07/2012
2200042137838 | Lightsource SPV 49 Limited | WEST BRADLEY SOLAR FARM, TEMPLETON |  | 6th Floor 33 Holborn | London |  | EC1N 2HT | United Kingdom | 289602.301 | 114218.185 | Exeter Main S.G.P. | Tiverton Bsp | Tiverton Moorhayes | 11 | Western Power Distribution (South West) plc | Solar | Photovoltaic | No | 0 | 1.425 | 1.5 | [12 empty] | No | Connected | 07/01/2021 | 1.5 | 1.425 | 1.5 | 0.048 | 0.05 | 01/07/2012
2200042129526 | GPP Eastcott LLP | BUDE EASTCOTT SOLAR FARM | 2a | Chequers Court | Huntington | Cambridgeshire | PE29 3LJ | United Kingdom | 226099.925 | 116373.392 | Alverdiscott S.G.P. | Pyworthy Bsp | Morwenstow | 11 | Western Power Distribution (South West) plc | Solar | Photovoltaic | No | 0 | 4.75 | 5 | [12 empty] | No | Connected | 07/01/2021 | 5 | 4.75 | 5 | 0.237 | 0.25 | 12/06/2012
1170000083904 | BUTCHERS PET CARE LTD | UNIT 2 |  | UNIT 2 DOCKHAM WAY | CRICK |  | NN6 7TZ | United Kingdom |  |  | COVENTRY 132kV S STN | DAVENTRY 33KV S STN | CRICK 33 11kV S STN | 11 | Western Power Distribution (East Midlands) plc | Solar | Photovoltaic | No | 0 | 0.237 | 0.25 | [12 empty] | No | Connected | 07/01/2021 | 0.25 | 0.237 | 0.25 | 2.897 | 3.05 | 01/07/2012
2100041072803 | Green Frog Power 214 Limited | Waunarlwydd STOR Generation |  | Unit 17 The Courtyard Gorsey Lane, Coleshill | Birmingham |  | B46 1JA | United Kingdom | 260690.129 | 196428.538 | Swansea North Grid | Swansea North Bsp | 33kV connection | 33 | Western Power Distribution (South Wales) plc | Other | Other | No | 0 | 19.76 | 20.8 | [12 empty] | No | Connected | 07/01/2021 | 20.8 | 19 | 20 | 0.095 | 0.1 | 26/06/2012
1470000072376 | Croda Leek Ltd | Barnfield Ind Est |  | Barnfield Ind Est Barnfield Road | Leek Staffs |  | ST13 5QJ | United Kingdom | 397994.931 | 355689.074 | Cellarhead 132kV | WHITFIELD 132 33kV S STN | LEEK 33 11kV S STN | 11 | Western Power Distribution (West Midlands) plc | Other | Other | Yes | 0 | 0.57 | 0.6 | [12 empty] | No | Connected | 07/01/2021 | 0.6 | 0.285 | 0.3 | 1.235 | 1.3 | 25/05/2012
2200042128211 | Colchen Solar Limited | IVYBRIDGE LUSON FARM PV |  | Croft House Croft Road | Crowborough | East Sussex | TN6 1DR | United Kingdom | 262221.537 | 52832.042 | Abham S.G.P. | Plympton Bsp | Ivybridge | 11 | Western Power Distribution (South West) plc | Solar | Photovoltaic | No | 0 | 1.311 | 1.38 | [12 empty] | No | Connected | 07/01/2021 | 1.38 | 1.425 | 1.5 | 0.048 | 0.05 | 27/06/2012
2100041063092 | Monier Limited | Monier Redland Unit 15 Rassau Ind Est | Sussex Manor Business Park | Gatwick Road | Crawley | West Sussex | RH10 9NZ | United Kingdom | 314678.038 | 212058.093 | Rassau G.S.P. | Rassau West 132/11kv S/S | Rassau West Primary | 11 | Western Power Distribution (South Wales) plc | Wind | Onshore wind turbines | No | 0 | 0.475 | 0.5 | [12 empty] | No | Connected | 07/01/2021 | 0.5 | 0.475 | 0.5 | 1.045 | 1.1 | 22/02/2012
1427655100007 | Smurfit Kappa UK ltd | Smurfit Kappa UK Ltd |  | 3rd Floor Cunard Building Pier Head | Liverpool |  | L3 1SF | United Kingdom |  |  | NECHELLS EAST 132kV S STN | NECHELLS WEST 132 25kV S STN | Nechells West 132/25/11kVDUMMY | 11 | Western Power Distribution (West Midlands) plc | Other | Other | No | 0 | 9.629 | 10.136 | [12 empty] | No | Connected | 07/01/2021 | 10.136 | 6.304 | 6.636 | 9.5 | 10 | 02/02/1985
1170000075912 | Dynex Semiconductor Ltd | Doddington Road |  | Doddington Road Lincoln | Lincs |  | LN6 3LF | United Kingdom | 492893.276 | 368522.279 | WEST BURTON 132kV S STN | LINCOLN MAIN No 1 33kV S STN | DODDINGTON PARK 33 11kV S STN | 11 | Western Power Distribution (East Midlands) plc | Solar | Photovoltaic | No | 0 | 0.088 | 0.09216 | [12 empty] | No | Connected | 07/01/2021 | 0.09216 | 0.044 | 0.046 | 3.61 | 3.8 | 01/06/2012
2200042076706 | KS SPV 12 Limited | LAUNCESTON Grange Farm Boyton | 2nd Floor | 2 City Place Beehive Ring Road | Gatwick | West Sussex | RH6 0PA | United Kingdom | 229046.681 | 93007.183 | Alverdiscott S.G.P. | Pyworthy Bsp | East Curry | 11 | Western Power Distribution (South West) plc | Solar | Photovoltaic | No | 0 | 4.655 | 4.9 | [12 empty] | No | Connected | 07/01/2021 | 4.9 | 4.655 | 4.9 | 0.048 | 0.05 | 14/03/2012
2200042093720 | University Hospital Bristol Foundation Trust | BRISTOL COTHAM INTAKE BRISTOL ROYAL INFORMARY | Trust Headquarters | Marlborough Street | BRISTOL |  | BS1 3NU | United Kingdom |  |  | Iron Acton S.G.P. | Lockleaze Bsp 132kv | Cotham Primary | 11 | Western Power Distribution (South West) plc | Other | Other | Yes | 0 | 10.688 | 11.25 | [12 empty] | No | Connected | 07/01/2021 | 11.25 | 5.13 | 5.4 | 7.03 | 7.4 | 01/06/2012
1470000061755 | Cory Environmental (Central) Limited | Highfields South Landfill site |  | 2 Coldbath Square | London |  | EC1R 5HL | United Kingdom | 404337.312 | 302691.514 | BUSTLEHOLM 132kV S STN | RUSHALL 132kV S STN | Rushall 132/11kVDUMMY | 11 | Western Power Distribution (West Midlands) plc | Biofuel landfill gas | Gas turbine (OCGT) | No | 0 | 2.09 | 2.2 | [12 empty] | No | Connected | 07/01/2021 | 2.2 | 2.09 | 2.2 | 0.048 | 0.05 | 14/09/2012
2200042108289 | Bodmin Solar Limited | BODINIAL LOWER BODINIAL FARM |  | 16 Old Bailey | London |  | EC4M 7EG | United Kingdom | 206051.828 | 68573.988 | Indian Queens S.G.P. | St Tudy Bsp | 33kV connection | 33 | Western Power Distribution (South West) plc | Solar | Photovoltaic | No | 0 | 4.75 | 5 | [12 empty] | No | Connected | 07/01/2021 | 5 | 4.75 | 5 | 0.028 | 0.03 | 01/06/2012
1170000059186 | Bilsthorpe Wind Farm Ltd | Bilsthorpe Wind Farm |  | 1 Kingsway | London |  | WC2B 6AN | United Kingdom |  |  | CHESTERFIELD 132kV S STN | CLIPSTONE 33kV S STN | 33kV connection | 33 | Western Power Distribution (East Midlands) plc | Wind | Onshore wind turbines | No | 0 | 9.737 | 10.25 | [12 empty] | No | Connected | 07/01/2021 | 10.25 | 10.032 | 10.56 | 0.475 | 0.5 | 01/10/2012
1460001391113 | Longma Clean Energy Ltd | Thorn Business Park | Unit 5b | Thorn Business Park | Rotherwas | Hereford | HR2 6JT | United Kingdom | 352692.903 | 238334.571 | BISHOPS WOOD 132kV S STN | HEREFORD 66kV S STN | HEREFORD SOUTH 66 11kV S STN | 11 | Western Power Distribution (West Midlands) plc | Biomass | Other | No | 0 | 3.99 | 4.2 | [12 empty] | No | Connected | 07/01/2021 | 4.2 | 3.99 | 4.2 | 0.048 | 0.05 | 20/10/2006
2100041063669 | Mynydd Wind Farm LLP | Mynydd Portref Wind Farm |  | Glebe Barn Great Barrington | Burford | Oxon | OX18 4US | United Kingdom | 299065.974 | 185933.96 | Upper Boat | Upper Boat Bsp | 33kV connection | 33 | Western Power Distribution (South Wales) plc | Wind | Onshore wind turbines | No | 0 | 8.882 | 9.35 | [12 empty] | No | Connected | 07/01/2021 | 9.35 | 9.5 | 10 | 0.142 | 0.15 | 05/04/2012
1170000037448 | Cummins Business Services | Cummins Generator Technologies, Barnack Road | Quayside | Dunedin House Columbia Drive | Stockton-On-Tees |  | TS17 6BJ | United Kingdom | 503825.14 | 306989.615 | WALPOLE 132kV S STN | STAMFORD 33kV S STN | STAMFORD 11kV S STN |  | Western Power Distribution (East Midlands) plc | Other | Other | No | 0 | 0.095 | 0.1 | [12 empty] | No | Connected | 07/01/2021 | 0.1 | 0.048 | 0.05 | 2.09 | 2.2 | 07/05/2010
1170000117980 | Yelvertoft Wind Farm Ltd | Yelvertoft Wind Farm |  | 37-39 Kew Foot Road | Richmond | Surrey | TW9 2SS | United Kingdom | 457750.96 | 274721.726 | COVENTRY 132kV S STN | DAVENTRY 33KV S STN | 33kV connection | 33 | Western Power Distribution (East Midlands) plc | Wind | Onshore wind turbines | No | 0 | 15.58 | 16.4 | [12 empty] | No | Connected | 07/01/2021 | 16.4 | 15.58 | 16.4 | 0.285 | 0.3 | 15/10/2012
1160001457408 | Swinford Windfarm | Swinford Windfarm | Abbey Warehouse | Abbey Slip | Penzance | Cornwall | TR18 4AR | United Kingdom |  |  | COVENTRY 132kV S STN | PAILTON 33KV S STN | 33kV connection | 33 | Western Power Distribution (East Midlands) plc | Wind | Onshore wind turbines | No | 0 | 20.9 | 22 | [12 empty] | No | Connected | 07/01/2021 | 22 | 20.9 | 22 | 0.456 | 0.48 | 01/08/2012
1170000048403 | Alkane Energy UK Limited | Former Gedling Colliery | First Floor | 500 Pavilion Drive Northampton Business Park | Northampton |  | NN4 7YJ | United Kingdom | 461182.231 | 343897.958 | Stoke Bardolph 132kv | NOTTINGHAM EAST 33kV S STN | GEDLING 33 11kV S STN | 11 | Western Power Distribution (East Midlands) plc | Other | Other | No | 0 | 2.945 | 3.1 | [12 empty] | No | Connected | 07/01/2021 | 3.1 | 2.945 | 3.1 | 0.048 | 0.05 | 31/05/2012
2200042013316 | Michco 1204 Limited | STREET PARK WOOD PV FARM | Admiralty House | Mount Wise Crescent | Plymouth | Devon | PL6 5HQ | United Kingdom | 352772.595 | 134063.466 | Bridgwater S.G.P. | Street Bsp | Millfield | 11 | Western Power Distribution (South West) plc | Solar | Photovoltaic | No | 0 | 4.764 | 5.015 | [12 empty] | No | Connected | 07/01/2021 | 5.015 | 4.712 | 4.96 | 0.048 | 0.05 | 26/09/2011
2200042013273 | Michco 1204 Limited | STREET HIGHER HILL PV FARM | Admiralty House | Mount Wise Crescent | Plymouth | Devon | PL6 5HQ | United Kingdom | 351292.041 | 131470.189 | Bridgwater S.G.P. | Street Bsp | Millfield | 11 | Western Power Distribution (South West) plc | Solar | Photovoltaic | No | 0 | 4.764 | 5.015 | [12 empty] | No | Connected | 07/01/2021 | 5.015 | 4.712 | 4.96 | 0.048 | 0.05 | 26/09/2011
1160001324220 | Power On Connections | A5/M1 Link |  | Dovecote Court Potters Marston Hall | Leicestershire |  | LE9 3JR | United Kingdom | 456937.048 | 272968.248 | COVENTRY 132kV S STN | DAVENTRY 33KV S STN | CRICK 33 11kV S STN | 11 | Western Power Distribution (East Midlands) plc | Wind | Onshore wind turbines | No | 0 | 1.758 | 1.85 | [12 empty] | No | Connected | 07/01/2021 | 1.85 | 1.758 | 1.85 | 1.758 | 1.85 | 17/02/2011
1100770683377 | Bambers Wind Park Ltd | Bambers Farm, Mile End Lane |  | Bambers Farm Mile End Lane Mablethorpe | Lincolnshire |  | LN12 2QW | United Kingdom |  |  | BICKER FEN 132kV S STN | SKEGNESS 33kV S STN | 33kV connection | 33 | Western Power Distribution (East Midlands) plc | Wind | Onshore wind turbines | No | 0 | 9.12 | 9.6 | [12 empty] | No | Connected | 07/01/2021 | 9.6 | 9.12 | 9.6 | 0.095 | 0.1 | 04/10/2004
1100770964035 | Erin Landfill | Markham Lane |  | Markham Lane Duckmanton | Chesterfield |  |  | United Kingdom | 444881.709 | 373136.796 | CHESTERFIELD 132kV S STN | CHESTERFIELD 33kV S STN | Bolsover 11kV S Stn | 11 | Western Power Distribution (East Midlands) plc | Biofuel landfill gas | Gas turbine (OCGT) | No | 0 | 2.66 | 2.8 | [12 empty] | No | Connected | 07/01/2021 | 2.8 | 2.66 | 2.8 | 0.199 | 0.21 | 25/07/2005
1100770695674 | SUEZ Recycling and Recovery UK Limited | Narborough Landfill Site, Huncote Road | Suez House | Grenfell Road | Maidenhead | Berkshire | SL6 1ES | United Kingdom | 452564.35 | 297361.459 | ENDERBY 132kV S STN | WIGSTON 33KV S STN | ALLIANCE AND LEICESTER 33 11kV S STN | 11 | Western Power Distribution (East Midlands) plc | Biofuel landfill gas | Gas turbine (OCGT) | No | 0 | 1.377 | 1.45 | [12 empty] | No | Connected | 07/01/2021 | 1.45 | 1.377 | 1.45 | 0.048 | 0.05 | 20/03/2006
1100050222604 | Coventry and Solihull Waste Disposal Company Ltd ( | Bar Road | [5 empty] | United Kingdom | 434750.772 | 277661.619 | COVENTRY 132kV S STN | WHITLEY 33kV S STN | 33kV connection | 33 | Western Power Distribution (East Midlands) plc | Biofuel landfill gas | Gas turbine (OCGT) | No | 0 | 12.35 | 13 | [12 empty] | No | Connected | 07/01/2021 | 13 | 12.35 | 13 | 2.565 | 2.7 | 01/04/2002
1100770104693 | Infinis Ltd | Weldon landfill Site, ketttering Road | First Floor | 500 Pavilion Drive Northampton Business Park | Northampton |  | NN4 7YJ | United Kingdom | 492354.374 | 288589.028 | GRENDON 132kV S STN | CORBY No2 33kV S STN | 33kV connection | 33 | Western Power Distribution (East Midlands) plc | Biofuel landfill gas | Gas turbine (OCGT) | No | 0 | 4.18 | 4.4 | [12 empty] | No | Connected | 07/01/2021 | 4.4 | 4.18 | 4.4 | 0.114 | 0.12 | 01/05/2003
1130000014463 | WRG WTE LTD | CALVERT LANDFILL SITE |  | GROUND FLOOR WEST 700 PAVILION DRIVE | NORTHAMPTON BUSINESS PARK | NORTHAMPTON | NN4 7RG | United Kingdom |  |  | EAST CLAYDON 132KV S STN | STONY STRATFORD 33kV S STN | 33kV connection | 33 | Western Power Distribution (East Midlands) plc | Biofuel landfill gas | Gas turbine (OCGT) | No | 0 | 17.016 | 17.912 | [12 empty] | No | Connected | 07/01/2021 | 17.912 | 14.25 | 15 | 0.95 | 1 | 01/11/2004
1100770027124 | SUMMERLEAZE RE-GENERATION LTD | LING HALL LANDFILL SITE PHASE 2 |  | 7 SUMMERLEAZE ROAD Maidenhead | Berkshire |  | SL6 8SP | United Kingdom | 445002.238 | 273419.33 | COVENTRY 132kV S STN | RUGBY 33kV S STN | LAWFORD 33 11kV S STN | 11 | Western Power Distribution (East Midlands) plc | Biofuel landfill gas | Gas turbine (OCGT) | No | 0 | 0.95 | 1 | [12 empty] | No | Connected | 07/01/2021 | 1 | 0.95 | 1 | 0.057 | 0.06 | 22/01/2009
1100050655242 | United utilities Green Energy Ltd | Landfill Site, Palterton Rd |  | 11th Floor Oakland House Talbot Road Manchester |  |  | M16 0HQ | United Kingdom | 446110.988 | 367169.278 | CHESTERFIELD 132kV S STN | CHESTERFIELD 33kV S STN | GRASSMOOR 33 11kV S STN | 11 | Western Power Distribution (East Midlands) plc | Biofuel landfill gas | Gas turbine (OCGT) | No | 0 | 1.235 | 1.3 | [12 empty] | No | Connected | 07/01/2021 | 1.3 | 1.235 | 1.3 | 0.095 | 0.1 | 30/09/2000
1130000082055 | Insulated Structures Ltd | Tupton Close |  | Tupton Close Holmewood | Derbyshire |  |  | United Kingdom | 442736.741 | 366673.684 | CHESTERFIELD 132kV S STN | CHESTERFIELD 33kV S STN | GRASSMOOR 33 11kV S STN | 11 | Western Power Distribution (East Midlands) plc | Other | Other | No | 0 | 0.304 | 0.32 | [12 empty] | No | Connected | 07/01/2021 | 0.32 | 2.09 | 2.2 | 2.09 | 2.2 | 20/07/2011
1100050449520 | SUMMERLEAZE RE-GENERATION LTD | LING HALL LANDFILL SITE |  | 7 SUMMERLEAZE ROAD MAIDENHEAD | BERKSHIRE |  | SL6 8SP | United Kingdom | 444824.977 | 273132.414 | BERKSWELL 132kV S STN | WARWICK 33kV S STN | PRINCETHORPE 33 11kV S STN | 11 | Western Power Distribution (East Midlands) plc | Other | Other | No | 0 | 0.95 | 1 | [12 empty] | No | Connected | 07/01/2021 | 1 | 0.95 | 1 | 0 | 0 | 15/08/2005
1100050222890 | Anglian Water Services Ltd | Sewage Works Washingborough Road Canwick | Lancaster House | Lancaster Way Ermine Business Park | Huntingdon | Cambridge | PE29 6XU | United Kingdom | 499790.787 | 370373.993 | WEST BURTON 132kV S STN | LINCOLN LOCAL 132kV S STN | LINCOLN No 2 11kV S STN | 11 | Western Power Distribution (East Midlands) plc | Other | Other | No | 0 | 2.859 | 3.01 | [12 empty] | No | Connected | 07/01/2021 | 3.01 | 2.859 | 3.01 | 1.425 | 1.5 | 01/10/1997
1100050222739 | Environment Agency Head Office | Pitsford WTW | Horizon House | Deanery Road | BRISTOL |  | BS1 5AH | United Kingdom | 475794.375 | 268594.968 | GRENDON 132kV S STN | NORTHAMPTON WEST 33kV S STN | CHAPEL BRAMPTON 33 11kV S STN | 11 | Western Power Distribution (East Midlands) plc | Biofuel landfill gas | Gas turbine (OCGT) | No | 0 | 0.95 | 1 | [12 empty] | No | Connected | 07/01/2021 | 1 | 0.95 | 1 | 0.38 | 0.4 | 01/10/2004
1100050222491 | Biogeneration Ltd | BIFFA WASTE SERVICES LTD |  | Welford Landfill Site Welford | Northamptonshire |  |  | United Kingdom | 466366.687 | 277919.586 | COVENTRY 132kV S STN | DAVENTRY 33KV S STN | WEST HADDON 33 11kV S STN | 11 | Western Power Distribution (East Midlands) plc | Biofuel landfill gas | Gas turbine (OCGT) | No | 0 | 1.852 | 1.95 | [12 empty] | No | Connected | 07/01/2021 | 1.95 | 1.852 | 1.95 | 0.038 | 0.04 | 25/07/1996
1100770561679 | Lincoln & Louth NHS Trust | Lincoln County Hospital Greetwell Lane |  | Lincoln County Hospital Greetwell Lane Lincoln | Lincolnshire |  | LN2 5QY | United Kingdom | 498808.549 | 371812.602 | WEST BURTON 132kV S STN | LINCOLN LOCAL 132kV S STN | LINCOLN No 2 11kV S STN | 11 | Western Power Distribution (East Midlands) plc | Other | Other | Yes | 0 | 1.33 | 1.4 | [12 empty] | No | Connected | 07/01/2021 | 1.4 | 1.33 | 1.4 | 1.9 | 2 | 01/11/2003
1100770274020 | Suez Recycling & Recovery UK Limited | Lount Landfill Site, Nottingham Road |  | Suez House Grenfell Road | Maidenhead | Berkshire | SL6 1ES | United Kingdom | 438055.931 | 318654.499 | ENDERBY 132kV S STN | COALVILLE 33KV S STN | WORTHINGTON 33 11kV S STN | 11 | Western Power Distribution (East Midlands) plc | Biofuel landfill gas | Gas turbine (OCGT) | No | 0 | 1.045 | 1.1 | [12 empty] | No | Connected | 07/01/2021 | 1.1 | 1.045 | 1.1 | 0.038 | 0.04 | 01/06/2003
1100050222376 | Infinis Ltd | BRADGATE QUARRY | First Floor | 500 Pavilion Drive Northampton Business Park | Northampton |  | NN4 7YJ | United Kingdom | 451270.182 | 308566.02 | ENDERBY 132kV S STN | COALVILLE 33KV S STN | DESFORD 33 11kV S STN | 11 | Western Power Distribution (East Midlands) plc | Biofuel landfill gas | Gas turbine (OCGT) | No | 0 | 2.375 | 2.5 | [12 empty] | No | Connected | 07/01/2021 | 2.5 | 2.375 | 2.5 | 0.095 | 0.1 | 07/12/2000
1100050319964 | SUMMERLEAZE RE-GENERATION LTD | Marchington Landfill Site Moreton Lane |  | 7 SUMMERLEAZE ROAD MAIDENHEAD | BERKSHIRE |  | SL6 8SP | United Kingdom | 414395.566 | 329539.439 | WILLINGTON 132kV S STN | UTTOXETER 33kV S STN | MARCHINGTON 33 11kV S STN | 11 | Western Power Distribution (East Midlands) plc | Biofuel landfill gas | Gas turbine (OCGT) | No | 0 | 0.95 | 1 | [12 empty] | No | Connected | 07/01/2021 | 1 | 0.95 | 1 | 0.076 | 0.08 | 01/09/1999
1160001466156 | SEVERN TRENT WATER LTD | Water Supply Booster Stn High Peak Junct | 2297 | Coventry Road | Birmingham |  | B26 3PU | United Kingdom |  |  | CHESTERFIELD 132kV S STN | ALFRETON 33kV S STN | AMBERGATE 33 11kV S STN | 11 | Western Power Distribution (East Midlands) plc | Other | Other | No | 0 | 0 | 0 | [12 empty] | No | Connected | 07/01/2021 | 0 | 0.346 | 0.364 | 1.71 | 1.8 | N/A
1100050222701 | Prosper De Mulder & Sons Ltd | Mancetter Road |  | Mancetter Road Hartshill Nuneaton | Warwickshire |  | CV10 0TA | United Kingdom | 433209.228 | 295051 | COVENTRY 132kV S STN | NUNEATON 33kV S STN | WHITTLEFORD 33 11kV S STN | 11 | Western Power Distribution (East Midlands) plc | Other | Other | Yes | 0 | 2.755 | 2.9 | [12 empty] | No | Connected | 07/01/2021 | 2.9 | 2.755 | 2.9 | 3.04 | 3.2 | 01/12/1998
1100050222872 | Anglian Water Services Ltd | INGOLDMILLS SEWAGE WORKS |  | Energy Management Henderson House Lanc Huntingdon |  |  | PE29 6XQ | United Kingdom | 555917.239 | 367654.45 | BICKER FEN 132kV S STN | SKEGNESS 33kV S STN | INGOLDMELLS 33 11kV S STN | 11 | Western Power Distribution (East Midlands) plc | Biofuel landfill gas | Gas turbine (OCGT) | No | 0 | 1.615 | 1.7 | [12 empty] | No | Connected | 07/01/2021 | 1.7 | 1.615 | 1.7 | 0.95 | 1 | 01/10/2004
1100050222924 | Hales Waste Control | KILSBY LANDFILL |  | Kilsby Landfill Site Grove Farm Kilsby | Northamptonshire |  |  | United Kingdom | 456774.808 | 269486.93 | COVENTRY 132kV S STN | DAVENTRY 33KV S STN | WELTON 33 11kV S STN | 11 | Western Power Distribution (East Midlands) plc | Biofuel landfill gas | Gas turbine (OCGT) | No | 0 | 1.995 | 2.1 | [12 empty] | No | Connected | 07/01/2021 | 2.1 | 1.995 | 2.1 | 0.085 | 0.09 | 09/02/2011
1100770675915 | Dorkett Head Landfill Site | Dorket Head, Lime Lane, |  | Dorket Head Lime Lane Arnold | Nottingham |  | NG5 8PZ | United Kingdom | 459344.007 | 347500.043 | Stoke Bardolph 132kv | NOTTINGHAM EAST 33kV S STN | ARNOLD 33 11kV S STN | 11 | Western Power Distribution (East Midlands) plc | Biofuel landfill gas | Gas turbine (OCGT) | No | 0 | 2.28 | 2.4 | [12 empty] | No | Connected | 07/01/2021 | 2.4 | 2.28 | 2.4 | 1.615 | 1.7 | 12/07/2004
1100050222687 | Candecca Resources Ltd | Welton Gathering Centre Sudbrooke |  | High Street Saxilby Lincoln | Lincolnshire |  | LN1 2JQ | United Kingdom | 504481.722 | 374752.643 | WEST BURTON 132kV S STN | LINCOLN MAIN No 1 33kV S STN | FISKERTON 33 11kV S STN | 11 | Western Power Distribution (East Midlands) plc | Biofuel landfill gas | Gas turbine (OCGT) | No | 0 | 2.375 | 2.5 | [12 empty] | No | Connected | 07/01/2021 | 2.5 | 2.375 | 2.5 | 1.425 | 1.5 | 01/10/2003
1100050232505 | Biffa Waste Services Ltd | Wilnecote Landfill Site Rush Lane Dosthi |  | Wilnecote Landfill Site Rush Lane Dosthi Tamworth |  |  |  | United Kingdom | 421858.928 | 299604.465 | LEA MARSTON 132kV S STN | TAMWORTH 33kV S STN | TAMWORTH GRID 11kV S STN | 11 | Western Power Distribution (East Midlands) plc | Biofuel landfill gas | Gas turbine (OCGT) | No | 0 | 1.995 | 2.1 | [12 empty] | No | Connected | 07/01/2021 | 2.1 | 1.995 | 2.1 | 0.057 | 0.06 | 09/09/2000
1100050222464 | The Boots Company plc | Thane Road Beeston |  | 1 Thane Road West | NOTTINGHAM |  | NG2 3AA | United Kingdom | 454679.582 | 336598.075 | RATCLIFFE ON SOAR 132kV S STN | NOTTINGHAM 33kV S STN | BOOTS 33 11kV S STN | 11 | Western Power Distribution (East Midlands) plc | Other | Other | No | 0 | 26.22 | 27.6 | [12 empty] | No | Connected | 07/01/2021 | 27.6 | 13.11 | 13.8 | 8.55 | 9 | 01/01/1996
1100050653013 | Anglian Water Services Ltd | Water Treatment Work, Spalding Road, Su |  | Anglian house Ambury Road Huntingdon |  |  |  | United Kingdom | 527425.502 | 335219.162 | WALPOLE 132kV S STN | BOSTON 33kV S STN | KIRTON 33 11kV S STN | 11 | Western Power Distribution (East Midlands) plc | Biofuel landfill gas | Gas turbine (OCGT) | No | 0 | 0.95 | 1 | [12 empty] | No | Connected | 07/01/2021 | 1 | 0.95 | 1 | 0.38 | 0.4 | 01/10/2004
1100050222552 | ABR Foods | 22 SALLOW ROAD |  | 22 Sallow Road Weldon North Ind Est CORBY | Northamptonshire |  |  | United Kingdom |  |  | GRENDON 132kV S STN | CORBY No2 33kV S STN | 33kV connection | 33 | Western Power Distribution (East Midlands) plc | Other | Other | Yes | 0 | 10.925 | 11.5 | [12 empty] | No | Connected | 07/01/2021 | 11.5 | 10.925 | 11.5 | 9.5 | 10 | 10/01/2001
1100050223209 | Alstom Gas Turbines Ltd | Ruston Works Waterside South |  | Waterside South Lincoln | Lincolnshire |  | LN2 5DJ | United Kingdom | 498103.959 | 370935.454 | WEST BURTON 132kV S STN | LINCOLN LOCAL 132kV S STN | LINCOLN No 2 11kV S STN | 11 | Western Power Distribution (East Midlands) plc | Other | Other | No | 0 | 2.375 | 2.5 | [12 empty] | No | Connected | 07/01/2021 | 2.5 | 2.375 | 2.5 | 1.615 | 1.7 | 10/01/2001
1160001483115 | HOARE LEA CONSULTING ENGINEERS | DERBY CITY COUNCIL |  | 6TH FLOOR WEST 54 HAGLEY ROAD | EDGBASTON | BIRMINGHAM | B16 8PE | United Kingdom | 435447.673 | 336273.259 | WILLINGTON 132kV S STN | DERBY 132kV S STN | DERBY 11kV S STN | 11 | Western Power Distribution (East Midlands) plc | Wind | Onshore wind turbines | No | 0 | 0.237 | 0.25 | [12 empty] | No | Connected | 07/01/2021 | 0.25 | 0.237 | 0.25 | 1.71 | 1.8 | 01/11/2013
1100050219202 | United Utilities Green Energy Ltd | Sutton Landfill Site, Huthwaite road | [5 empty] | United Kingdom | 447788.812 | 358751.203 | CHESTERFIELD 132kV S STN | ANNESLEY 33kV S STN | HUTHWAITE 33 11kV S STN | 11 | Western Power Distribution (East Midlands) plc | Biofuel landfill gas | Gas turbine (OCGT) | No | 0 | 2.85 | 3 | [12 empty] | No | Connected | 07/01/2021 | 3 | 2.85 | 3 | 0.048 | 0.05 | 11/01/2002
1160001236256 | Anglian Water Services Ltd | BEANFIELD PUMP STATION | Lancaster House | Lancaster Way Ermine Business Park | Huntingdon | Cambridge | PE29 6XU | United Kingdom | 486008.635 | 288606.651 | GRENDON 132kV S STN | CORBY No2 33kV S STN | HAZELWOOD 33 11kV S STN | 11 | Western Power Distribution (East Midlands) plc | Other | Other | No | 0 | 0.475 | 0.5 | [12 empty] | No | Connected | 07/01/2021 | 0.5 | 0.475 | 0.5 | 1.425 | 1.5 | 30/06/2010
1160000219240 | Anglian Water Services Ltd | ISE VALLEY PUMPING S |  | ISE VALLEY TERMINAL PUMPING STATION IRTHLINGBOROUGH ROAD | WELLINGBOROUGH |  |  | United Kingdom | 490876.998 | 268288.637 | GRENDON 132kV S STN | WELLINGBOROUGH 33kV S STN | LITTLE IRCHESTER 33 11kV S STN | 11 | Western Power Distribution (East Midlands) plc | Biofuel landfill gas | Gas turbine (OCGT) | No | 0 | 1.425 | 1.5 | [12 empty] | No | Connected | 07/01/2021 | 1.5 | 1.425 | 1.5 | 2.28 | 2.4 | 02/02/2007
1100050525144 | COVENTRY & SOLIHULL WASTE DISPOSAL CO LTD | IMPORT COVENTRY WDP |  | BAR ROAD COVENTRY | WARWICKSHIRE |  | CV3 4AN | United Kingdom | 434672.697 | 277640.465 | COVENTRY 132kV S STN | WHITLEY 33kV S STN | WHITLEY 11kV S STN | 11 | Western Power Distribution (East Midlands) plc | Biofuel landfill gas | Gas turbine (OCGT) | No | 0 | 5.7 | 6 | [12 empty] | No | Connected | 07/01/2021 | 6 | 5.7 | 6 | 0.475 | 0.5 | 01/07/2000
1160001324239 | Tesco Stores Limited | ELDON WALL INDUSTRIAL ESTATE | Tesco House | Shire Park Kestrel Way | Welwyn Garden City |  | AL7 1GA | United Kingdom | 457205.642 | 273378.224 | COVENTRY 132kV S STN | DAVENTRY 33KV S STN | CRICK 33 11kV S STN | 11 | Western Power Distribution (East Midlands) plc | Other | Other | No | 0 | 3.325 | 3.5 | [12 empty] | No | Connected | 07/01/2021 | 3.5 | 3.325 | 3.5 | 3.23 | 3.4 | 04/06/2010
1130000029619 | Network Rail Limited | NETWORK RAIL INFASTRUCTURE |  | 1 Eversholt Street | London |  | NW1 2DN | United Kingdom | 421334.729 | 304406.341 | LEA MARSTON 132kV S STN | TAMWORTH TOWN 132kV S STN | TAMWORTH TOWN 11kV S STN | 11 | Western Power Distribution (East Midlands) plc | Other | Other | No | 0 | 0.95 | 1 | [12 empty] | No | Connected | 07/01/2021 | 1 | 0.95 | 1 | 10.735 | 11.3 | 06/07/2011
1460002258671 | Swancote Energy Limited | SWANCOTE FARM GENERATION |  | 37a Birmingham New Road | Wolverhampton |  | WV4 6BL | United Kingdom | 374506.186 | 293648.139 | IRONBRIDGE 132kV S STN | IRONBRIDGE 132 33kV S STN | 33kV connection | 33 | Western Power Distribution (West Midlands) plc | Other | Other | No | 0 | 2.242 | 2.36 | [12 empty] | No | Connected | 07/01/2021 | 2.36 | 2.242 | 2.36 | 0.095 | 0.1 | 19/12/2011
1460002246268 | Sterling Group plc | TUPSLEY COURT |  | Atlantic Street Broadheath | Altringham | Cheshire | WA14 5FY | United Kingdom | 355290.932 | 238724.245 | BISHOPS WOOD 132kV S STN | HEREFORD 66kV S STN | HEREFORD SOUTH 66 11kV S STN | 11 | Western Power Distribution (West Midlands) plc | Other | Other | No | 0 | 1.482 | 1.56 | [12 empty] | No | Connected | 07/01/2021 | 1.56 | 1.482 | 1.56 | 0.665 | 0.7 | 26/10/2011
1460002175519 | Biffa Waste Services Limited | BIFFA GENERATION 2 IMPORT |  | Coronation Road Cressex | High Wycombe | Bucks | HP12 3TZ | United Kingdom | 399151.068 | 309771.722 | RUGELEY 132kV S STN | CANNOCK 132kV S STN | Cannock 132/11kV | 11 | Western Power Distribution (West Midlands) plc | Biofuel landfill gas | Gas turbine (OCGT) | No | 0 | 3.8 | 4 | [12 empty] | No | Connected | 07/01/2021 | 4 | 3.8 | 4 | 1.71 | 1.8 | 15/06/2011
1460002175500 | UK POWER SOLUTIONS | BIFFA GENERATION 1 IMPORT |  | BIFFA GENERATION 1 IMPORT EASTERN WAY | CANNOCK |  | WS11 | United Kingdom | 399155.925 | 309766.064 | RUGELEY 132kV S STN | CANNOCK 132kV S STN | Cannock 132/11kV | 11 | Western Power Distribution (West Midlands) plc | Biofuel landfill gas | Gas turbine (OCGT) | No | 0 | 1.9 | 2 | [12 empty] | No | Connected | 07/01/2021 | 2 | 1.9 | 2 | 0.171 | 0.18 | 15/06/2011
1460002173984 | CLP Envirogas | Walleys Quarry Landfill Site | Unit 14/15 Queensbrook | Spa Road Bolton Technology Exchange | Bolton |  | BL1 4AY | United Kingdom | 383198.825 | 345745.171 | Cellarhead 132kV | NEWCASTLE 132kV S STN | Newcastle 132/11kVDUMMY | 11 | Western Power Distribution (West Midlands) plc | Biofuel landfill gas | Gas turbine (OCGT) | No | 0 | 1.9 | 2 | [12 empty] | No | Connected | 07/01/2021 | 2 | 1.9 | 2 | 0.048 | 0.05 | 01/06/2012
1460002026765 | Lower Reule Bioenergy Ltd | LOWER REULE FARM |  | LOWER REULE FARM GNOSALL | NR STAFFORD |  | ST20 0BG | United Kingdom | 383753.152 | 319621.432 | Cellarhead 132kV | MEAFORD C 132kV S STN | GNOSALL 33 11kV S STN | 11 | Western Power Distribution (West Midlands) plc | Biofuel landfill gas | Gas turbine (OCGT) | No | 0 | 1.33 | 1.4 | [12 empty] | No | Connected | 07/01/2021 | 1.4 | 1.33 | 1.4 | 0.095 | 0.1 | 25/02/2010
1430000060445 | Aston University | METER PANEL A SECTION A |  | Aston Triangle | Birmingham | West Midlands | B4 7ET | United Kingdom |  |  | NECHELLS EAST 132kV S STN | SUMMER LANE 132kV S STN | Hockley 132/11kv | 11 | Western Power Distribution (West Midlands) plc | Wind | Onshore wind turbines | No | 0 | 0.002 | 0.0017 | [12 empty] | No | Connected | 07/01/2021 | 0.0017 | 6.175 | 6.5 | 6.175 | 6.5 | 22/03/2013
1460001963959 | INFINIS REGEN PLC | HEMPSTEAD LANDFILL- EXPORT MPAN |  | 500 PAVILLION DRIVE NORTHAMPTON BUSINESS PARK | NORTHAMPTON | NORTHAMPTONSHIRE | NN4 7YJ | United Kingdom | 381113.702 | 217931.379 | PORT HAM 132kV S STN | CASTLE MEADS 33kV S STN | COMMERCIAL RD 33 11kV S STN | 11 | Western Power Distribution (West Midlands) plc | Biofuel landfill gas | Gas turbine (OCGT) | No | 0 | 1.662 | 1.75 | [12 empty] | No | Connected | 07/01/2021 | 1.75 | 1.662 | 1.75 | 0.057 | 0.06 | 25/06/2009
1460001548811 | FLORENCE GENERATING SITE | IMPORT SUPPLY |  | COCKNAGE ROAD LONGTON | STOKE |  |  | United Kingdom | 391330.491 | 341518.799 | Cellarhead 132kV | LONGTON 33kV S STN | Longton 132/33/11kV | 11 | Western Power Distribution (West Midlands) plc | Biofuel landfill gas | Gas turbine (OCGT) | No | 0 | 2.945 | 3.1 | [12 empty] | No | Connected | 07/01/2021 | 3.1 | 2.945 | 3.1 | 0.237 | 0.25 | 19/02/2010
1460001526998 | EDINA UK LTD |  |  | UNIT 12 & 13 RUGBY PARK STOCKPORT |  |  | SK4 3EJ | United Kingdom | 393926.749 | 227576.804 | PORT HAM 132kV S STN | CHELTENHAM 66kV S STN | BISHOPS CLEEVE 66 11kV S STN | 11 | Western Power Distribution (West Midlands) plc | Other | Other | No | 0 | 0 | 0 | [12 empty] | No | Connected | 07/01/2021 | 0 | 1.14 | 1.2 | 0 | 0 | N/A
1460001500484 | Riverside Hydro Limited | ECCLESHALL BIOMASS LTD | 3rd Floor | 34 St James Street | Londond |  | SW1A 1HD | United Kingdom |  |  | Cellarhead 132kV | MEAFORD C 132kV S STN | ECCLESHALL PRIMARY 33 11kV S STN | 11 | Western Power Distribution (West Midlands) plc | Biofuel landfill gas | Gas turbine (OCGT) | No | 0 | 2.565 | 2.7 | [12 empty] | No | Connected | 07/01/2021 | 2.7 | 2.565 | 2.7 | 0.475 | 0.5 | 30/08/2007
1460001479691 | NATURAL POWER LIMITED | LANDFILL SITE |  | ENER.G HOUSE DANIEL ADAMSON ROAD | SALFORD | MANCHESTER | M50 1DT | United Kingdom | 389894.778 | 290077.837 | PENN 132kV S STN | HINKSFORD 132kV S STN | Hinksford 132/33/11kVDUMMY | 11 | Western Power Distribution (West Midlands) plc | Biofuel landfill gas | Gas turbine (OCGT) | No | 0 | 4.37 | 4.6 | [12 empty] | No | Connected | 07/01/2021 | 4.6 | 4.37 | 4.6 | 0.19 | 0.2 | 04/08/2006
1460001329054 | HEM HEATH GENERATION 2 (RMU B | GENERATOR UNIT 2 |  | BOOTHEN |  |  |  | United Kingdom | 388362.826 | 342405.315 | Cellarhead 132kV | BOOTHEN 132kV S STN | Boothen 132/33/11kVDUMMY | 11 | Western Power Distribution (West Midlands) plc | Biofuel landfill gas | Gas turbine (OCGT) | No | 0 | 1.9 | 2 | [12 empty] | No | Connected | 07/01/2021 | 2 | 1.9 | 2 | 0.19 | 0.2 | 19/02/2008
1460001327562 | GREENPARK ENERGY LIMITED | STANLEY MATTHEWS WAY |  | ALEXANDER HOUSE MANSFIELD ROAD | CORBRIGGS | CHESTERFIELD | S41 0JW | United Kingdom | 388362.826 | 342405.315 | Cellarhead 132kV | BOOTHEN 132kV S STN | Boothen 132/33/11kVDUMMY | 11 | Western Power Distribution (West Midlands) plc | Biofuel landfill gas | Gas turbine (OCGT) | No | 0 | 3.8 | 4 | [12 empty] | No | Connected | 07/01/2021 | 4 | 3.8 | 4 | 0.19 | 0.2 | 02/02/2006
1430000021836 | FIRST ENERGY (REDDITCH) LIMITED | REDDITCH GAS TURBINE |  | 46 SUTHERLAND AVENUE ORPINGTON | KENT |  | BR5 1RB | United Kingdom | 403433.55 | 268347.283 | FECKENHAM 66 11kV S STN | Feckenham 66/11kVDUMMY | REDDITCH NORTH 66 11kV S STN | 11 | Western Power Distribution (West Midlands) plc | Biofuel landfill gas | Gas turbine (OCGT) | No | 0 | 25.65 | 27 | [12 empty] | No | Connected | 07/01/2021 | 27 | 25.65 | 27 | 0 | 0 | 11/07/2005
1430000008301 | SUMMERLEAZE RE-GENERATION LIMITED | POPLARS PHASE THREE |  | 7 SUMMERLEAZE ROAD MAIDENHEAD | BERKSHIRE |  | SL6 8SP | United Kingdom |  |  | RUGELEY 132kV S STN | CANNOCK 132kV S STN | Cannock 132/11kV | 11 | Western Power Distribution (West Midlands) plc | Biofuel landfill gas | Gas turbine (OCGT) | No | 0 | 4.37 | 4.6 | [12 empty] | No | Connected | 07/01/2021 | 4.6 | 4.37 | 4.6 | 0.237 | 0.25 | 01/12/2006
1100050222622 | NOVERA ENERGY (HOLDINGS 2) LIMITED | DANESHILL ROAD |  | DANESHILL ROAD LOUND | RETFORD | NOTTS | DN22 8RB | United Kingdom | 467575.255 | 386869.234 | STAYTHORPE C 132kV S STN | CHECKERHOUSE 33kV S STN | HALLCROFT RD 33 11kV S STN | 11 | Western Power Distribution (East Midlands) plc | Biofuel landfill gas | Gas turbine (OCGT) | No | 0 | 0.95 | 1 | [12 empty] | No | Connected | 07/01/2021 | 1 | 0.95 | 1 | 0.038 | 0.04 | 12/01/2001
1100050467245 | VIRIDIS | WHISBY ROAD |  | WHISBY ROAD NORTH HYKEHAM | LINCOLN |  | LN6 3DL | United Kingdom | 493035.611 | 367677.13 | WEST BURTON 132kV S STN | LINCOLN MAIN No 1 33kV S STN | NORTH HYKEHAM 33 11kV S STN | 11 | Western Power Distribution (East Midlands) plc | Biofuel landfill gas | Gas turbine (OCGT) | No | 0 | 1.9 | 2 | [12 empty] | No | Connected | 07/01/2021 | 2 | 1.9 | 2 | 0.038 | 0.04 | 01/09/2001
1100050222580 | H | HYDER INDUSTRIAL |  | SLIPPERRY GOWT LANE WYBERTON | BOSTON | LINCS |  | United Kingdom | 534191.522 | 341650.834 | WALPOLE 132kV S STN | BOSTON 33kV S STN | MARSH LANE 33 11kV S STN | 11 | Western Power Distribution (East Midlands) plc | Biofuel landfill gas | Gas turbine (OCGT) | No | 0 | 1.282 | 1.35 | [12 empty] | No | Connected | 07/01/2021 | 1.35 | 1.282 | 1.35 | 0.057 | 0.06 | 01/12/1998
1430000043510 | Severn Trent Water Limited | KIDDERMINSTER | Severn Trent Centre | 2 St John's Street | Coventry |  | CV1 2LZ | United Kingdom | 382432.695 | 273791.22 | BISHOPS WOOD 132kV S STN | STOURPORT 132 66 33kV S STN | Stourport 132/66/33/11kV | 11 | Western Power Distribution (West Midlands) plc | Other | Other | No | 0 | 0 | 0 | [12 empty] | No | Connected | 07/01/2021 | 0 | 1.412 | 1.486 | 0.712 | 0.75 | N/A
1412198013009 | ABB ZANTINGH LTD | Export Supply | PATE COURT | ST MARGARETS ROAD | CHELTENHAM | GLOUCESTERSHIRE | GL50 4DY | United Kingdom | 408239.287 | 236026.791 | FECKENHAM 66 11kV S STN | Feckenham 66/11kVDUMMY | BROADWAY 66 11kV S STN | 11 | Western Power Distribution (West Midlands) plc | Other | Other | No | 0 | 1.852 | 1.95 | [12 empty] | No | Connected | 07/01/2021 | 1.95 | 1.852 | 1.95 | 0 | 0 | 25/07/2001
1430000043964 | GENERATION SITES | HILL AND MOOR REFUSE SITE |  | 7 SUMMERLEAZE ROAD MAIDENHEAD | BERKSHIRE |  | SL6 8SP | United Kingdom | 393391.875 | 248427.38 | FECKENHAM 66 11kV S STN | Feckenham 66/11kVDUMMY | PERSHORE 66 11kV S STN | 11 | Western Power Distribution (West Midlands) plc | Biofuel landfill gas | Gas turbine (OCGT) | No | 0 | 3.676 | 3.869 | [12 empty] | No | Connected | 07/01/2021 | 3.869 | 3.676 | 3.869 | 0 | 0 | 19/09/2007
1430000051663 | Summerleaze Re-generation Limited | Wingmoor Landfill Site |  | 7 Summerleaze Road Maidenhead | Berkshire |  | SL6 8SP | United Kingdom | 393255.619 | 227177.198 | PORT HAM 132kV S STN | CHELTENHAM 66kV S STN | BISHOPS CLEEVE 66 11kV S STN | 11 | Western Power Distribution (West Midlands) plc | Biofuel landfill gas | Gas turbine (OCGT) | No | 0 | 2.565 | 2.7 | [12 empty] | No | Connected | 07/01/2021 | 2.7 | 2.565 | 2.7 | 0.19 | 0.2 | 17/02/2009
1422789100009 | Kraft General Foods Ltd | Accounts Payable Supervsr |  | Ruscote Avenue Banbury | Oxon |  | OX16 7QU | United Kingdom | 445401.08 | 241749.82 | EAST CLAYDON 132KV S STN | BANBURY 132kV S STN | Banbury 132/11kVDUMMY | 11 | Western Power Distribution (West Midlands) plc | Other | Other | No | 0 | 2.85 | 3 | [12 empty] | No | Connected | 07/01/2021 | 3 | 2.85 | 3 | 0 | 0 | 17/11/1995
1429096100008 | Dudley Rd Hosp Export | Summerfield Hospital | [5 empty] | United Kingdom | 404984.161 | 287938.161 | BUSTLEHOLM 132kV S STN | WINSON GREEN 132 25 11kV S STN | Winson Green 132/11kVDUMMY | 11 | Western Power Distribution (West Midlands) plc | Other | Other | No | 0 | 0.95 | 1 | [12 empty] | No | Connected | 07/01/2021 | 1 | 0.95 | 1 | 0 | 0 | 17/11/1995
1430000005417 | Tyseley Waste Disposal Ltd | Redfern Road/Golden Hillock Road |  | James Road Birmingham |  |  | B11 2BA | United Kingdom | 411236.184 | 284252.735 | NECHELLS EAST 132kV S STN | SPARKBROOK 132kV S STN | 66kV connection | 66 | Western Power Distribution (West Midlands) plc | Other | Other | No | 0 | 33.25 | 35 | [12 empty] | No | Connected | 07/01/2021 | 35 | 33.25 | 35 | 0 | 0 | 19/04/1996
1460001971054 | The Birmingham Children's Hospital N H S Trust | BIRMINGHAM GENERAL HOSP |  | Steelhouse Lane Birmingham |  |  | B4 6NH | United Kingdom | 407226.715 | 287469.536 | NECHELLS EAST 132kV S STN | SUMMER LANE 132kV S STN | Summer Lane 132/11kVDUMMY | 11 | Western Power Distribution (West Midlands) plc | Other | Other | No | 0 | 2.375 | 2.5 | [12 empty] | No | Connected | 07/01/2021 | 2.5 | 2.375 | 2.5 | 2.375 | 2.5 | 19/07/2010
1460002074801 | International Convention Centre & National Indoor Arena | BROAD STREET |  | Broad Street Birmingham |  |  | B1 2NR | United Kingdom | 406046.936 | 286789.505 | BUSTLEHOLM 132kV S STN | LADYWOOD 132 11kV S STN | Ladywood 132/11kVDUMMY | 11 | Western Power Distribution (West Midlands) plc | Other | Other | No | 0 | 3.04 | 3.2 | [12 empty] | No | Connected | 07/01/2021 | 3.2 | 1.52 | 1.6 | 4.494 | 4.73 | 11/10/2007
1430000000250 | University Hospital Birmingham N H S Trust | Queen Elizabeth Hospital |  | Finance Department P O Box 881 | Selly Oak | Birmingham | B29 6JS | United Kingdom | 404342.177 | 283636.465 | KITWELL 132kV S STN | SELLY OAK 132 TRANSFORMER SITE 132kV S STN | Selly Oak 132/11kV | 11 | Western Power Distribution (West Midlands) plc | Other | Other | No | 0 | 3.8 | 4 | [12 empty] | No | Connected | 07/01/2021 | 4 | 3.8 | 4 | 0 | 0 | 15/11/1995
1424699000008 | WRG WTE LTD | Hailstone Quarry |  | GROUND FLOOR WEST 900 PAVILION DRIVE | NORTHAMPTON BUSINESS PARK | NORTHAMPTON | NN4 7RG | United Kingdom | 396425.706 | 288038.395 | OLDBURY 132kV | TIVIDALE 132kV S STN | Tividale 132/11kVDUMMY | 11 | Western Power Distribution (West Midlands) plc | Biofuel landfill gas | Gas turbine (OCGT) | No | 0 | 1.906 | 2.006 | [12 empty] | No | Connected | 07/01/2021 | 2.006 | 1.906 | 2.006 | 0.142 | 0.15 | 01/11/2004
1429893500004 | Dudley Waste Services Ltd | Export Supply |  | Fountain House Great Cornbow | Halesowen | West Midlands | B63 3BL | United Kingdom | 394515.53 | 289096.984 | PENN 132kV S STN | DUDLEY 132kV S STN | Dudley 132/11kVDUMMY | 11 | Western Power Distribution (West Midlands) plc | Waste | Other | No | 0 | 7.03 | 7.4 | [12 empty] | No | Connected | 07/01/2021 | 7.4 | 7.03 | 7.4 | 0 | 0 | 10/02/1998
1424993500000 | NON FOSSIL PURCHASING AGENCY LTD | Export Supply |  | Fountain House Great Cornbow | Halesowen | West Midlands | B63 3BL | United Kingdom |  |  | To be confirmed | To be confirmed | 33kV connection | 33 | Western Power Distribution (West Midlands) plc | Waste | Other | No | 0 | 8.312 | 8.75 | [12 empty] | No | Connected | 07/01/2021 | 8.75 | 8.312 | 8.75 | 0 | 0 | 10/02/2001
1430000033121 | British Rail | Winson Green Supply Point |  | Smethwick Supply Point Colliery Road | West Bromwich | West Midlands | B71 4JT | United Kingdom |  |  | BUSTLEHOLM 132kV S STN | 132kV connection | 132kV connection | 132 | Western Power Distribution (West Midlands) plc | Other | Other | No | 0 | 0.95 | 1 | [12 empty] | No | Connected | 07/01/2021 | 1 | 0.95 | 1 | 12.35 | 13 | 11/01/2011
1430000033070 | British Rail | Washwood Heath |  | Smethwick Supply Point Colliery Road | West Bromwich | West Midlands | B71 4JT | United Kingdom |  |  | To be confirmed | To be confirmed | To be confirmed | 11 | Western Power Distribution (West Midlands) plc | Other | Other | No | 0 | 22.8 | 24 | [12 empty] | No | Connected | 07/01/2021 | 24 | 11.4 | 12 | 11.4 | 12 | 01/12/2011
1430000033089 | British Rail | Smethwick Supply Point |  | Smethwick Supply Point Colliery Road | West Bromwich | West Midlands | B71 4JT | United Kingdom | 402081.882 | 289955.846 | BUSTLEHOLM 132kV S STN | SMETHWICK 132 25kV S STN | Smethwick 132/11kVDUMMY | 11 | Western Power Distribution (West Midlands) plc | Other | Other | No | 0 | 0.95 | 1 | [12 empty] | No | Connected | 07/01/2021 | 1 | 0.95 | 1 | 12.35 | 13 | 15/12/2011
1430000033112 | British Rail | Willenhall |  | Smethwick Supply Point Colliery Road | West Bromwich | West Midlands | B71 4JT | United Kingdom |  |  | WILLENHALL 132 25kV S STN | Willenhall 132/25/11kVDUMMY | Willenhall 132/25/11kVDUMMY | 11 | Western Power Distribution (West Midlands) plc | Other | Other | No | 0 | 10.925 | 11.5 | [12 empty] | No | Connected | 07/01/2021 | 11.5 | 10.925 | 11.5 | 10.925 | 11.5 | 14/06/2010
1430000033098 | British Rail | Stafford |  | Smethwick Supply Point Colliery Road | West Bromwich | West Midlands | B71 4JT | United Kingdom | 391864.503 | 323171.312 | Bushbury D 132kV | STAFFORD 132 25kV S STN | Stafford 132/25/11kVDUMMY | 11 | Western Power Distribution (West Midlands) plc | Other | Other | No | 0 | 34.2 | 36 | [12 empty] | No | Connected | 07/01/2021 | 36 | 17.1 | 18 | 17.1 | 18 | 21/06/2010
1430000033060 | British Rail | Kidsgrove |  | Smethwick Supply Point Colliery Road | West Bromwich | West Midlands | B71 4JT | United Kingdom |  |  | Cellarhead 132kV | WHITFIELD 132 33kV S STN | GOLDENHILL BANK 33 11kV S STN | 11 | Western Power Distribution (West Midlands) plc | Other | Other | No | 0 | 0.95 | 1 | [12 empty] | No | Connected | 07/01/2021 | 1 | 0.95 | 1 | 9.5 | 10 | 22/04/2005
1460001685137 | South Staffordshire Water Plc | Pumping Stations |  | Green Lane Walsall | West Midlands |  | WS2 7PD | United Kingdom |  |  | BISHOPS WOOD 132kV S STN | STOURPORT 132 66 33kV S STN | KINVER 33 11kV S STN | 11 | Western Power Distribution (West Midlands) plc | Other | Other | No | 0 | 1.33 | 1.4 | [12 empty] | No | Connected | 07/01/2021 | 1.4 | 1.33 | 1.4 | 2.914 | 3.067 | 20/06/2007
1100770996862 | ALKANE ENERGY UK LTD |  |  |  | EDWINSTOWE |  |  | United Kingdom | 469528.868 | 374439.427 | STAYTHORPE C 132kV S STN | CHECKERHOUSE 33kV S STN | BEVERCOTES 33 11kV S STN | 11 | Western Power Distribution (East Midlands) plc | Biofuel landfill gas | Gas turbine (OCGT) | No | 0 | 5.082 | 5.35 | [12 empty] | No | Connected | 07/01/2021 | 5.35 | 5.082 | 5.35 | 0.19 | 0.2 | 01/04/2005
1426886500004 | Trent RE Limited | Tunstall Road |  | Unit 2 Old Rectory Lane Alvechurch | Birmingham |  | B48 7SX | United Kingdom | 387956.699 | 355684.995 | Cellarhead 132kV | WHITFIELD 132 33kV S STN | KNYPERSLEY 33 11kV S STN | 11 | Western Power Distribution (West Midlands) plc | Other | Other | No | 0 | 7.6 | 8 | [12 empty] | No | Connected | 07/01/2021 | 8 | 7.6 | 8 | 0 | 0 | 26/06/2007
1422886500007 | Trent RE Limited | HOLDITCH NO 1 |  | Unit 2 Old Rectory Lane Alvechurch | Birmingham |  | B48 7SX | United Kingdom |  |  | Cellarhead 132kV | NEWCASTLE 132kV S STN | Newcastle 132/11kVDUMMY | 11 | Western Power Distribution (West Midlands) plc | Other | Other | No | 0 | 8.892 | 9.36 | [12 empty] | No | Connected | 07/01/2021 | 9.36 | 8.892 | 9.36 | 0.048 | 0.05 | 31/10/2006
1430000000924 | MICHELIN TYRE PLC | CAMPBELL ROAD |  | Stoke Factory Campbell Road | STOKE-ON-TRENT |  | ST4 4EY | United Kingdom | 387027.311 | 343242.745 | Cellarhead 132kV | BOOTHEN 132kV S STN | 33kV connection | 33 | Western Power Distribution (West Midlands) plc | Other | Other | No | 0 | 61.75 | 65 | [12 empty] | No | Connected | 07/01/2021 | 65 | 61.75 | 65 | 5.225 | 5.5 | 12/06/2003
1425793500001 | Hanford Waste Services Limited | Incinerator Plant |  | Fountain House Great Cornbow | Great Cornbow | West Midlands |  | United Kingdom | 387684.918 | 343611.53 | Cellarhead 132kV | BOOTHEN 132kV S STN | 33kV connection | 33 | Western Power Distribution (West Midlands) plc | Waste | Other | No | 0 | 15.2 | 16 | [12 empty] | No | Connected | 07/01/2021 | 16 | 15.2 | 16 | 0 | 0 | 27/12/2001
1417437803002 | VIRIDIS ENERGY (NORGREN) LTD | Granville Landfill Site |  | Piccadilly House 130 Broadway | SALFORD | Manchester | M5 2UW | United Kingdom | 371868.088 | 310869.106 | IRONBRIDGE 132kV S STN | KETLEY 132kV S STN | SNEDSHILL 33 11kV S STN | 11 | Western Power Distribution (West Midlands) plc | Biofuel landfill gas | Gas turbine (OCGT) | No | 0 | 1.377 | 1.45 | [12 empty] | No | Connected | 07/01/2021 | 1.45 | 1.377 | 1.45 | 0.057 | 0.06 | 18/02/2011
1418630513008 | SUMMERLEAZE REGENERATION LTD | CANDLES LANDFILL |  | 7 SUMMERLEAZE ROAD MAIDENHEAD | BERKSHIRE |  | SL6 8SP | United Kingdom | 366141.951 | 307544.38 | IRONBRIDGE 132kV S STN | IRONBRIDGE 132 33kV S STN | MADELEY 33 11kV S STN | 11 | Western Power Distribution (West Midlands) plc | Biofuel landfill gas | Gas turbine (OCGT) | No | 0 | 2.85 | 3 | [12 empty] | No | Connected | 07/01/2021 | 3 | 2.85 | 3 | 0 | 0 | 23/09/2005
1160001479030 | UK Power Reserve (Asfordby) Ltd | ASFORDBY COLIERY | Radcliffe House | Blenheim Court Warwick Road | Solihull |  | B91 2AA | United Kingdom | 472339.325 | 320968.615 | STAYTHORPE C 132kV S STN | 132kV connection | 132kV connection | 132 | Western Power Distribution (East Midlands) plc | Other | Other | No | 0 | 23.75 | 25 | [12 empty] | No | Connected | 07/01/2021 | 25 | 23.75 | 25 | 7.6 | 8 | 27/07/2000
1160001439589 | Lark Energy Limited | TOLBAR ROAD PV FARM |  | Larkfleet House Falcon Way | Bourne | LINCOLNSHIRE | PE10 0FF | United Kingdom | 488093.407 | 342012.291 | BICKER FEN 132kV S STN | GRANTHAM NORTH 132KV S STN | GRANTHAM NORTH 11kV S STN | 11 | Western Power Distribution (East Midlands) plc | Solar | Photovoltaic | No | 0 | 4.465 | 4.7 | [12 empty] | No | Connected | 07/01/2021 | 4.7 | 4.465 | 4.7 | 0.024 | 0.025 | 03/10/2011
1160001430823 | WILDLIFE AND BUTTERLY PARK PHASE 2 | LITTLE LONDON |  | LITTLE LONDON SPALDING | LINCOLNSHIRE |  | PE12 9LE | United Kingdom | 543973.695 | 323607.561 | WALPOLE 132kV S STN | SOUTH HOLLAND 33kV S STN | LONG SUTTON 33 11kV S STN | 11 | Western Power Distribution (East Midlands) plc | Solar | Photovoltaic | No | 0 | 1.615 | 1.7 | [12 empty] | No | Connected | 07/01/2021 | 1.7 | 1.615 | 1.7 | 0.095 | 0.1 | 01/06/2011
1160001430665 | WILDLIFE AND BUTTERFLY PARK PHASE 1 | LITTLE LONDON |  | LITTLE LONDON SPALDING | LINCOLNSHIRE |  | PE12 9LE | United Kingdom |  |  | WALPOLE 132kV S STN | SOUTH HOLLAND 33kV S STN | LONG SUTTON 33 11kV S STN | 11 | Western Power Distribution (East Midlands) plc | Solar | Photovoltaic | No | 0 | 1.235 | 1.3 | [12 empty] | No | Connected | 07/01/2021 | 1.3 | 1.235 | 1.3 | 0.095 | 0.1 | 01/06/2011
1160001363380 | BROADVIEW ENERGY DEVELOPMENTS | ASHBY MAGNA |  | LOW SPINNEY FARM ASHBY MAGNA | LEICESTERSHIRE |  | LE17 5NB | United Kingdom | 455987.739 | 289308.553 | COVENTRY 132kV S STN | PAILTON 33KV S STN | 33kV connection | 33 | Western Power Distribution (East Midlands) plc | Wind | Onshore wind turbines | No | 0 | 7.79 | 8.2 | [12 empty] | No | Connected | 07/01/2021 | 8.2 | 7.79 | 8.2 | 0.237 | 0.25 | 16/12/2011
1160001341475 | BRITISH GAS PLC | BARNSDALE WAY | HELMONT HOUSE | CHURCHILL WAY | CARDIFF |  | CF1 4NB | United Kingdom | 454818.188 | 300065.526 | ENDERBY 132kV S STN | WIGSTON 33KV S STN | WHETSTONE 33 11kV S STN | 11 | Western Power Distribution (East Midlands) plc | Other | Other | No | 0 | 0.95 | 1 | [12 empty] | No | Connected | 07/01/2021 | 1 | 0.95 | 1 | 0.902 | 0.95 | 20/11/2010
1160001303674 | FERNBROOK BUILDERS LTD | ROTHWELL BIO PLANT |  | 158 WASHBROOK ROAD RUSHDEN | NORTHANTS |  | NN10 6AA | United Kingdom | 482421.597 | 280189.505 | GRENDON 132kV S STN | KETTERING 33kV S STN | FIELD STREET 33 11kV S STN | 11 | Western Power Distribution (East Midlands) plc | Biofuel landfill gas | Gas turbine (OCGT) | No | 0 | 1.425 | 1.5 | [12 empty] | No | Connected | 07/01/2021 | 1.5 | 1.425 | 1.5 | 0.285 | 0.3 | 13/09/2010
1160001253321 | NPower Limited | LINDHURST WINDFARM |  | Windmill Hill Business Park Whitehill Way | Swindon | Wiltshire | SN5 6PB | United Kingdom | 457967.221 | 358081.525 | CHESTERFIELD 132kV S STN | MANSFIELD 33kV S STN | 33kV connection | 33 | Western Power Distribution (East Midlands) plc | Wind | Onshore wind turbines | No | 0 | 9.025 | 9.5 | [12 empty] | No | Connected | 07/01/2021 | 9.5 | 9.025 | 9.5 | 0.048 | 0.05 | 30/03/2010
1160001240410 | Branston Limited | Branston Mere Road |  | Mere Road Branston | LINCOLN | Lincolnshire | LN4 1NJ | United Kingdom | 502099.784 | 366035.913 | WEST BURTON 132kV S STN | LINCOLN MAIN No 1 33kV S STN | METHERINGHAM 33 11kV S STN | 11 | Western Power Distribution (East Midlands) plc | Other | Other | Yes | 0 | 0.76 | 0.8 | [12 empty] | No | Connected | 07/01/2021 | 0.8 | 0.76 | 0.8 | 1.045 | 1.1 | 21/06/2010
1160001236691 | Anglian Water Services Ltd | EMPINGHAM PUMPING STATION | Lancaster House | Lancaster Way Ermine Business Park | Huntingdon | Cambridgeshire | PE29 6YJ | United Kingdom |  |  | GRENDON 132kV S STN | OAKHAM 33kV S STN | EMPINGHAM 33 11kV S STN | 11 | Western Power Distribution (East Midlands) plc | Other | Other | No | 0 | 1.9 | 2 | [12 empty] | No | Connected | 07/01/2021 | 2 | 0.95 | 1 | 1.52 | 1.6 | 11/05/2010
1160001236229 | PETSOE WINDFARM | PETSOE WINDFARM |  | PETSOE MANOR FARM EMBERTON | ONLEY |  | MK45 | United Kingdom | 491187.752 | 249322.379 | EAST CLAYDON 132KV S STN | BRADWELL ABBEY 33kV S STN | 33kV connection | 33 | Western Power Distribution (East Midlands) plc | Wind | Onshore wind turbines | No | 0 | 13.3 | 14 | [12 empty] | No | Connected | 07/01/2021 | 14 | 13.3 | 14 | 0.237 | 0.25 | 15/11/2010
1160001174840 | Carsington Wind Energy Ltd | Carsington Pastures Windfarm | C/O International Power Plc | 5th Floor, Senator House 85 Queen Victoria Street | London |  | EC4V 4DP | United Kingdom | 424989.897 | 354500.069 | WILLINGTON 132kV S STN | WINSTER 33kV S STN | HOPTON 33 11kV S STN | 11 | Western Power Distribution (East Midlands) plc | Wind | Onshore wind turbines | No | 0 | 8.265 | 8.7 | [12 empty] | No | Connected | 07/01/2021 | 8.7 | 8.265 | 8.7 | 0.19 | 0.2 | 04/02/2014
1160001169291 | VEOLIA ENVIRONMENTAL SERVICES | ALBION LANDFILL |  | AIRBORNE CLOSE ARTERIAL ROAD | LEIGH-ON-SEA | ESSEX | SS9 4EL | United Kingdom | 431158.915 | 317884.295 | DRAKELOW 132kV | GRESLEY 33kV S STN | MOIRA 33 11kV S STN | 11 | Western Power Distribution (East Midlands) plc | Biofuel landfill gas | Gas turbine (OCGT) | No | 0 | 4.75 | 5 | [12 empty] | No | Connected | 07/01/2021 | 5 | 4.75 | 5 | 0.19 | 0.2 | 08/04/2010
1160001160800 | ALKANE ENERGY UK LTD | KINGS MILL ENERGY PARK |  | EDWINSTOWE HOUSE HIGH STREET | EDWINSTOWE | NOTTINGHAMSHIRE | NG21 9PR | United Kingdom | 451000.789 | 360149.701 | CHESTERFIELD 132kV S STN | MANSFIELD 33kV S STN | SKEGBY LANE 33 11kV S STN | 11 | Western Power Distribution (East Midlands) plc | Biofuel landfill gas | Gas turbine (OCGT) | No | 0 | 2.945 | 3.1 | [12 empty] | No | Connected | 07/01/2021 | 3.1 | 2.945 | 3.1 | 0.237 | 0.25 | 30/09/2010
1160001137750 | ALKANE ENERGY UK LTD | BILSTHORPE ENERY PARK |  | BILSTHORPE ENERGY PARK BILSTHORPE | NEWARK | NOTTINGHAMSHIRE | NG21 9PR | United Kingdom | 465342.924 | 361597.128 | CHESTERFIELD 132kV S STN | CLIPSTONE 33kV S STN | BILSTHORPE 33 11kV S STN | 11 | Western Power Distribution (East Midlands) plc | Biofuel landfill gas | Gas turbine (OCGT) | No | 0 | 4.418 | 4.65 | [12 empty] | No | Connected | 07/01/2021 | 4.65 | 4.418 | 4.65 | 0.237 | 0.25 | 22/06/2009
1160001070680 | Thameswey Central Milton Keynes Ltd | MILTON KEYNES, Childs Way |  | St Botolph Building 138 Houndsditch | London |  | EC3A 7AR | United Kingdom | 484829.766 | 237945.055 | EAST CLAYDON 132KV S STN | BRADWELL ABBEY 33kV S STN | CHILDS WAY 33 11kV S STN | 11 | Western Power Distribution (East Midlands) plc | Other | Other | Yes | 0 | 5.7 | 6 | [12 empty] | No | Connected | 07/01/2021 | 6 | 5.7 | 6 | 3.61 | 3.8 | 24/11/2011
1160001355361 | POWER ON | UNIT F1 |  | UNIT F1 CENTRAL PARK | RUGBY |  | CV23 | United Kingdom |  |  | COVENTRY 132kV S STN | RUGBY 132kV S STN | RUGBY 11kV S STN | 11 | Western Power Distribution (East Midlands) plc | Other | Other | No | 0 | 0 | 0 | [12 empty] | No | Connected | 07/01/2021 | 0 | 0.95 | 1 | 0.617 | 0.65 | N/A
1130000044031 | INNER DOWSING WIND FARM | INNER DOWSING WIND FARM |  | MIDDLE MARSH ROAD SKEGNESS |  |  | PE24 4UD | United Kingdom |  |  | To be confirmed | 132kV connection | 132kV connection | 132 | Western Power Distribution (East Midlands) plc | Wind | Offshore wind turbines | No | 0 | 92.34 | 97.2 | [12 empty] | No | Connected | 07/01/2021 | 97.2 | 89.965 | 94.7 | 1.9 | 2 | 01/01/2008
1130000044013 | LYNN WIND FARM | LYNN WIND FARM |  | MIDDLE MARSH ROAD SKEGNESS |  |  | PE24 4UD | United Kingdom |  |  | To be confirmed | 132kV connection | 132kV connection | 132 | Western Power Distribution (East Midlands) plc | Wind | Offshore wind turbines | No | 0 | 92.34 | 97.2 | [12 empty] | No | Connected | 07/01/2021 | 97.2 | 89.965 | 94.7 | 1.9 | 2 | 05/01/2008
1160000999046 | BICKER FEN WINDFARM |  |  | BICKER DROVE BICKER |  |  |  | United Kingdom | 519526.865 | 339222.445 | WALPOLE 132kV S STN | BOSTON 33kV S STN | 33kV connection | 33 | Western Power Distribution (East Midlands) plc | Wind | Onshore wind turbines | No | 0 | 24.7 | 26 | [12 empty] | No | Connected | 07/01/2021 | 26 | 24.7 | 26 | 0.332 | 0.35 | 08/07/2008
1160000909840 | HOLLIES WIND FARM | THE HOLLIES FARM |  | HOLLIES WIND FARM HIGH LANE | CROFT | PETERBOROUGH | PE24 4SH | United Kingdom | 549752.496 | 362886.14 | BICKER FEN 132kV S STN | SKEGNESS 33kV S STN | 33kV connection | 33 | Western Power Distribution (East Midlands) plc | Wind | Onshore wind turbines | No | 0 | 2.66 | 2.8 | [12 empty] | No | Connected | 07/01/2021 | 2.8 | 2.66 | 2.8 | 0.019 | 0.02 | 01/02/2008
1130000079897 | Infinis Ltd | BLETCHLEY LANDFILL POWER STATION 2 | First Floor | 500 Pavilion Drive Northampton Business Park | Northampton |  | NN4 7YJ | United Kingdom | 484939.547 | 231996.541 | EAST CLAYDON 132KV S STN | BLETCHLEY 33KV S STN | 33kV connection | 33 | Western Power Distribution (East Midlands) plc | Biofuel landfill gas | Gas turbine (OCGT) | No | 0 | 4.118 | 4.335 | [12 empty] | No | Connected | 07/01/2021 | 4.335 | 13.3 | 14 | 0 | 0 | 23/04/2007
1160000462763 | ALKANE ENERGY UK LTD | FORMER MAIN COLLIERY |  | Edwinstowe House High Street | EDWINSTOWE | Nottingham | NG21 9PR | United Kingdom | 455050.301 | 368212.917 | CHESTERFIELD 132kV S STN | MANSFIELD 33kV S STN | ACREAGE LANE 33 11kV S STN | 11 | Western Power Distribution (East Midlands) plc | Biofuel landfill gas | Gas turbine (OCGT) | No | 0 | 2.565 | 2.7 | [12 empty] | No | Connected | 07/01/2021 | 2.7 | 2.565 | 2.7 | 0.237 | 0.25 | 21/08/2006
1160000455419 | SUEZ Recycling and Recovery UK Limited | SITA HOLDINGS | Suez House | Grenfell Road | Maidenhead | Berkshire | SL6 1ES | United Kingdom | 493444.88 | 276749.768 | GRENDON 132kV S STN | IRTHLINGBOROUGH 33kV S STN | PYTCHLEY ROAD 33 11kV S STN | 11 | Western Power Distribution (East Midlands) plc | Biofuel landfill gas | Gas turbine (OCGT) | No | 0 | 1.045 | 1.1 | [12 empty] | No | Connected | 07/01/2021 | 1.1 | 1.045 | 1.1 | 0.038 | 0.04 | 10/05/2007
1160000226336 | BURTON WOLD WIND FARM | BURTON WOLD WIND FARM - IMPORT |  |  | BURTON WOLD | BURTON LATIMER |  | United Kingdom |  |  | GRENDON 132kV S STN | IRTHLINGBOROUGH 33kV S STN | 33kV connection | 33 | Western Power Distribution (East Midlands) plc | Wind | Onshore wind turbines | No | 0 | 19.475 | 20.5 | [12 empty] | No | Connected | 07/01/2021 | 20.5 | 19.475 | 20.5 | 0.095 | 0.1 | 01/02/2006
1160000213610 | Fenland Windfarms Limited | VINE FARM HOUSE |  | 40 Grosvenor Place | London |  | SW1X 7EN | United Kingdom | 520499.541 | 315376.804 | WALPOLE 132kV S STN | SPALDING CLAY LAKE 33kV S STN | 33kV connection | 33 | Western Power Distribution (East Midlands) plc | Wind | Onshore wind turbines | No | 0 | 15.2 | 16 | [12 empty] | No | Connected | 07/01/2021 | 16 | 15.485 | 16.3 | 0.237 | 0.25 | 01/05/2006
1160000186560 | NOVERA ENERGY | DANESHILL LANDFILL SITE |  | 2ND FLOOR THE MALT BUILDING WILDERSPOOL PARK | GREENALLS AVENUE | WARRINGTON | WA4 6HL | United Kingdom | 467587.246 | 386882.591 | STAYTHORPE C 132kV S STN | CHECKERHOUSE 33kV S STN | 33kV connection | 33 | Western Power Distribution (East Midlands) plc | Biofuel landfill gas | Gas turbine (OCGT) | No | 0 | 2.85 | 3 | [12 empty] | No | Connected | 07/01/2021 | 3 | 2.85 | 3 | 0.19 | 0.2 | 09/12/2005
1160000154160 | Fenland Windfarms Limited | IMPORT SITE |  | 40 Grosvenor Place | London |  | SW1X 7EN | United Kingdom | 542174.254 | 328814.616 | WALPOLE 132kV S STN | SPALDING CLAY LAKE 33kV S STN | 33kV connection | 33 | Western Power Distribution (East Midlands) plc | Wind | Onshore wind turbines | No | 0 | 11.4 | 12 | [12 empty] | No | Connected | 07/01/2021 | 12 | 11.59 | 12.2 | 0.081 | 0.085 | 04/04/2006
1470000132741 | Tesco Stores Limited | Tesco New Square | Tesco House | Shire Park Kestrel Way | Welwyn Garden City |  | AL7 1GA | United Kingdom | 400768.833 | 291494.643 | OCKER HILL C 132kV S STN | To be confirmed | Black Lake 132/11kVDUMMY | 11 | Western Power Distribution (West Midlands) plc | Other | Other | Yes | 0 | 0.114 | 0.12 | [12 empty] | No | Connected | 07/01/2021 | 0.12 | 0.114 | 0.12 | 0.95 | 1 | 31/12/2012
1170000014584 | Warwick Integrated Generation Ltd | KIRKBY IN ASHFIELD MILL LANE |  | Wellesbourne House | Wellesbourne | Warwick | CV35 9JB | United Kingdom | 448996.062 | 355126.839 | CHESTERFIELD 132kV S STN | ANNESLEY 33kV S STN | 33kV connection | 33 | Western Power Distribution (East Midlands) plc | Biofuel landfill gas | Gas turbine (OCGT) | No | 0 | 11.97 | 12.6 | [12 empty] | No | Connected | 07/01/2021 | 12.6 | 11.4 | 12 | 0.475 | 0.5 | 02/06/2012
2200042227385 | Sibelco UK Limited | Cornwood Headon Down |  | Brookside Hall Congleton Road | Sandbach | Cheshire | CW11 4TF | United Kingdom | 258334.093 | 60570.408 | Abham S.G.P. | Plympton Bsp | Torycombe | 11 | Western Power Distribution (South West) plc | Other | Other | Yes | 0 | 1.662 | 1.75 | [12 empty] | No | Connected | 07/01/2021 | 1.75 | 0.95 | 1 | 1.9 | 2 | 01/06/2012
1100050222482 | EDL (UK) LFG Generation Limited | WELLINGBOROUGH SIDEGATE LANE (EDL) |  | Chancery House 199 Silbury Boulevard | Milton Keynes |  | MK9 1JL | United Kingdom |  |  | GRENDON 132kV S STN | WELLINGBOROUGH 33kV S STN | CANNON STREET 33 11kV S STN | 11 | Western Power Distribution (East Midlands) plc | Other | Other | No | 0 | 3.401 | 3.58 | [12 empty] | No | Connected | 07/01/2021 | 3.58 | 2.422 | 2.55 | 0.038 | 0.04 | 13/02/2000
1160001449648 | Islip Solar Park Ltd | Colpmans Farm, Islip, Kettering | 44 | High House Drive Lickey | Birmingham |  | B45 8ET | United Kingdom | 498636.382 | 278122.634 | GRENDON 132kV S STN | IRTHLINGBOROUGH 33kV S STN | THRAPSTON 33 11kV S STN | 11 | Western Power Distribution (East Midlands) plc | Solar | Photovoltaic | No | 0 | 4.75 | 5 | [12 empty] | No | Connected | 07/01/2021 | 5 | 4.75 | 5 | 0.048 | 0.05 | 21/07/2011
2200042014791 | Bridgewater Solar Limited | Summerway Drove PV Generator Site |  | C/O Foresight Group L L P The Shard, 32 London Bridge Street | London |  | SE1 9SG | United Kingdom | 332371.444 | 136492.023 | Bridgwater S.G.P. | Bridgwater Grid Bsp | Bath Road Primary | 11 | Western Power Distribution (South West) plc | Solar | Photovoltaic | No | 0 | 1.647 | 1.734 | [12 empty] | No | Connected | 07/01/2021 | 1.734 | 1.615 | 1.7 | 0.048 | 0.05 | 27/09/2011
2200042042975 | AEE Renewables UK 15 Limited | AXMINSTER BEECHGROVE FARM HAWKCHURCH 33kV PV |  | 34 Brook Street | London |  | W1K 5DN | United Kingdom | 334887.745 | 99205.479 | Axminster S.G.P. | Woodcote Bsp | 33kV connection | 33 | Western Power Distribution (South West) plc | Solar | Photovoltaic | No | 0 | 8.55 | 9 | [12 empty] | No | Connected | 07/01/2021 | 9 | 4.275 | 4.5 | 0.013 | 0.014 | 12/10/2011
2200041987314 | Royal United Hospital Bath NHS Trust | BATH COMBE PARK - Royal United Hospital | Royal United Hospital | Combe Park | BATH |  | BA1 3NG | United Kingdom | 373035.992 | 166065.83 | Melksham S.G.P. | Bath (Dolemeads) 132 | Combe Park | 6.6 | Western Power Distribution (South West) plc | Other | Other | No | 0 | 0 | 0 | [12 empty] | No | Connected | 07/01/2021 | 0 | 3.865 | 4.068 | 2.565 | 2.7 | N/A
2200041987314 | Royal United Hospital Bath NHS Trust | BATH COMBE PARK - Royal United Hospital | Royal United Hospital | Combe Park | BATH |  | BA1 3NG | United Kingdom | 373035.992 | 166065.83 | Melksham S.G.P. | Bath (Dolemeads) 132 | Combe Park | 6.6 | Western Power Distribution (South West) plc | Other | Other | No | 0 | 0 | 0 | [12 empty] | No | Connected | 07/01/2021 | 0 | 3.865 | 4.068 | 2.565 | 2.7 | N/A
2199989641360 | Green Frog Power 214 Limited | TREGARON 33/11kV LLANDDEWI BREFI ROAD |  | Unit 17 The Courtyard Gorsey Lane, Coleshill | Birmingham |  | B46 1JA | United Kingdom | 267766.802 | 259110.965 | Swansea North Grid | Lampeter Grid | Tregaron | 11 | Western Power Distribution (South Wales) plc | Other | Other | No | 0 | 9.737 | 10.25 | [12 empty] | No | Connected | 07/01/2021 | 10.25 | 9.5 | 10 | 0.095 | 0.1 | 17/10/2011
2200042019354 | Puriton Solar Limited | PURITON BLACKDITCH WOOLAVINGTON ROAD (33kV) |  | C/O Foresight Group L L P The Shard, 32 London Bridge Street | London |  | SE1 9SG | United Kingdom | 332518.854 | 142902.838 | Bridgwater S.G.P. | Bridgwater Grid Bsp | 33kV connection | 33 | Western Power Distribution (South West) plc | Solar | Photovoltaic | No | 0 | 4.075 | 4.29 | [12 empty] | No | Connected | 07/01/2021 | 4.29 | 4.075 | 4.29 | 0.005 | 0.005 | 23/09/2011
2200031824524 | Imerys Minerals Limited | Lee Moor |  | Par Moor Centre Par Moor Road | Par | Cornwall | PL24 2SQ | United Kingdom | 256268.364 | 61189.805 | Abham S.G.P. | Plympton Bsp | Torycombe | 11 | Western Power Distribution (South West) plc | Other | Other | No | 0 | 6.412 | 6.75 | [12 empty] | No | Connected | 07/01/2021 | 6.75 | 5.557 | 5.85 | 6.65 | 7 | 01/03/2011
2100041023930 | Risen Energy Projects 1 Limited | USK LLANCAYO SOLAR GENERATION SITE | 110 | College Hill Road | Harrow | Middlesex | HA3 7DA | United Kingdom | 336397.341 | 202939.735 | Uskmouth | Panteg 66kv Sw. Site | Usk | 11 | Western Power Distribution (South Wales) plc | Solar | Photovoltaic | No | 0 | 3.705 | 3.9 | [12 empty] | No | Connected | 07/01/2021 | 3.9 | 3.705 | 3.9 | 0.019 | 0.02 | 30/07/2011
2200042001621 | NextPower Trevemper Limited | NEWQUAY TREVEMPER SOLAR FARM |  | 6th Floor 33 Holborn | London |  | EC1N 2HT | United Kingdom | 181121.851 | 59751.405 | Indian Queens S.G.P. | Fraddon Bsp | Newquay Trevemper | 11 | Western Power Distribution (South West) plc | Solar | Photovoltaic | No | 0 | 1.545 | 1.626 | [12 empty] | No | Connected | 07/01/2021 | 1.626 | 1.615 | 1.7 | 0.014 | 0.015 | 28/07/2011
2200041941700 | KS SPV1 Limited | Trefullock Solar Farm | Beaufort Court | Egg Farm Lane Off Station Road | Kings Langley | Hertfordshire | WD4 8LR | United Kingdom | 189993.362 | 56132.272 | Indian Queens S.G.P. | Fraddon Bsp | Fraddon | 11 | Western Power Distribution (South West) plc | Solar | Photovoltaic | No | 0 | 4.893 | 5.151 | [12 empty] | No | Connected | 07/01/2021 | 5.151 | 4.75 | 5 | 0.048 | 0.05 | 27/07/2011
2100041013923 | Western Solar Limited | Rhosygilwen Mansion |  | Rhosygilwen Mansion Rhoshill | Cardigan |  | SA43 2TW | United Kingdom | 220447.472 | 240746.08 | Swansea North Grid | Rhos Grid | Bridell | 11 | Western Power Distribution (South Wales) plc | Solar | Photovoltaic | No | 0 | 1.9 | 2 | [12 empty] | No | Connected | 07/01/2021 | 2 | 1.9 | 2 | 0.048 | 0.05 | 08/07/2011
2200041987314 | Royal United Hospital Bath NHS Trust | BATH COMBE PARK - Royal United Hospital | Royal United Hospital | Combe Park | BATH |  | BA1 3NG | United Kingdom | 373035.992 | 166065.83 | Melksham S.G.P. | Bath (Dolemeads) 132 | Combe Park | 6.6 | Western Power Distribution (South West) plc | Other | Other | No | 0 | 1.962 | 2.065 | [12 empty] | No | Connected | 07/01/2021 | 2.065 | 3.865 | 4.068 | 2.565 | 2.7 | 07/10/2011
2200041984085 | Palk Power Limited | TAUNTON ADJ LETHBRIDGE PARK PV GENERATOR |  | 6th Floor 33 Holborn | London |  | EC1N 2HT | United Kingdom | 316203.042 | 129864.475 | Taunton S.G.P. | Taunton Main Bsp | Lydeard St Lawrence Primary | 11 | Western Power Distribution (South West) plc | Solar | Photovoltaic | No | 0 | 1.615 | 1.7 | [12 empty] | No | Connected | 07/01/2021 | 1.7 | 1.71 | 1.8 | 0.043 | 0.045 | 07/07/2011
2200041978807 | Trenouth Solar Farm Limited | Trenouth Farm 33kV Solar Park |  | 13 Berkeley Street | London |  | W1J 8DU | United Kingdom | 190941.993 | 70234.886 | Indian Queens S.G.P. | Fraddon Bsp | 33kV connection | 33 | Western Power Distribution (South West) plc | Solar | Photovoltaic | No | 0 | 3.8 | 4 | [12 empty] | No | Connected | 07/01/2021 | 4 | 3.8 | 4 | 0.048 | 0.05 | 11/07/2011
2200041978737 | East Langford Solar Limited | East Langford 33kV Solar Park |  | Beaufort Court Egg Farm Lane Off Station Road | Kings Langley | Hertfordshire | WD4 8LR | United Kingdom | 228391.672 | 110416.505 | Alverdiscott S.G.P. | Pyworthy Bsp | 33kV connection | 33 | Western Power Distribution (South West) plc | Solar | Photovoltaic | No | 0 | 4.75 | 5 | [12 empty] | No | Connected | 07/01/2021 | 5 | 4.75 | 5 | 0.033 | 0.035 | 11/07/2011
2200041979883 | Kala Power Limited | Howton Farm 33kV Solar Park |  | 6th Floor 33 Holborn | London |  | EC1N 2HT | United Kingdom | 237270.902 | 63258.736 | Landulph S.G.P. | Landulph Bsp | 33kV connection | 33 | Western Power Distribution (South West) plc | Solar | Photovoltaic | No | 0 | 4.748 | 4.998 | [12 empty] | No | Connected | 07/01/2021 | 4.998 | 4.75 | 5 | 0.033 | 0.035 | 11/07/2011
2200041978782 | Manor Farm Solar Limited | ST AUSTELL MANOR FARM 33KV SOLAR PARK |  | Beaufort Court Egg Farm Lane Off Station Road | Kings Langley | Hertfordshire | WD4 8LR | United Kingdom | 198751.17 | 52161.446 | Indian Queens S.G.P. | Fraddon Bsp | 33kV connection | 33 | Western Power Distribution (South West) plc | Solar | Photovoltaic | No | 0 | 3.8 | 4 | [12 empty] | No | Connected | 07/01/2021 | 4 | 4.75 | 5 | 0.034 | 0.036 | 11/07/2011
2200041978861 | Churchtown Farm Solar Limited | HAYLE CHURCHTOWN FARM 33KV SOLAR PARK |  | Beaufort Court Egg Farm Lane Off Station Road | Kings Langley | Hertfordshire | WD4 8LR | United Kingdom | 160029.812 | 40540.919 | Indian Queens S.G.P. | Camborne Bsp | 33kV connection | 33 | Western Power Distribution (South West) plc | Solar | Photovoltaic | No | 0 | 3.8 | 4 | [12 empty] | No | Connected | 07/01/2021 | 4 | 4.75 | 5 | 0.034 | 0.036 | 11/07/2011
2200041973446 | Meri Power Limited | WADEBRIDGE BENBOLE SOLAR FARM ST KEW | 6th Floor | 33 Holborn | London |  | EC1N 2HT | United Kingdom | 202833.847 | 74863.711 | Indian Queens S.G.P. | St Tudy Bsp | Wadebridge | 11 | Western Power Distribution (South West) plc | Solar | Photovoltaic | No | 0 | 1.906 | 2.006 | [12 empty] | No | Connected | 07/01/2021 | 2.006 | 1.9 | 2 | 0.048 | 0.05 | 31/07/2011
2200041982167 | Langage Solar Park Limited | PLYMOUTH LOWER LANGAGE FARM |  | Carlton House 26 Ellerbeck Court | Stokeley |  | TS9 5PT | United Kingdom | 257485.232 | 56308.059 | Abham S.G.P. | Plympton Bsp | Langage | 11 | Western Power Distribution (South West) plc | Solar | Photovoltaic | No | 0 | 4.655 | 4.9 | [12 empty] | No | Connected | 07/01/2021 | 4.9 | 4.745 | 4.995 | 0.024 | 0.025 | 01/08/2011
2100040960619 | Pennant Walters (Maesgwyn) Limited | Glyn Neath Maesgwyn Wind Farm | Hirwaun House | 13th Avenue Hirwaun Industrial Estate | Hiwaun | Aberdare | CF44 9UL | United Kingdom | 286472.623 | 208909.164 | Swansea North Grid | 132kV connection | 132kV connection | 132 | Western Power Distribution (South Wales) plc | Wind | Onshore wind turbines | No | 0 | 34.2 | 36 | [12 empty] | No | Connected | 07/01/2021 | 36 | 34.2 | 36 | 0.475 | 0.5 | 14/03/2011
2200041930498 | Devon Wind Power | BARNSTAPLE LUSCOTT BARTON FULLABROOK WINDFARM | Tricor Suite | 4th Floor 50 Mark Lane | London |  | EC3R 7QR | United Kingdom | 252068.093 | 136255.254 | Alverdiscott S.G.P. | 132kV connection | 132kV connection | 132 | Western Power Distribution (South West) plc | Wind | Onshore wind turbines | No | 0 | 62.7 | 66 | [12 empty] | No | Connected | 07/01/2021 | 66 | 66 | 69.474 | 0.76 | 0.8 | 20/05/2011
2200041937953 | Nima Power Limited | TRURO WHEAL JANE SOLAR FARM BALDHU | Croft House | Croft Road | Crowborough | East Sussex | TN6 1DR | United Kingdom | 177490.7 | 42518.667 | Indian Queens S.G.P. | Truro Bsp | Twelveheads. | 11 | Western Power Distribution (South West) plc | Solar | Photovoltaic | No | 0 | 1.254 | 1.32 | [12 empty] | No | Connected | 07/01/2021 | 1.32 | 1.254 | 1.32 | 0.048 | 0.05 | 31/07/2011
2200041941676 | University of Bristol | BRISTOL SCIENCE STREET EMERSONS GREEN | Beacon House | Queens Road | BRISTOL |  | BS8 1QU | United Kingdom | 367088.977 | 177822.921 | Iron Acton S.G.P. | Lockleaze Bsp 132kv | Emersons Green | 11 | Western Power Distribution (South West) plc | Other | Other | No | 0 | 0 | 0 | [12 empty] | No | Connected | 07/01/2021 | 0 | 0.323 | 0.34 | 2.375 | 2.5 | N/A
2100040992995 | Tesco Stores Limited | Tesco Magor Distribution Centre | Tesco House | Shire Park Kestrel Way | Welwyn Garden City |  | AL7 1GA | United Kingdom | 340379.013 | 186277.22 | Uskmouth | Magor Grid | Magor Primary | 11 | Western Power Distribution (South Wales) plc | Wind | Onshore wind turbines | No | 0 | 0.76 | 0.8 | [12 empty] | No | Connected | 07/01/2021 | 0.8 | 0.285 | 0.3 | 0.95 | 1 | 01/03/2011
2100040989431 | Wind Assets LLP | Ferndale Windfarm | 1 | Kingsway | London |  | WC2B 6AN | United Kingdom | 299324.63 | 195946.548 | Upper Boat | Upper Boat Bsp | 33kV connection | 33 | Western Power Distribution (South Wales) plc | Wind | Onshore wind turbines | No | 0 | 6.08 | 6.4 | [12 empty] | No | Connected | 07/01/2021 | 6.4 | 6.08 | 6.4 | 0.19 | 0.2 | 01/04/2011
2200041919616 | KWTN Solar Limited | CHARD JUNCTION TRANSPORT & WAREHOUSE |  | Coombe Farm Roundham | Crewkerne | Somerset | TA18 8RR | United Kingdom | 334126.195 | 104927.567 | Axminster S.G.P. | Woodcote Bsp | Waterlake Primary | 11 | Western Power Distribution (South West) plc | Solar | Photovoltaic | No | 0 | 2.702 | 2.844 | [12 empty] | No | Connected | 07/01/2021 | 2.844 | 2.776 | 2.922 | 0.057 | 0.06 | 26/05/2010
2200041857475 | Crimp Wind Power Limited | BUDE CRIMP MORWENSTOW (IMPORT/EXPORT) WIND TURBINES | Level 20, | 25 Canada Square, | London |  | E14 5LQ | United Kingdom | 224423.787 | 114822.991 | Alverdiscott S.G.P. | Pyworthy Bsp | Morwenstow | 11 | Western Power Distribution (South West) plc | Wind | Onshore wind turbines | No | 0 | 2.565 | 2.7 | [12 empty] | No | Connected | 07/01/2021 | 2.7 | 2.565 | 2.7 | 0.19 | 0.2 | 01/11/2010
2200041786683 | Good Energy Delabole Windfarm Limited | CAMELFORD DELABOLE 33KV SUPPLY (ROCKHEAD) |  | Monkton Reach Monkton Hill | Chippenham | Wiltshire | SN15 1EE | United Kingdom | 208228.869 | 84327.855 | Indian Queens S.G.P. | St Tudy Bsp | 33kV connection | 33 | Western Power Distribution (South West) plc | Wind | Onshore wind turbines | No | 0 | 8.74 | 9.2 | [12 empty] | No | Connected | 07/01/2021 | 9.2 | 8.74 | 9.2 | 0.095 | 0.1 | 05/10/2010
2200041845850 | Goonhilly Limited | HELSTON GOONHILLY WIND FARM 33kV |  | 2nd Floor Edgeborough House Upper Edgeborough Rd | Guildford | Surrey | GU1 2BJ | United Kingdom | 170772.239 | 20623.993 | Indian Queens S.G.P. | Rame Bsp | 33kV connection | 33 | Western Power Distribution (South West) plc | Wind | Onshore wind turbines | No | 0 | 11.4 | 12 | [12 empty] | No | Connected | 07/01/2021 | 12 | 11.4 | 12 | 0.142 | 0.15 | 10/08/2010
2100041213572 | Dwr Cymru Welsh Water | CARDIFF ROVER WAY WWTW | Nelson Offices | Pentwyn Road Nelson | Treharris | Mid Glamorgan | CF46 6LY | United Kingdom |  |  | To be confirmed | To be confirmed | To be confirmed | 11 | Western Power Distribution (South Wales) plc | Other | Other | No | 0 | 6.346 | 6.68 | [12 empty] | No | Connected | 07/01/2021 | 6.68 | 4.446 | 4.68 | 7.157 | 7.534 | 01/07/2014
2200041825924 | Cory Environmental (Gloucestershire) Ltd | BRISTOL CATTYBROOK RD NORTH SHORTWOOD TIP HVM |  | 2 Coldbath Square | London |  | EC1R 5HL | United Kingdom | 368013.68 | 176696.096 | Iron Acton S.G.P. | Lockleaze Bsp 132kv | Mangotsfield | 11 | Western Power Distribution (South West) plc | Other | Other | No | 0 | 3.121 | 3.285 | [12 empty] | No | Connected | 07/01/2021 | 3.285 | 2.09 | 2.2 | 0.043 | 0.045 | 01/08/2010
2100040950407 | Dwr Cymru Welsh Water | Afan Waste Water Treatment Works | Nelson Offices | Pentwyn Road Nelson | Treharris | Mid Glamorgan | CF46 6LY | United Kingdom | 276073.429 | 187326.102 | Swansea North Grid | Briton Ferry Grid | Victoria Road | 11 | Western Power Distribution (South Wales) plc | Other | Other | No | 0 | 2.918 | 3.072 | [12 empty] | No | Connected | 07/01/2021 | 3.072 | 2.042 | 2.15 | 1.624 | 1.71 | 01/07/2010
2100040890430 | Solutia UK Limited | NEWPORT CORPORATION ROAD (SOLUTIA) |  | Corporation Road | Newport | South Wales | NP19 4XF | United Kingdom |  |  | To be confirmed | To be confirmed | To be confirmed | 11 | Western Power Distribution (South Wales) plc | Other | Other | No | 0 | 5.795 | 6.1 | [12 empty] | No | Connected | 07/01/2021 | 6.1 | 15.675 | 16.5 | 12.521 | 13.18 | 01/12/2009
None | Uk Power Reserve Limited | Generator Site - Newport South | 6th Floor | Radcliffe House Blenheim Court | Solihull |  | B91 2AA | United Kingdom | 333027.324 | 185695.072 | Uskmouth | Newport South | 33kV connection | 33 | Western Power Distribution (South Wales) plc | Other | Other | No | 0 | 11.97 | 12.6 | [12 empty] | No | Connected | 07/01/2021 | 12.6 | 15.2 | 16 | 0.285 | 0.3 | 01/11/2009
2100040878016 | Statkraft Wind (UK) Limited | ***WIND FARM*** Blaengwen Wind Farm |  | 6th Floor 33 Holborn | London |  | EC1N 2HT | United Kingdom | 245694.533 | 232845.066 | Swansea North Grid | 132kV connection | 132kV connection | 132 | Western Power Distribution (South Wales) plc | Wind | Onshore wind turbines | No | 0 | 22.99 | 24.2 | [12 empty] | No | Connected | 07/01/2021 | 24.2 | 21.85 | 23 | 0.95 | 1 | 01/11/2009
2100040841780 | Pendine Wind Farm Limited | PENDINE CARMARTHENSHIRE IMP/EXP PARC CYNOG GENERATOR |  | Abbey Warehouse Abbey Slip | Penzance | Cornwall | TR18 4AR | United Kingdom | 225773.158 | 209492.609 | Swansea North Grid | Carmarthen Grid | 33kV connection | 33 | Western Power Distribution (South Wales) plc | Wind | Onshore wind turbines | No | 0 | 4.56 | 4.8 | [12 empty] | No | Connected | 07/01/2021 | 4.8 | 4.56 | 4.8 | 0.261 | 0.275 | 01/08/2009
2200041625587 | Viridor Waste Management Ltd | NEWTON ABBOT 33KV CONNECTION HEATHFIELD LANDFILL & RECYCLING CENTRE | Viridor House | Priory Bridge Road | Taunton | Somerset | TA1 1AP | United Kingdom | 285997.308 | 76004.577 | Abham S.G.P. | Newton Abbot Bsp (Forde Road) | 33kV connection | 33 | Western Power Distribution (South West) plc | Other | Other | No | 0 | 3.325 | 3.5 | [12 empty] | No | Connected | 07/01/2021 | 3.5 | 4.75 | 5 | 0.237 | 0.25 | 01/04/2009
2200041667754 | Cannington Enterprises Limited | BRIDGWATER SWANG FARM (2009) |  | Cannington | Bridgwater | Somerset | TA5 2NJ | United Kingdom | 323267.286 | 138965.297 | Bridgwater S.G.P. | Bridgwater Grid Bsp | Nether Stowey | 11 | Western Power Distribution (South West) plc | Other | Other | No | 0 | 1.292 | 1.36 | [12 empty] | No | Connected | 07/01/2021 | 1.36 | 1.9 | 2 | 0.332 | 0.35 | 17/03/2009
2100040752396 | Dragon LNG Limited | Milford Energy, Waterston, Milford Haven |  | Main Road Waterson | Milford Haven | Pembrokeshire | SA73 1DR | United Kingdom |  |  | Pembroke Power Station | Waterston (Gulf) Grid | To be confirmed | 11 | Western Power Distribution (South Wales) plc | Other | Other | No | 0 | 58.33 | 61.4 | [12 empty] | No | Connected | 07/01/2021 | 61.4 | 28.5 | 30 | 26.6 | 28 | 01/07/2008
2100040719983 | Western Bio-Energy Limited | Biomass Generation Site Margam | Michelin House | 81 Fulham Road | London |  | SW3 6RD | United Kingdom | 279079.513 | 186108.057 | Pyle Grid | Pyle Bsp | 33kV connection | 33 | Western Power Distribution (South Wales) plc | Other | Other | No | 0 | 18.05 | 19 | [12 empty] | No | Connected | 07/01/2021 | 19 | 15.01 | 15.8 | 1.9 | 2 | 01/07/2008
2100040809003 | DVLA | DVLA Clase | C G/01 | Longview Road Morriston | Swansea | West Glam | SA6 7JL | United Kingdom | 265446.848 | 198666.677 | Swansea North Grid | Swansea North Bsp | Clase | 11 | Western Power Distribution (South Wales) plc | Other | Other | No | 0 | 2.735 | 2.879 | [12 empty] | No | Connected | 07/01/2021 | 2.879 | 2.185 | 2.3 | 3.8 | 4 | 01/09/2008
2100040694051 | Resources Management U K Limited | Withyhedges Landfill Site, Haverfordwest |  | Potter House Henfaes Lane | Welshpool | Powys | SY21 7BE | United Kingdom | 197331.921 | 221499.911 | Pembroke Power Station | Haverfordwest Grid | 33kV connection | 33 | Western Power Distribution (South Wales) plc | Other | Other | No | 0 | 2.185 | 2.3 | [12 empty] | No | Connected | 07/01/2021 | 2.3 | 2.185 | 2.3 | 0.038 | 0.04 | 01/09/2007
2200041499762 | Shooters Bottom Windpark Limited | CHEWTON MENDIP SHOOTERS BOTTOM WINDFARM | Beaumont House | 172 Southgate Street | Gloucester | Gloucestershire | GL1 2EZ | United Kingdom | 359461.472 | 150776.277 | Seabank Sgp | Radstock Bsp 132kv | 33kV connection | 33 | Western Power Distribution (South West) plc | Wind | Onshore wind turbines | No | 0 | 1.9 | 2 | [12 empty] | No | Connected | 07/01/2021 | 2 | 1.9 | 2 | 0.033 | 0.035 | 01/06/2008
2200041652386 | Wessex Water Services Ltd | WIVELISCOMBE MAUNDOWN | Wessex Water Operations Centre | Claverton Down Road Claverton Down | BATH |  | BA2 7WW | United Kingdom | 306332.547 | 129177.744 | Taunton S.G.P. | Taunton Main Bsp | Wiveliscombe | 11 | Western Power Distribution (South West) plc | Other | Other | No | 0 | 1.763 | 1.856 | [12 empty] | No | Connected | 07/01/2021 | 1.856 | 1.425 | 1.5 | 0.551 | 0.58 | 11/03/2008
2200041394261 | Viridor Waste Management Ltd | LISKEARD LEAN QUARRY HV GENERATION | Viridor House | Priory Bridge Road | Taunton | Somerset | TA1 1AP | United Kingdom | 226855.729 | 61359.591 | Landulph S.G.P. | St Germans Bsp | Liskeard | 11 | Western Power Distribution (South West) plc | Other | Other | No | 0 | 1.9 | 2 | [12 empty] | No | Connected | 07/01/2021 | 2 | 1.9 | 2 | 0.19 | 0.2 | 01/09/2007
2200041327140 | Roskrow Barton Limited | FALMOUTH ROSKROW BARTON WIND FARM |  | 2nd Floor, Edgeborough House Upper Edgeborough Road | Guildford | Surrey | GU1 2BJ | United Kingdom | 175943.166 | 35253.037 | Indian Queens S.G.P. | Rame Bsp | Falmouth Bickland Hl | 11 | Western Power Distribution (South West) plc | Wind | Onshore wind turbines | No | 0 | 1.615 | 1.7 | [12 empty] | No | Connected | 07/01/2021 | 1.7 | 1.615 | 1.7 | 0.048 | 0.05 | 01/11/2007
2100040485940 | Infinis Ltd | PWLLFAWATKIN LANDFILL SITE | First Floor | 500 Pavilion Drive Northampton Business Park | Northampton |  | NN4 7YJ | United Kingdom | 269975.89 | 208566.467 | Swansea North Grid | Ystradgynlais Grid | 33kV connection | 33 | Western Power Distribution (South Wales) plc | Other | Other | No | 0 | 4.894 | 5.152 | [12 empty] | No | Connected | 07/01/2021 | 5.152 | 4.18 | 4.4 | 0.19 | 0.2 | 01/09/2005
2189999997345 | Beaufort Wind Limited | TAFF ELY WINDFARM | 11th Floor | 200 Aldersgate Street | London |  | EC1A 4HD | United Kingdom | 298577.385 | 186407.345 | Upper Boat | Upper Boat Bsp | 33kV connection | 33 | Western Power Distribution (South Wales) plc | Wind | Onshore wind turbines | No | 0 | 8.55 | 9 | [12 empty] | No | Connected | 07/01/2021 | 9 | 10.45 | 11 | 0.095 | 0.1 | 25/02/1993
2189999997390 | Renewable Energy Systems Limited | DYFFRYN BRODYN WINDFARM |  | 15 Golden Square | London |  | W1F 9JG | United Kingdom | 221992.514 | 226902.558 | Swansea North Grid | Carmarthen Grid | 33kV connection | 33 | Western Power Distribution (South Wales) plc | Wind | Onshore wind turbines | No | 0 | 5.225 | 5.5 | [12 empty] | No | Connected | 07/01/2021 | 5.5 | 5.7 | 6 | 0.095 | 0.1 | 07/10/1994
2100040609507 | Biffa Waste Services Limited | TRECATTI LANDFILL SITE 33KV GENERATION SCHEME | Rixton Old Hall | Manchester Road | Warrington | Cheshire | WA3 6EW | United Kingdom |  |  | Upper Boat | Merthyr East Grid | 33kV connection | 33 | Western Power Distribution (South Wales) plc | Other | Other | No | 0 | 7.362 | 7.75 | [12 empty] | No | Connected | 07/01/2021 | 7.75 | 4.845 | 5.1 | 0.807 | 0.85 | 01/01/2007
2100040255544 | Novera Energy Generation No.2 Limited | Aberdare Bryn Pica Landfill Site | First Floor | 500 Pavilion Drive Northampton Business Park | Northampton |  | NN4 7YJ | United Kingdom | 300881.721 | 205186.659 | Swansea North Grid | Hirwaun Grid | Aberdare | 11 | Western Power Distribution (South Wales) plc | Other | Other | No | 0 | 3.004 | 3.162 | [12 empty] | No | Connected | 07/01/2021 | 3.162 | 2.47 | 2.6 | 0.095 | 0.1 | 01/10/2006
2200041209989 | Viridor Waste Management Ltd | HEMYOCK BROADPATH LANDFILL HEMYOCK PRIMARY SUBSTATION IMPORT/EXPORT | Viridor House | Priory Bridge Road | Taunton | Somerset | TA1 1AP | United Kingdom | 312100 | 113950 | Exeter Main S.G.P. | Tiverton Bsp | Hemyock | 11 | Western Power Distribution (South West) plc | Other | Other | No | 0 | 4.94 | 5.2 | [12 empty] | No | Connected | 07/01/2021 | 5.2 | 4.75 | 5 | 0.237 | 0.25 | 01/10/2005
2100040067477 | Uk Power Reserve Limited | BRIDGEND SOUTH CORNELLY SERVICES | 6th Floor | Radcliffe House Blenheim Court | Solihull |  | B91 2AA | United Kingdom | 282134.273 | 180038.977 | Pyle Grid | Pyle Bsp | 33kV connection | 33 | Western Power Distribution (South Wales) plc | Other | Other | No | 0 | 11.884 | 12.51 | [12 empty] | No | Connected | 07/01/2021 | 12.51 | 9.12 | 9.6 | 0.285 | 0.3 | 12/12/2001
2100040067529 | H L C (NEATH PORT TALBOT LIMITED) | SWANSEA CRYMLYN BURROWS | 4 | Churchill Court 58 Station Road | North Harrow |  | HA2 7SA | United Kingdom | 270077.488 | 193461.793 | Swansea North Grid | Tir John Power Station | 33kV connection | 33 | Western Power Distribution (South Wales) plc | Other | Other | No | 0 | 4.75 | 5 | [12 empty] | No | Connected | 07/01/2021 | 5 | 4.75 | 5 | 2.375 | 2.5 | 22/01/2002
2100040126333 | WINDJEN (BLAEN BOWI) LTD | BLAEN BOWI WIND FARM |  | Bod Hyfryd Llysfaen | Colwyn Bay |  | LL29 8TH | United Kingdom | 233020.372 | 235875.176 | Swansea North Grid | Rhos Grid | 33kV connection | 33 | Western Power Distribution (South Wales) plc | Wind | Onshore wind turbines | No | 0 | 4.655 | 4.9 | [12 empty] | No | Connected | 07/01/2021 | 4.9 | 4.655 | 4.9 | 0.095 | 0.1 | 06/03/2003
2200031825801 | Infinis (Re-Gen) Limited | BRIDGWATER WALPOLE LANDFILL 2 Exit Point's IMPORT/EXPORT SITE | First Floor | 500 Pavillion Drive Northampton Business Park | Northampton | Northamptonshire | NN4 7YJ | United Kingdom |  |  | Bridgwater S.G.P. | Bridgwater Grid Bsp | Bath Road Primary | 11 | Western Power Distribution (South West) plc | Other | Other | No | 0 | 4.685 | 4.932 | [12 empty] | No | Connected | 07/01/2021 | 4.932 | 3.325 | 3.5 | 0.184 | 0.194 | 01/06/2006
2200041310085 | First Corporate Shipping Limited | BRISTOL AVONMOUTH ROYAL EDWARD DOCKS |  | Level 8, 71 Queen Victoria Street | London |  | EC4V 4AY | United Kingdom | 351444.695 | 178566.09 | Seabank Sgp | Avonmouth Bsp | Avonmouth Docks | 6.6 | Western Power Distribution (South West) plc | Wind | Onshore wind turbines | No | 0 | 4.37 | 4.6 | [12 empty] | No | Connected | 07/01/2021 | 4.6 | 4.37 | 4.6 | 4.142 | 4.36 | 01/04/1991
2100040495600 | FFYNNON OER WINDFARM LIMITED | FFYNNON OER WIND FARM | Third Floor | Reading Bridge House Reading Bridge | Reading | Berkshire | RG1 8LS | United Kingdom | 284880.483 | 198369.939 | Grange | Grange Bsp | 33kV connection | 33 | Western Power Distribution (South Wales) plc | Wind | Onshore wind turbines | No | 0 | 32.015 | 33.7 | [12 empty] | No | Connected | 07/01/2021 | 33.7 | 32.015 | 33.7 | 0.038 | 0.04 | 21/03/2006
2200040979039 | Chelson Meadow Energy Limited | PLYMOUTH CHELSON MEADOW LANDFILL (33KV GENERATOR) NOV 2005 | 14 - 15 Queensbrook | Bolton Technology Exchange Spa Road | Bolton |  | BL1 4AY | United Kingdom | 250717.946 | 54755.534 | Abham S.G.P. | Plymouth Bsp | 33kV connection | 33 | Western Power Distribution (South West) plc | Other | Other | No | 0 | 2.945 | 3.1 | [12 empty] | No | Connected | 07/01/2021 | 3.1 | 1.995 | 2.1 | 0.067 | 0.07 | 01/11/2005
2200040211728 | Andigestion Limited | HOLSWORTHY MANWORTHY IMPORT/EXPORT SITE |  | 7 Summerleaze Road | Maidenhead | Berkshire | SL6 8SP | United Kingdom | 234434.377 | 105752.924 | Alverdiscott S.G.P. | Pyworthy Bsp | Holsworthy | 11 | Western Power Distribution (South West) plc | Other | Other | No | 0 | 4.882 | 5.1387 | [12 empty] | No | Connected | 07/01/2021 | 5.1387 | 4.75 | 5 | 0.237 | 0.25 | 01/04/2005
2200040863399 | EKUK GmbH & Co WPFM KG (UK Branch) | HOLSWORTHY FORESTMOOR WINDFARM |  | Bremerhaven Stresemannstrasse 46 | 27570 Bremerhaven | Germany |  | United Kingdom | 229976.708 | 113294.967 | Alverdiscott S.G.P. | Pyworthy Bsp | 33kV connection | 33 | Western Power Distribution (South West) plc | Other | Other | No | 0 | 5.13 | 5.4 | [12 empty] | No | Connected | 07/01/2021 | 5.4 | 2.85 | 3 | 0.19 | 0.2 | 01/02/2005
2100040331994 | Viridis Energy (Norgen) Limited | BRITON FERRY Landfill Generation | 15 | Appold Street | London |  | EC2A 2HB | United Kingdom | 273392.35 | 195347.973 | Swansea North Grid | Briton Ferry Grid | Wern | 11 | Western Power Distribution (South Wales) plc | Other | Other | No | 0 | 1.092 | 1.15 | [12 empty] | No | Connected | 07/01/2021 | 1.15 | 2.185 | 2.3 | 0.076 | 0.08 | 01/09/2004
2199989630606 | Infinis (Re-Gen) Limited | SWANSEA TIR JOHN LANDFILL SITE | First Floor | 500 Pavillion Drive Northampton Business Park | Northampton | Northamptonshire | NN4 7YJ | United Kingdom | 268888.828 | 193516.105 | Swansea North Grid | Tir John Power Station | Tir John Primary | 6.6 | Western Power Distribution (South Wales) plc | Other | Other | No | 0 | 2.935 | 3.09 | [12 empty] | No | Connected | 07/01/2021 | 3.09 | 3.23 | 3.4 | 0.095 | 0.1 | 01/10/2003
2200040571122 | Connon Bridge Energy Limited | LISKEARD CONNON BRIDGE 33KV GEN PROJECT 2 IMPORT/EXPORT | 6th Floor | 33 Holborn | London |  | EC1N 2HT | United Kingdom | 217814.133 | 62410.496 | Landulph S.G.P. | St Germans Bsp | 33kV connection | 33 | Western Power Distribution (South West) plc | Other | Other | No | 0 | 7.362 | 7.75 | [12 empty] | No | Connected | 07/01/2021 | 7.75 | 4.75 | 5 | 0.142 | 0.15 | 01/12/2003
2100040255535 | Novera Energy Generation No.2 Limited | EBBW VALE SILENT VALLEY | First Floor | 500 Pavilion Drive Northampton Business Park | Northampton |  | NN4 7YJ | United Kingdom | 318260.189 | 207273.071 | Rassau G.S.P. | Ebbw Vale | Ebbw Vale Primary | 11 | Western Power Distribution (South Wales) plc | Other | Other | No | 0 | 3.008 | 3.166 | [12 empty] | No | Connected | 07/01/2021 | 3.166 | 2.47 | 2.6 | 0.095 | 0.1 | 01/08/2003
2200031824231 | South West Water Ltd | PLYMOUTH DERRIFORD CROWNHILL WATERWORKS |  | Coombe Lane Tamerton Foliot | Plymouth | Devon | PL5 4RF | United Kingdom |  |  | Landulph S.G.P. | Ernesettle Bsp | Alexandra Road | 11 | Western Power Distribution (South West) plc | Other | Other | No | 0 | 1.71 | 1.8 | [12 empty] | No | Connected | 07/01/2021 | 1.8 | 0.237 | 0.25 | 2.375 | 2.5 | 01/07/2004
2200031824213 | South West Water Ltd | OKEHAMPTON ROADFORD RESERVOIR |  | Coombe Lane Tamerton Foliot | Plymouth | Devon | PL5 4RF | United Kingdom |  |  | Alverdiscott S.G.P. | Pyworthy Bsp | 33kV connection | 33 | Western Power Distribution (South West) plc | Other | Other | No | 0 | 1.805 | 1.9 | [12 empty] | No | Connected | 07/01/2021 | 1.9 | 1.14 | 1.2 | 2.85 | 3 | 16/05/1990
2200040203188 | Wessex Water Services Ltd | WESTON SUPER MARE BLACK ROCK SPS IMPORT/EXPORT | Wessex Water Operations Centre | Claverton Down Road Claverton Down | BATH |  | BA2 7WW | United Kingdom | 332126.667 | 159138.538 | Seabank Sgp | Weston Bsp 132kv | Bournville | 11 | Western Power Distribution (South West) plc | Other | Other | No | 0 | 1.9 | 2 | [12 empty] | No | Connected | 07/01/2021 | 2 | 1.14 | 1.2 | 1.482 | 1.56 | 01/06/2003
2200031824808 | Wessex Water Services Ltd | WEST HUNTSPILL STW IMPORT/EXPORT | Wessex Water Operations Centre | Claverton Down Road Claverton Down | BATH |  | BA2 7WW | United Kingdom | 330034.353 | 146791.347 | Bridgwater S.G.P. | Bridgwater Grid Bsp | Watchfield | 11 | Western Power Distribution (South West) plc | Other | Other | No | 0 | 1.14 | 1.2 | [12 empty] | No | Connected | 07/01/2021 | 1.2 | 0.475 | 0.5 | 1.188 | 1.25 | 01/06/2003
2200040473940 | United Downs Geothermal Ltd | REDRUTH UNITED MINES GENERATION ST DAY 33KV |  | Falmouth Business Park Bickland Water Road | Falmouth | Cornwall | TR11 4SZ | United Kingdom | 174624.491 | 41380.251 | Indian Queens S.G.P. | Rame Bsp | 33kV connection | 33 | Western Power Distribution (South West) plc | Other | Other | No | 0 | 2.998 | 3.156 | [12 empty] | No | Connected | 07/01/2021 | 3.156 | 2.992 | 3.15 | 0.19 | 0.2 | 01/04/2003
2200041310094 | First Corporate Shipping Limited | BRISTOL ROYAL PORTBURY DOCKS |  | Level 8, 71 Queen Victoria Street | London |  | EC4V 4AY | United Kingdom | 349885.571 | 177077.701 | Seabank Sgp | Portishead New Bsp | Royal Portbury Dock | 11 | Western Power Distribution (South West) plc | Wind | Onshore wind turbines | No | 0 | 2.185 | 2.3 | [12 empty] | No | Connected | 07/01/2021 | 2.3 | 1.9 | 2 | 7.125 | 7.5 | 01/03/2003
2200040870944 | EDL (UK) LFG Generation Limited | WELLINGTON POOLE WASTE DISPOSAL SITE IMPORT/EXPORT SITE |  | Chancery House 199 Silbury Boulevard | Milton Keynes |  | MK9 1JL | United Kingdom | 314980.695 | 121538.874 | Taunton S.G.P. | Taunton Main Bsp | Wellington Town | 11 | Western Power Distribution (South West) plc | Other | Other | No | 0 | 1.188 | 1.25 | [12 empty] | No | Connected | 07/01/2021 | 1.25 | 1.33 | 1.4 | 0.19 | 0.2 | 01/02/2005
2200031825680 | Western Power Generation Ltd | ST MARYS GENERATION STATION IMPORT/EXPORT SITE | Avonbank | Feeder Road | BRISTOL |  | BS2 0TB | United Kingdom | 90704.235 | 10438.788 | Indian Queens S.G.P. | Hayle Bsp | Isles Of Scilly | 11 | Western Power Distribution (South West) plc | Other | Other | No | 0 | 2.85 | 3 | [12 empty] | No | Connected | 07/01/2021 | 3 | 2.85 | 3 | 0.475 | 0.5 | 01/10/1992
2200032020539 | South West Water Ltd | MARY TAVY GENERATOR IMPORT/EXPORT SITE |  | Coombe Lane Tamerton Foliot | Plymouth | Devon | PL5 4RF | United Kingdom |  |  | Landulph S.G.P. | Ernesettle Bsp | Tavistock | 11 | Western Power Distribution (South West) plc | Hydro (to be confirmed) | Hydro power system | No | 0 | 2.491 | 2.622 | [12 empty] | No | Connected | 07/01/2021 | 2.622 | 2.755 | 2.9 | 0.095 | 0.1 | 12/04/1996
None | Uk Power Reserve Limited | BRIDGWATER HUNTWORTH MARSH LANE (33kV SUPPLY) | 6th Floor | Radcliffe House Blenheim Court | Solihull |  | B91 2AA | United Kingdom | 330849.877 | 135286.037 | Bridgwater S.G.P. | Bridgwater Grid Bsp | 33kV connection | 33 | Western Power Distribution (South West) plc | Other | Other | No | 0 | 11.97 | 12.6 | [12 empty] | No | Connected | 07/01/2021 | 12.6 | 9.5 | 10 | 0.19 | 0.2 | 02/11/2001
2200040164254 | Bears Down Wind Farm Ltd | NEWQUAY BEARS DOWN WINDFARM IMPORT/EXPORT SITE | Riverside House | Meadowbank Furlong Road | Bourne End | Buckinghamshire | SL8 5AJ | United Kingdom | 190769.761 | 67613.548 | Indian Queens S.G.P. | Fraddon Bsp | 33kV connection | 33 | Western Power Distribution (South West) plc | Wind | Onshore wind turbines | No | 0 | 9.12 | 9.6 | [12 empty] | No | Connected | 07/01/2021 | 9.6 | 9.12 | 9.6 | 0.038 | 0.04 | 03/07/2001
2200031824560 | Imerys Minerals Limited | RETEW IMPORT/EXPORT SITE |  | Par Moor Centre Par Moor Road | Par | Cornwall | PL24 2SQ | United Kingdom | 192472.55 | 56774.567 | Indian Queens S.G.P. | Fraddon Bsp | Fraddon | 11 | Western Power Distribution (South West) plc | Other | Other | No | 0 | 0.95 | 1 | [12 empty] | No | Connected | 07/01/2021 | 1 | 1.188 | 1.25 | 3.325 | 3.5 | 01/04/1996
2200031824445 | Viridor Waste Management Ltd | YANLEY LANDFILL MAIN IMPORT/EXPORT SITE | Viridor House | Priory Bridge Road | Taunton | Somerset | TA1 1AP | United Kingdom | 355860.263 | 169951.254 | Iron Acton S.G.P. | Feeder Road 33kv | Bower Ashton | 11 | Western Power Distribution (South West) plc | Other | Other | No | 0 | 0.999 | 1.052 | [12 empty] | No | Connected | 07/01/2021 | 1.052 | 1.102 | 1.16 | 0.19 | 0.2 | 01/08/1996
2200032108184 | Infinis (Re-Gen) Limited | TORRINGTON DEEP MOOR LANDFILL IMPORT/EXPORT SITE | First Floor | 500 Pavillion Drive Northampton Business Park | Northampton | Northamptonshire | NN4 7YJ | United Kingdom | 252147.476 | 120963.261 | Alverdiscott S.G.P. | Barnstaple Bsp | Great Torrington | 11 | Western Power Distribution (South West) plc | Other | Other | No | 0 | 2.375 | 2.5 | [12 empty] | No | Connected | 07/01/2021 | 2.5 | 2.304 | 2.425 | 0.057 | 0.06 | 01/06/1999
2200032050436 | Rolls-Royce plc | BRISTOL FILTON IMPORT/EXPORT SITE |  | Unit 1, Plantation Road Trentham | Stoke-On-Trent | Staffordshire | ST4 2JA | United Kingdom | 360921.444 | 181035.885 | Iron Acton S.G.P. | 132kV connection | 132kV connection | 132 | Western Power Distribution (South West) plc | Other | Other | No | 0 | 57.228 | 60.24 | [12 empty] | No | Connected | 07/01/2021 | 60.24 | 47.5 | 50 | 8.55 | 9 | 01/10/1999
2200032024222 | Rolls-Royce Power Development Limited | EXETER MARSH BARTON IND EST IMPORT/EXPORT SITE |  | Moor Lane | Derby |  | DE24 8BJ | United Kingdom | 292476.238 | 90751.134 | Exeter Main S.G.P. | 132kV connection | 132kV connection | 132 | Western Power Distribution (South West) plc | Other | Other | No | 0 | 61.75 | 65 | [12 empty] | No | Connected | 07/01/2021 | 65 | 55.879 | 58.82 | 0.95 | 1 | 12/05/1999
2200031824436 | Viridor Waste Management Ltd | NEWTON ABBOT SUPPLY A HEATHFIELD LANDFILL IMPORT/EXPORT SITE | Viridor House | Priory Bridge Road | Taunton | Somerset | TA1 1AP | United Kingdom | 286110.317 | 76064.902 | Abham S.G.P. | Newton Abbot Bsp (Forde Road) | Chudleigh Knighton | 11 | Western Power Distribution (South West) plc | Other | Other | No | 0 | 1.596 | 1.68 | [12 empty] | No | Connected | 07/01/2021 | 1.68 | 2.47 | 2.6 | 0.19 | 0.2 | 02/07/2003
2200040278866 | Viridor Waste Management Ltd | NEWTON ABBOT SUPPLY C HEATHFIELD LANDFILL IMPORT/EXPORT SITE | Viridor House | Priory Bridge Road | Taunton | Somerset | TA1 1AP | United Kingdom | 286114.368 | 76072.5 | Abham S.G.P. | Newton Abbot Bsp (Forde Road) | Chudleigh Knighton | 11 | Western Power Distribution (South West) plc | Other | Other | No | 0 | 2.185 | 2.3 | [12 empty] | No | Connected | 07/01/2021 | 2.3 | 3.325 | 3.5 | 0.142 | 0.15 | 01/06/1998
2200040278875 | United Downs Geothermal Ltd | REDRUTH LANDFILL IMPORT/EXPORT SITE |  | Falmouth Business Park Bickland Water Road | Falmouth | Cornwall | TR11 4SZ | United Kingdom | 174612.973 | 41375.944 | Indian Queens S.G.P. | Truro Bsp | Twelveheads. | 11 | Western Power Distribution (South West) plc | Other | Other | No | 0 | 3.54 | 3.726 | [12 empty] | No | Connected | 07/01/2021 | 3.726 | 2.878 | 3.03 | 0.095 | 0.1 | 01/05/1998
2200031822971 | Cold Northcott Windfarm Limited | LAUNCESTON COLD NORTHCOTT WINDFARM IMPORT/EXPORT SITE |  | 40 Grosvenor Place | London |  | SW1X 7EN | United Kingdom | 221210.286 | 85793.734 | Indian Queens S.G.P. | St Tudy Bsp | 33kV connection | 33 | Western Power Distribution (South West) plc | Wind | Onshore wind turbines | No | 0 | 6.46 | 6.8 | [12 empty] | No | Connected | 07/01/2021 | 6.8 | 6.84 | 7.2 | 0.19 | 0.2 | 01/08/1992
2200032124283 | Wessex Water Services Ltd | BRISTOL AVONMOUTH KINGSWESTON LN IMPORT/EXPORT 2nd SITE | Wessex Water Operations Centre | Claverton Down Road Claverton Down | BATH |  | BA2 7WW | United Kingdom | 353391.069 | 179350.519 | Seabank Sgp | Avonmouth Bsp | Avonmouth | 11 | Western Power Distribution (South West) plc | Other | Other | No | 0 | 11.4 | 12 | [12 empty] | No | Connected | 07/01/2021 | 12 | 3.8 | 4 | 6.84 | 7.2 | 01/12/1999
2200041868592 | Wessex Water Services Ltd | TAUNTON CREECH ST MICHAEL HAM STW | Wessex Water Operations Centre | Claverton Down Road Claverton Down | BATH |  | BA2 7WW | United Kingdom | 328451.44 | 124684.227 | Bridgwater S.G.P. | Bridgwater Grid Bsp | Creech St Michael | 11 | Western Power Distribution (South West) plc | Other | Other | No | 0 | 2.108 | 2.219 | [12 empty] | No | Connected | 07/01/2021 | 2.219 | 2.565 | 2.7 | 0.989 | 1.041 | 01/10/1993
2200031824826 | Wessex Water Services Ltd | BRIDGWATER CHILTON TRINITY STW IMPORT/EXPORT SITE | Wessex Water Operations Centre | Claverton Down Road Claverton Down | BATH |  | BA2 7WW | United Kingdom | 330308.852 | 138643.287 | Bridgwater S.G.P. | Bridgwater Grid Bsp | Bath Road Primary | 11 | Western Power Distribution (South West) plc | Other | Other | No | 0 | 1.188 | 1.25 | [12 empty] | No | Connected | 07/01/2021 | 1.25 | 1.188 | 1.25 | 0.788 | 0.83 | 01/04/2001
2200040118160 | Wessex Water Services Ltd | MINEHEAD DUNSTER MARSH IMPORT/EXPORT SITE | Wessex Water Operations Centre | Claverton Down Road Claverton Down | BATH |  | BA2 7WW | United Kingdom | 298942.136 | 145142.347 | Taunton S.G.P. | Bowhays Cross Bsp | Alcombe | 11 | Western Power Distribution (South West) plc | Other | Other | No | 0 | 0.299 | 0.315 | [12 empty] | No | Connected | 07/01/2021 | 0.315 | 1.14 | 1.2 | 0.541 | 0.57 | 01/03/1998
2200040203197 | Wessex Water Services Ltd | KINGSTON SEYMOUR STW IMPORT/EXPORT SITE | Wessex Water Operations Centre | Claverton Down Road Claverton Down | BATH |  | BA2 7WW | United Kingdom | 339052.784 | 168111.71 | Bridgwater S.G.P. | Churchill Bsp 132kv | Congresbury | 11 | Western Power Distribution (South West) plc | Other | Other | No | 0 | 1.13 | 1.19 | [12 empty] | No | Connected | 07/01/2021 | 1.19 | 1.13 | 1.19 | 0.95 | 1 | 01/04/2002
2200031824792 | Wessex Water Services Ltd | SUTTON BINGHAM IMPORT/EXPORT SITE | Wessex Water Operations Centre | Claverton Down Road Claverton Down | BATH |  | BA2 7WW | United Kingdom | 355718.79 | 111725.846 | Axminster S.G.P. | Yeovil Bsp | Coker | 11 | Western Power Distribution (South West) plc | Other | Other | No | 0 | 0.95 | 1 | [12 empty] | No | Connected | 07/01/2021 | 1 | 0.95 | 1 | 0.589 | 0.62 | 01/07/1995
2200040113240 | South West Water Ltd | CAMBORNE RESKADINNICK STW IMPORT/EXPORT SITE |  | Coombe Lane Tamerton Foliot | Plymouth | Devon | PL5 4RF | United Kingdom | 163267.641 | 42000.975 | Indian Queens S.G.P. | Camborne Bsp | Camborne Carn Brea | 11 | Western Power Distribution (South West) plc | Other | Other | No | 0 | 1.425 | 1.5 | [12 empty] | No | Connected | 07/01/2021 | 1.5 | 1.06 | 1.116 | 1.06 | 1.116 | 01/06/2001
2200032110397 | South West Water Ltd | NEWQUAY TRENHAILE STW IMPORT/EXPORT SITE |  | Coombe Lane Tamerton Foliot | Plymouth | Devon | PL5 4RF | United Kingdom | 181761.668 | 59093.207 | Indian Queens S.G.P. | Fraddon Bsp | Newquay Trevemper | 11 | Western Power Distribution (South West) plc | Other | Other | No | 0 | 1.52 | 1.6 | [12 empty] | No | Connected | 07/01/2021 | 1.6 | 1.14 | 1.2 | 1.14 | 1.2 | 01/01/2000
2200032116120 | South West Water Ltd | ST IVES PORTHGWIDDEN IMPORT/EXPORT SITE |  | Coombe Lane Tamerton Foliot | Plymouth | Devon | PL5 4RF | United Kingdom | 152098.053 | 40943.965 | Indian Queens S.G.P. | Hayle Bsp | St Ives | 11 | Western Power Distribution (South West) plc | Other | Other | No | 0 | 1.722 | 1.813 | [12 empty] | No | Connected | 07/01/2021 | 1.813 | 1.016 | 1.07 | 1.016 | 1.07 | 01/12/1999
2200032192840 | South West Water Ltd | HAYLE VALLEY STW IMPORT/EXPORT SITE |  | Coombe Lane Tamerton Foliot | Plymouth | Devon | PL5 4RF | United Kingdom | 154678.032 | 35824.65 | Indian Queens S.G.P. | Hayle Bsp | Hayle | 11 | Western Power Distribution (South West) plc | Other | Other | No | 0 | 3.865 | 4.068 | [12 empty] | No | Connected | 07/01/2021 | 4.068 | 3.23 | 3.4 | 3.23 | 3.4 | 01/04/1996
2200031825740 | Lloyds Bank plc | BRISTOL CANONS HOUSE CANONS WAY (LLOYDS TSB) |  | 25 Gresham Street | LONDON |  | EC2V 7HN | United Kingdom | 358363.68 | 172399.492 | Iron Acton S.G.P. | Lockleaze Bsp 132kv | Clifton | 11 | Western Power Distribution (South West) plc | Other | Other | No | 0 | 3.23 | 3.4 | [12 empty] | No | Connected | 07/01/2021 | 3.4 | 3.8 | 4 | 1.71 | 1.8 | 01/10/2002
2200031825778 | J L Thomas & Company Limited | EXETER SPRING GARDENS IMPORT/EXPORT SITE |  | Ings Road | DONCASTER |  | DN5 9SW | United Kingdom | 292332.789 | 91113.02 | Exeter Main S.G.P. | Exeter City Bsp | Haven Road | 11 | Western Power Distribution (South West) plc | Other | Other | No | 0 | 0.974 | 1.025 | [12 empty] | No | Connected | 07/01/2021 | 1.025 | 0.662 | 0.697 | 1.282 | 1.35 | 01/07/1997
2200041970393 | A H Warren Trust Ltd | CREWKERNE COOMBE FARM |  | Coombe Farm | CREWKERNE | Somerset | TA18 8RR | United Kingdom | 341111.124 | 109444.191 | Axminster S.G.P. | Woodcote Bsp | Crewkerne | 11 | Western Power Distribution (South West) plc | Solar | Photovoltaic | No | 0 | 2.85 | 3 | [12 empty] | No | Connected | 07/01/2021 | 3 | 1.9 | 2 | 1.14 | 1.2 | 01/10/1993
N/A | Custom Solar Ltd | Unit 1 Peak Pipe Systems Ltd | Smeckley Wood Close | Chesterfield Trading Estate | Chesterfield | Derbyshire | S41 9PZ | United Kingdom | 437290.671 | 374944.517 | CHESTERFIELD 132kV S STN | CHESTERFIELD 33kV S STN | SHEEPBRIDGE 6 6kV S STN | 33 | Western Power Distribution (East Midlands) plc | Solar | Photovoltaic | No | 0 | 0.11 | 0.116 | [12 empty] | No | Accepted to Connect | 07/01/2021 | [6 empty] | 0.116 | 0.11 | 0.116 | 1.5 | 1.579 | 15/12/2020 | N/A
N/A | Pure Green Consulting | DYFFRYN FARM SOLAR |  |  | Neath |  | SA10 7BJ | United Kingdom | 278891.407 | 208741.223 | Swansea North Grid | Ystradgynlais Grid | 33kV or 66kV connection | 33 | Western Power Distribution (South Wales) plc | Solar | Photovoltaic | No | 0 | 26 | 27.368 | [12 empty] | No | Accepted to Connect | 07/01/2021 | [6 empty] | 27.368 | 26 | 27.368 | 0.102 | 0.107 | 18/12/2020 | N/A
N/A | Jimmy Offley | SEVEN SISTERS SOLAR FARM | Pencaelan Farm | Seven Sisters | Neath |  | SA10 9EP | United Kingdom | 278891.407 | 208741.223 | Swansea North Grid | Ystradgynlais Grid | 33kV or 66kV connection | 33 | Western Power Distribution (South Wales) plc | Solar | Photovoltaic | No | 0 | 15 | 15.789 | [12 empty] | No | Accepted to Connect | 07/01/2021 | [6 empty] | 15.789 | 15 | 15.789 | 0.6 | 0.632 | 18/12/2020 | N/A
N/A | Environmental Energies Ltd | Apex Park | Entwhistle Road |  | Daventry |  | NN11 8NG | United Kingdom | 456398.15 | 262850.886 | COVENTRY 132kV S STN | DAVENTRY 33KV S STN | BRAUNSTON ROAD 33 11kV S STN | 33 | Western Power Distribution (East Midlands) plc | Solar | Photovoltaic | No | 0 | 1.2 | 1.263 | [12 empty] | No | Accepted to Connect | 07/01/2021 | [6 empty] | 1.263 | 1.2 | 1.263 | 0 | 0 | 11/12/2020 | N/A
N/A | Pennant Walters | MyG Mynydd Y Glyn Wind Farm | Trehatod Pontypridd |  | Mid Glamorgan |  | CF37 2LL | United Kingdom | 310109.76 | 187021.029 | Upper Boat | Upper Boat Bsp | To be confirmed | 33 | Western Power Distribution (South Wales) plc | Wind | Onshore wind turbines | No | 0 | 24.6 | 25.895 | [12 empty] | No | Accepted to Connect | 07/01/2021 | [6 empty] | 25.895 | 24.6 | 25.895 | 0.36 | 0.379 | 17/11/2020 | N/A
N/A | Innogy Renewables Uk Ltd | ABERTILLERY WIND FARM 48MW |  |  | Abertillery |  |  | United Kingdom | 329788.236 | 198370.35 | Uskmouth | Panteg 66kv Sw. Site | 33kV or 66kV connection | 33 | Western Power Distribution (South Wales) plc | Wind | Onshore wind turbines | No | 0 | 48 | 50.526 | [12 empty] | No | Accepted to Connect | 07/01/2021 | [6 empty] | 50.526 | 48 | 50.526 | 0.2 | 0.211 | 28/10/2020 | N/A
N/A | Solar 2 Limited | Potterspury Solar | Land North Of |  | Potterspury |  | NN12 7TT | United Kingdom | 482602.184 | 239674.09 | EAST CLAYDON 132KV S STN | BRADWELL ABBEY 33kV S STN | 33kV or 66kV connection | 33 | Western Power Distribution (East Midlands) plc | Solar | Photovoltaic | No | 0 | 40 | 42.105 | [12 empty] | No | Accepted to Connect | 07/01/2021 | [6 empty] | 42.105 | 40 | 42.105 | 0.3 | 0.316 | 15/12/2020 | N/A
N/A | Wsp | - | - | Precision Park | . |  |  | United Kingdom | 431967.329 | 265110.191 | BERKSWELL 132kV S STN | WARWICK 33kV S STN | WISE STREET 33 11kV S STN | 33 | Western Power Distribution (East Midlands) plc | Other | Other | No | 0 | 0 | 0 | [12 empty] | No | Accepted to Connect | 07/01/2021 | [6 empty] | 0 | 0.45 | 0.474 | 3.25 | 3.421 | 16/12/2020 | N/A
N/A | Newport City Council | DOCKS WAY LANDFILL | Docks Way |  | Newport |  | NP20 2NS | United Kingdom | 330457.757 | 185815.062 | Uskmouth | Newport West | Newport West Primary | 33 | Western Power Distribution (South Wales) plc | Solar | Photovoltaic | No | 0 | 2 | 2.105 | [12 empty] | No | Accepted to Connect | 07/01/2021 | [6 empty] | 2.105 | 2 | 2.105 | 0.05 | 0.053 | 19/10/2020 | N/A
N/A | Reg Ling Hall Solar Ltd | Ling Hall Solar Farm | Lawford Heath Lane |  | Lawford Heath |  | CV23 9LH | United Kingdom | 448536.161 | 275491.082 | COVENTRY 132kV S STN | RUGBY 33kV S STN | LAWFORD 33 11kV S STN | 33 | Western Power Distribution (East Midlands) plc | Solar | Photovoltaic | No | 0 | 5.5 | 5.789 | [12 empty] | No | Accepted to Connect | 07/01/2021 | [6 empty] | 5.789 | 5.5 | 5.789 | 0.2 | 0.211 | 26/11/2020 | N/A
N/A | Windel Capital Ltd | LAND AT | Rhiwfelin Farm |  | Llantrisant |  | CF72 8LQ | United Kingdom | 303747.148 | 184337.182 | Upper Boat | Talbot Green Grid | Talbot Green Primary | 33 | Western Power Distribution (South Wales) plc | Solar | Photovoltaic | No | 0 | 7.5 | 7.895 | [12 empty] | No | Accepted to Connect | 07/01/2021 | [6 empty] | 7.895 | 7.5 | 7.895 | 0.05 | 0.053 | 18/12/2020 | N/A
N/A | Tekss Limited | Westhide Farm | Westhide |  | Hereford |  | HR1 3QE | United Kingdom | 357558.315 | 239762.135 | BISHOPS WOOD 132kV S STN | HEREFORD 66kV S STN | 33kV or 66kV connection | 66 | Western Power Distribution (West Midlands) plc | Solar | Photovoltaic | No | 0 | 39 | 41.053 | [12 empty] | No | Accepted to Connect | 07/01/2021 | [6 empty] | 41.053 | 39 | 41.053 | 0.315 | 0.332 | 01/12/2020 | N/A
N/A | Lightsource Renewable Uk Development Lt | Winkburn Solar farm | The Winkburn Estate | Winkburn Lane | Winkburn |  | NG22 8PF | United Kingdom | 476078.366 | 353863.694 | STAYTHORPE C 132kV S STN | 132kV connection | 132kV connection | 132 | Western Power Distribution (East Midlands) plc | Solar | Photovoltaic | No | 0 | 32 | 33.684 | [12 empty] | No | Accepted to Connect | 07/01/2021 | [6 empty] | 33.684 | 32 | 33.684 | 0.32 | 0.337 | 14/12/2020 | N/A
N/A | Brl Solar Uk Limited | Norchard Farm |  | Crossway Green | Stourport-On-Severn, |  | DY13 9SN | United Kingdom | 381741.137 | 271061.89 | BISHOPS WOOD 132kV S STN | STOURPORT 132 66 33kV S STN | 33kV or 66kV connection | 33 | Western Power Distribution (West Midlands) plc | Solar | Photovoltaic | No | 0 | 25 | 26.316 | [12 empty] | No | Accepted to Connect | 07/01/2021 | [6 empty] | 26.316 | 25 | 26.316 | 1 | 1.053 | 26/11/2020 | N/A
N/A | Grid Connection Consulting | HENDY WIND FARM | Near Llandrindod Wells |  | Powys |  | LD1 5SE | United Kingdom | 330257.906 | 216026.955 | Rassau G.S.P. | Abergavenny | 33kV or 66kV connection | 33 | Western Power Distribution (South Wales) plc | Wind | Onshore wind turbines | No | 0 | 13.16 | 13.853 | [12 empty] | No | Accepted to Connect | 07/01/2021 | [6 empty] | 13.853 | 13.16 | 13.853 | 0.18 | 0.189 | 04/12/2020 | N/A
N/A | Hawksmoor Energy Limited | Energlyn Solar Park | Eglwysilian Road | Penyrheol Trecenydd & Energlyn | Abertridwr | Caerphilly, Wales | CF83 4ET | United Kingdom | 310109.76 | 187021.029 | Upper Boat | Upper Boat Bsp | 33kV or 66kV connection | 33 | Western Power Distribution (South Wales) plc | Solar | Photovoltaic | No | 0 | 15 | 15.789 | [12 empty] | No | Accepted to Connect | 07/01/2021 | [6 empty] | 15.789 | 15 | 15.789 | 0.2 | 0.211 | 14/12/2020 | N/A
N/A | Mwat Ltd | MRT Peaking Site |  |  | Loughborough |  | LE11 1ET | United Kingdom | 454463.531 | 320717.942 | RATCLIFFE ON SOAR 132kV S STN | LOUGHBOROUGH 33kV S STN | BRUSH 33 11kV S STN | 33 | Western Power Distribution (East Midlands) plc | Other | Other | Yes | 0 | 4.5 | 4.737 | [12 empty] | No | Accepted to Connect | 07/01/2021 | [6 empty] | 4.737 | 4.5 | 4.737 | 0.2 | 0.211 | 09/12/2020 | N/A
N/A | Silent Valley Waste Services | BEECHWOOD HOUSE |  | CWM | EBBW VALE | GWENT | NP23 6PZ | United Kingdom | 317566 | 208027 | Rassau G.S.P. | Ebbw Vale | Ebbw Vale Primary | 33 | Western Power Distribution (South Wales) plc | Wind | Onshore wind turbines | No | 0 | 1.5 | 1.579 | [12 empty] | No | Accepted to Connect | 07/01/2021 | [6 empty] | 1.579 | 1.5 | 1.579 | 0.05 | 0.053 | 09/10/2020 | N/A
N/A | Renewable Energy Systems Limited | Land Off | Longhedge Lane | Thoroton | Nottingham |  | NG13 9DS | United Kingdom | 476078.366 | 353863.694 | STAYTHORPE C 132kV S STN | To be confirmed | 33kV or 66kV connection | 33 | Western Power Distribution (East Midlands) plc | Solar | Photovoltaic | No | 0 | 49.9 | 52.526 | [12 empty] | No | Accepted to Connect | 07/01/2021 | [6 empty] | 52.526 | 49.9 | 52.526 | 0.4 | 0.421 | 04/12/2020 | N/A
1170001366769 | Shenton Group | Butchers Petcare | DOCKHAM WAY | CRICK | NORTHAMPTON | NORTHAMPTONSHIRE | NN6 7TZ | United Kingdom | 456983.79 | 272975.817 | COVENTRY 132kV S STN | DAVENTRY 33KV S STN | CRICK 33 11kV S STN | 33 | Western Power Distribution (East Midlands) plc | Other | Other | Yes | 0 | 1.5 | 1.579 | [12 empty] | No | Accepted to Connect | 07/01/2021 | [6 empty] | 1.579 | 1.5 | 1.579 | 0 | 0 | 27/10/2020 | N/A
N/A | Exeter City Council | Proposed Battery Storage | Clapperbrook Lane |  | Exeter |  |  | United Kingdom | 291490.067 | 91967.793 | Exeter Main S.G.P. | Exeter City Bsp | Haven Road | 33 | Western Power Distribution (South West) plc | Solar | Photovoltaic | No | 0 | 1 | 1.053 | [12 empty] | No | Accepted to Connect | 07/01/2021 | [6 empty] | 1.053 | 1 | 1.053 | 1 | 1.053 | 17/11/2020 | N/A
N/A | Solar 2 Ltd | Welby Pastures | Grantham |  | . |  | NG32 3LU | United Kingdom | 495004.157 | 337257.094 | BICKER FEN 132kV S STN | GRANTHAM 33kV S STN | 33kV or 66kV connection | 33 | Western Power Distribution (East Midlands) plc | Solar | Photovoltaic | No | 0 | 40 | 42.105 | [12 empty] | No | Accepted to Connect | 07/01/2021 | [6 empty] | 42.105 | 40 | 42.105 | 0.3 | 0.316 | 02/12/2020 | N/A
N/A | Re Projects Development Ltd | Steerway Farm |  | Wellington | Telford |  | TF1 2JU | United Kingdom | 367420.14 | 310833.574 | IRONBRIDGE 132kV S STN | KETLEY 132kV S STN | 33kV or 66kV connection | 33 | Western Power Distribution (West Midlands) plc | Solar | Photovoltaic | No | 0 | 30 | 31.579 | [12 empty] | No | Accepted to Connect | 07/01/2021 | [6 empty] | 31.579 | 30 | 31.579 | 0.5 | 0.526 | 15/12/2020 | N/A
N/A | Conrad Energy (Developments) Ltd | Proposed Gas Generation |  | Dunkeswell | Honiton | Devon | EX14 4LG | United Kingdom | 314489.512 | 106987.459 | Exeter Main S.G.P. | Tiverton Bsp | Dunkeswell 33/11kv | 33 | Western Power Distribution (South West) plc | Storage battery | Battery | No | 0 | 5.5 | 5.789 | [12 empty] | No | Accepted to Connect | 07/01/2021 | [6 empty] | 5.789 | 5.5 | 5.789 | 5.5 | 5.789 | 12/11/2020 | N/A
N/A | Rctcbc Corporate Energy Team | 4.2mw Wind Turbine | Maerdy Top |  | Maerdy |  | CF43 4FP | United Kingdom | 297192.939 | 199021.729 | Swansea North Grid | Hirwaun Grid | Maerdy | 33 | Western Power Distribution (South Wales) plc | Wind | Onshore wind turbines | No | 0 | 4.2 | 4.421 | [12 empty] | No | Accepted to Connect | 07/01/2021 | [6 empty] | 4.421 | 4.2 | 4.421 | 0.05 | 0.053 | 17/12/2020 | N/A
N/A | Opde Uk Limited |  | Blithbury Road | Colton | Lichfield | Staffordshire | WS15 3HW | United Kingdom | 405943.52 | 317384.128 | RUGELEY 132kV S STN | To be confirmed | 33kV or 66kV connection | 33 | Western Power Distribution (West Midlands) plc | Solar | Photovoltaic | No | 0 | 42 | 44.211 | [12 empty] | No | Accepted to Connect | 07/01/2021 | [6 empty] | 44.211 | 42 | 44.211 | 0.6 | 0.632 | 03/12/2020 | N/A
N/A | Arcadis Consulting (UK) Ltd | langarth garden village | ... | Threemilestone | Truro |  |  | United Kingdom | 180262.508 | 47287.433 | Indian Queens S.G.P. | Truro Bsp | 33kV or 66kV connection | 33 | Western Power Distribution (South West) plc | Other | Other | No | 0 | 25.5 | 26.842 | [12 empty] | No | Accepted to Connect | 07/01/2021 | [6 empty] | 26.842 | 14.25 | 15 | 0 | 0 | 26/11/2020 | N/A
N/A | Balance Power Projects Limited | Redditch North | Hewell Road |  | Redditch |  | B97 6BB | United Kingdom | 403433.55 | 268347.283 | FECKENHAM 66 11kV S STN | Feckenham 66/11kVDUMMY | REDDITCH NORTH 66 11kV S STN | 33 | Western Power Distribution (West Midlands) plc | Other | Other | No | 0 | 7.12 | 7.495 | [12 empty] | No | Accepted to Connect | 07/01/2021 | [6 empty] | 7.495 | 7.12 | 7.495 | 0.21 | 0.221 | 10/11/2020 | N/A
N/A | Re Projects Development Ltd | LAND AT |  | Rhigos | Aberdare |  | CF44 9UG | United Kingdom | 293969.085 | 205833.786 | Swansea North Grid | Hirwaun Grid | Hirwaun Primary | 33 | Western Power Distribution (South Wales) plc | Other | Other | No | 0 | 0 | 0 | [12 empty] | No | Accepted to Connect | 07/01/2021 | [6 empty] | 0 | 7 | 7.368 | 0.04 | 0.042 | 16/12/2020 | N/A
N/A | Communiies For Renewables Cic | Chelston Meadow Landfill Site | The Ride |  | Plymouth |  | PL9 7JS | United Kingdom | 249892.098 | 54134.116 | Abham S.G.P. | Plymouth Bsp | 33kV or 66kV connection | 33 | Western Power Distribution (South West) plc | Solar | Photovoltaic | No | 0 | 10 | 10.526 | [12 empty] | No | Accepted to Connect | 07/01/2021 | [6 empty] | 10.526 | 10 | 10.526 | 0 | 0 | 09/12/2020 | N/A
N/A | Dwr Cymru Welsh Water | COG MOORS SEWAGE TREATMENT WKS | BARRY ROAD |  | DINAS POWYS |  | CF64 4TR | United Kingdom | 316099.966 | 169625.396 | Aberthaw Power Station | Sully Grid | Sully Grid Primary | 33 | Western Power Distribution (South Wales) plc | Other | Other | Yes | 0 | 3.8 | 4 | [12 empty] | No | Accepted to Connect | 07/01/2021 | [6 empty] | 4 | 3.8 | 4 | 0 | 0 | 07/08/2020 | N/A
N/A | Belltown Power Uk Wind Ltd | NANT EIRON WIND FARM | Grids 263031, 248451 |  | Lampeter |  |  | United Kingdom | 256987.309 | 246080.861 | Swansea North Grid | Lampeter Grid | To be confirmed | 33 | Western Power Distribution (South Wales) plc | Wind | Onshore wind turbines | No | 0 | 25.2 | 26.526 | [12 empty] | No | Accepted to Connect | 07/01/2021 | [6 empty] | 26.526 | 25.2 | 26.526 | 0.5 | 0.526 | 24/11/2020 | N/A
N/A | Solar Century Holdings Ltd | Proposed Solar Scheme | Stock Lane | Langford | Bristol |  | B40 5EU | United Kingdom | 345149.212 | 162247.701 | Bridgwater S.G.P. | Churchill Bsp 132kv | 33kV or 66kV connection | 33 | Western Power Distribution (South West) plc | Other | Other | No | 0 | 120 | 126.316 | [12 empty] | No | Accepted to Connect | 07/01/2021 | [6 empty] | 126.316 | 60 | 63.158 | 60 | 63.158 | 02/12/2020 | N/A
N/A | Cx Group | LAND SOUTH OF | Rhigos Road |  | Aberdare |  | CF44 9YR | United Kingdom | 293969.085 | 205833.786 | Swansea North Grid | Hirwaun Grid | Hirwaun Primary | 33 | Western Power Distribution (South Wales) plc | Other | Other | No | 0 | 0 | 0 | [12 empty] | No | Accepted to Connect | 07/01/2021 | [6 empty] | 0 | 7.6 | 8 | 0.04 | 0.042 | 13/10/2020 | N/A
N/A | GTC | 900 x Domestic 1 x I&C | Poplar Farm | Barrowby Road | Grantham |  | NG31 | United Kingdom | 491019 | 338645 | BICKER FEN 132kV S STN | GRANTHAM NORTH 132KV S STN | GRANTHAM NORTH 11kV S STN | 33 | Western Power Distribution (East Midlands) plc | Other | Other | No | 0 | 0 | 0 | [12 empty] | No | Accepted to Connect | 07/01/2021 | [6 empty] | 0 | 4.87 | 5.126 | 4.87 | 5.126 | 31/07/2020 | N/A
N/A | Natural Power Consultants | RHOSCROWTHER WIND FARM |  | Rhoscrowther | Pembroke |  |  | United Kingdom | 193601.954 | 202349.642 | Pembroke Power Station | Pembroke Power Station Bsp | 33kV or 66kV connection | 33 | Western Power Distribution (South Wales) plc | Wind | Onshore wind turbines | No | 0 | 18 | 18.947 | [12 empty] | No | Accepted to Connect | 07/01/2021 | [6 empty] | 18.947 | 18 | 18.947 | 0.25 | 0.263 | 16/09/2020 | N/A
N/A | DNO Consulting | Proposed Solar & Battery Storage | Wyndham Estate |  | Washford |  | TA23 0JT | United Kingdom | 306391 | 140836 | Taunton S.G.P. | Bowhays Cross Bsp | 33kV or 66kV connection | 33 | Western Power Distribution (South West) plc | Other | Other | No | 0 | 20 | 21.053 | [12 empty] | No | Accepted to Connect | 07/01/2021 | [6 empty] | 21.053 | 20 | 21.053 | 20 | 21.053 | 28/10/2020 | N/A
N/A | Eden Sustainable Group | PRINCESS YACHTS | SOUTH YARD | Devonport | PLYMOUTH |  | PL2 1JH | United Kingdom | 245140.025 | 54431.042 | Landulph S.G.P. | Milehouse Bsp | Newport Street | 33 | Western Power Distribution (South West) plc | Solar | Photovoltaic | No | 0 | 0.15498 | 0.163 | [12 empty] | No | Accepted to Connect | 07/01/2021 | [6 empty] | 0.163 | 0.15498 | 0.163 | 1.6 | 1.684 | 21/10/2020 | N/A
N/A | Solarcentury | Treiscoe Solar Energy Farm |  |  | Indian Queens Gsp |  |  | United Kingdom | 193874.451 | 59065.584 | Indian Queens S.G.P. | To be confirmed | 33kV or 66kV connection | 33 | Western Power Distribution (South West) plc | Other | Other | No | 0 | 57 | 60 | [12 empty] | No | Accepted to Connect | 07/01/2021 | [6 empty] | 60 | 44 | 46.316 | 25 | 26.316 | 13/11/2020 | N/A
N/A | Muller Milk & Ingredients | SEVERNSIDE DAIRY MULLER | OLDENDS LANE |  | STONEHOUSE | GLOUCESTERSHIRE | GL10 2DG | United Kingdom | 379598.578 | 205891.772 | IRON ACTON 132kV S STN | RYEFORD 132kV S STN | Ryeford 132/33/11kVDUMMY | 33 | Western Power Distribution (West Midlands) plc | Other | Other | Yes | 0 | 3.58 | 3.768 | [12 empty] | No | Accepted to Connect | 07/01/2021 | [6 empty] | 3.768 | 0 | 0 | 9.4 | 9.895 | 21/08/2020 | N/A
N/A | Gtc | N0019270-1 Unit 520 | Harvie Card Way | Magna Park | Milton Keynes |  | MK17 7AB | United Kingdom | 490852.739 | 238137.582 | EAST CLAYDON 132KV S STN | BLETCHLEY 33KV S STN | FEN FARM 33 11kV S STN | 33 | Western Power Distribution (East Midlands) plc | Solar | Photovoltaic | No | 0 | 2 | 2.105 | [12 empty] | No | Accepted to Connect | 07/01/2021 | [6 empty] | 2.105 | 2 | 2.105 | 0 | 0 | 21/10/2020 | N/A
N/A | Elgin Energy Esco Ltd | Wistow Lodge PV | Lands At Church Farm | Withington | Shrewsbury | Shropshire | SY4 4PZ | United Kingdom | 353221.851 | 312625.517 | SHREWSBURY 132kV S STN | To be confirmed | 33kV or 66kV connection | 33 | Western Power Distribution (West Midlands) plc | Solar | Photovoltaic | No | 0 | 25 | 26.316 | [12 empty] | No | Accepted to Connect | 07/01/2021 | [6 empty] | 26.316 | 25 | 26.316 | 0.3 | 0.316 | 29/12/2020 | N/A
N/A | Eden Sustainable Group | PRINCESS YACHTS INTERNATIONAL LIMITED | NEWPORT STREET | STONEHOUSE | PLYMOUTH |  | PL1 3QG | United Kingdom | 246182.605 | 54240.348 | Landulph S.G.P. | Milehouse Bsp | Newport Street | 33 | Western Power Distribution (South West) plc | Solar | Photovoltaic | No | 0 | 0.46305 | 0.487 | [12 empty] | No | Accepted to Connect | 07/01/2021 | [6 empty] | 0.487 | 0.46305 | 0.487 | 2.2 | 2.316 | 14/10/2020 | N/A
N/A | Greentech Services Limited | Whitfield Solar Farm | Bemersley Road | Brown Edge | Stoke On Trent |  |  | United Kingdom | 388176.096 | 353588.939 | Cellarhead 132kV | WHITFIELD 132 33kV S STN | 33kV or 66kV connection | 33 | Western Power Distribution (West Midlands) plc | Solar | Photovoltaic | No | 0 | 25 | 26.316 | [12 empty] | No | Accepted to Connect | 07/01/2021 | [6 empty] | 26.316 | 25 | 26.316 | 0.6 | 0.632 | 19/10/2020 | N/A
N/A | Aura Power Solar Uk Ltd | NEWTON FARM Newton Solar Farm | Lea Lane | And Land At, Drointon, Staffor | Rugeley |  | WS15 3NP | United Kingdom | 392281.46 | 304225.046 | Bushbury D 132kV | To be confirmed | 33kV or 66kV connection | 33 | Western Power Distribution (West Midlands) plc | Solar | Photovoltaic | No | 0 | 49.9 | 52.526 | [12 empty] | No | Accepted to Connect | 07/01/2021 | [6 empty] | 52.526 | 49.9 | 52.526 | 0.8 | 0.842 | 12/10/2020 | N/A
N/A | Solarcentury | PETERSTON SUPER ELY |  |  | Cardiff |  |  | United Kingdom | 310109.76 | 187021.029 | Upper Boat | To be confirmed | 33kV or 66kV connection | 33 | Western Power Distribution (South Wales) plc | Other | Other | No | 0 | 120 | 126.316 | [12 empty] | No | Accepted to Connect | 07/01/2021 | [6 empty] | 126.316 | 60 | 63.158 | 60 | 63.158 | 15/12/2020 | N/A
N/A | Ecotricity Generation Ltd | Woodlands Farm |  | Clapton | Berkeley |  | GL13 9QU | United Kingdom | 367741.141 | 200447.492 | IRON ACTON 132kV S STN | RYEFORD 132kV S STN | BERKELEY 33 11kV S STN | 132 | Western Power Distribution (West Midlands) plc | Solar | Photovoltaic | No | 0 | 4 | 4.211 | [12 empty] | No | Accepted to Connect | 07/01/2021 | [6 empty] | 4.211 | 4 | 4.211 | 0.05 | 0.053 | 28/09/2020 | N/A
N/A | Ks Spv 61 Limited | Alfreton Solar Farm | Hall Farm |  | Alfreton |  | DE55 7AH | United Kingdom | 441276.206 | 357049.461 | CHESTERFIELD 132kV S STN | ALFRETON 132kV S STN | 33kV or 66kV connection | 33 | Western Power Distribution (East Midlands) plc | Solar | Photovoltaic | No | 0 | 38 | 40 | [12 empty] | No | Accepted to Connect | 07/01/2021 | [6 empty] | 40 | 38 | 40 | 0.1 | 0.105 | 08/10/2020 | N/A
N/A | Yingli Namane Solar Limited | Grace Dieu Solar Farm | Shepshed Road | Hathern | Leicestershire |  | LE12 5LL | United Kingdom | 450426.145 | 329757.854 | RATCLIFFE ON SOAR 132kV S STN | To be confirmed | 33kV or 66kV connection | 33 | Western Power Distribution (East Midlands) plc | Solar | Photovoltaic | No | 0 | 49.9 | 52.526 | [12 empty] | No | Accepted to Connect | 07/01/2021 | [6 empty] | 52.526 | 49.9 | 52.526 | 0.5 | 0.526 | 08/10/2020 | N/A
N/A | Powertree (Sidings Road) Limited | - | Sidings Road |  | Kirkby In Ashfield | Nottinghamshire | NG17 7JZ | United Kingdom | 451519.059 | 358737.472 | CHESTERFIELD 132kV S STN | ANNESLEY 33kV S STN | SUTTON JUNCTION 33 11kV S STN | 33 | Western Power Distribution (East Midlands) plc | Other | Other | Yes | 0 | 3.2 | 3.368 | [12 empty] | No | Accepted to Connect | 07/01/2021 | [6 empty] | 3.368 | 3.2 | 3.368 | 0.1 | 0.105 | 10/09/2020 | N/A
N/A | Edf Energy Renewables Limited | Land East Of : | Sulgrave |  | Banbury |  | OX17 2SF | United Kingdom | 475176.566 | 226053.515 | EAST CLAYDON 132KV S STN | To be confirmed | 33kV or 66kV connection | 33 | Western Power Distribution (East Midlands) plc | Solar | Photovoltaic | No | 0 | 129.87 | 136.705 | [12 empty] | No | Accepted to Connect | 07/01/2021 | [6 empty] | 136.705 | 129.87 | 136.705 | 0.5 | 0.526 | 07/12/2020 | N/A
N/A | Anglo Renewables Limited |  | Rocks Green |  | Rock Green | Shropshire | SY8 2DT | United Kingdom | 383553.215 | 268197.369 | BISHOPS WOOD 132kV S STN | To be confirmed | 33kV or 66kV connection | 33 | Western Power Distribution (West Midlands) plc | Solar | Photovoltaic | No | 0 | 40 | 42.105 | [12 empty] | No | Accepted to Connect | 07/01/2021 | [6 empty] | 42.105 | 40 | 42.105 | 12 | 12.632 | 07/12/2020 | N/A
N/A | Opde Uk Limited |  | Angrave Road | East Leake | Rushcliffe | Nottinghamshire | LE12 6JA | United Kingdom | 462704.877 | 325772.133 | RATCLIFFE ON SOAR 132kV S STN | WILLOUGHBY 33kV S STN | 33kV or 66kV connection | 33 | Western Power Distribution (East Midlands) plc | Solar | Photovoltaic | No | 0 | 3 | 3.158 | [12 empty] | No | Accepted to Connect | 07/01/2021 | [6 empty] | 3.158 | 3 | 3.158 | 0.1 | 0.105 | 01/12/2020 | N/A
N/A | Elgin Energy Esco Ltd | ref 20620, Hanwell Estate PV lands at Park Farm and West Fa | Hanwell |  | Banbury |  | TN7 4BL. | United Kingdom | 475176.566 | 226053.515 | EAST CLAYDON 132KV S STN | To be confirmed | 33kV or 66kV connection | 33 | Western Power Distribution (West Midlands) plc | Solar | Photovoltaic | No | 0 | 40 | 42.105 | [12 empty] | No | Accepted to Connect | 07/01/2021 | [6 empty] | 42.105 | 40 | 42.105 | 0.3 | 0.316 | 09/12/2020 | N/A
N/A | Falck Renewables Wind Limited | BRYNTAIL FARM SOLAR POWER PLANT |  | Rhydyfelin | Pontypridd |  | CF37 5LJ | United Kingdom | 310109.76 | 187021.029 | Upper Boat | Upper Boat Bsp | 33kV or 66kV connection | 33 | Western Power Distribution (South Wales) plc | Solar | Photovoltaic | No | 0 | 38 | 40 | [12 empty] | No | Accepted to Connect | 07/01/2021 | [6 empty] | 40 | 38 | 40 | 0.3 | 0.316 | 09/10/2020 | N/A
N/A | Wyke Farms | LAMBROOK COTTAGES PIG FARM IMPORT MPAN |  | LAMYATT | SHEPTON MALLET | SOMERSET | BA4 6NX | United Kingdom | 364397.261 | 138762.201 | Seabank Sgp | Radstock Bsp 132kv | Evercreech | 33 | Western Power Distribution (South West) plc | Other | Other | Yes | 0 | 0.6 | 0.632 | [12 empty] | No | Accepted to Connect | 07/01/2021 | [6 empty] | 0.632 | 1.1 | 1.158 | 0.9 | 0.947 | 02/09/2020 | N/A
N/A | Innova Renewables Limited | Moreton Morrell Solar Plant | Land At Church Hill Farm |  | And Land Off Newbold Road |  | CV35 9DD | United Kingdom | 438824.116 | 258996.818 | BERKSWELL 132kV S STN | HARBURY 33kV S STN | 33kV or 66kV connection | 33 | Western Power Distribution (East Midlands) plc | Solar | Photovoltaic | No | 0 | 20 | 21.053 | [12 empty] | No | Accepted to Connect | 07/01/2021 | [6 empty] | 21.053 | 20 | 21.053 | 0.2 | 0.211 | 17/08/2020 | N/A
N/A | Pace Gambit Energy Limited | Uko054 Malswick (Smith.Carter) | Land North Of Stream Ln, |  | Upleadon | Gloucestershire | GL18 1HW | United Kingdom | 373936.012 | 225647.466 | BISHOPS WOOD 132kV S STN | HEREFORD 66kV S STN | 33kV or 66kV connection | 66 | Western Power Distribution (West Midlands) plc | Solar | Photovoltaic | No | 0 | 6 | 6.316 | [12 empty] | No | Accepted to Connect | 07/01/2021 | [6 empty] | 6.316 | 6 | 6.316 | 0.1 | 0.105 | 21/09/2020 | N/A
N/A | Roadnight Taylor Ltd | Proposed Solar PV | Land At Courtwell House Farm | Coffinswell | Newton Abbot |  | TQ12 4SS | United Kingdom | 290524.857 | 66436.121 | Abham S.G.P. | Torquay Bsp | 33kV or 66kV connection | 33 | Western Power Distribution (South West) plc | Solar | Photovoltaic | No | 0 | 16 | 16.842 | [12 empty] | No | Accepted to Connect | 07/01/2021 | [6 empty] | 16.842 | 16 | 16.842 | 0.2 | 0.211 | 24/11/2020 | N/A |  |  |  | Y | D_WPD_SWe_001, D_WPD_SWe_015
N/A | Vital Energi | Morriston Hospital | Heol Maes Eglwys | Morriston | Swansea |  | SA6 6NL | United Kingdom | 266500.776 | 200030.016 | Swansea North Grid | Morriston Grid | Morriston Primary | 33 | Western Power Distribution (South Wales) plc | Solar | Photovoltaic | No | 0 | 2 | 2.105 | [12 empty] | No | Accepted to Connect | 07/01/2021 | [6 empty] | 2.105 | 2 | 2.105 | 4 | 4.211 | 11/11/2020 | N/A
N/A | Hopley Electrical Services Ltd | TIR JOHN LANDFILL | Danygraig Road | St Thomas | Swansea |  | SA1 8PT | United Kingdom | 268717.222 | 193477.728 | Swansea North Grid | Tir John Power Station | 33kV or 66kV connection | 33 | Western Power Distribution (South Wales) plc | Solar | Photovoltaic | No | 0 | 2.5 | 2.632 | [12 empty] | No | Accepted to Connect | 07/01/2021 | [6 empty] | 2.632 | 2.5 | 2.632 | 0.1 | 0.105 | 19/08/2020 | N/A
N/A | Infranite Renewables | The Royal Mint PV & Wind Turbine | Llantrisant B Park | Llantrisant | Llantrisant |  |  | United Kingdom | 317566 | 208027 | Rassau G.S.P. | Ebbw Vale | Ebbw Vale Primary | 33 | Western Power Distribution (South Wales) plc | Other | Other | No | 0 | 2.85 | 3 | [12 empty] | No | Accepted to Connect | 07/01/2021 | [6 empty] | 3 | 2.85 | 3 | 3 | 3.158 | 10/09/2020 | N/A
N/A | Torfaen County Borough Council | ty coch landfill | Cwmbran |  | . |  | NP44 7AJ | United Kingdom | 328203.571 | 193538.416 | Uskmouth | Llantarnam | Llantarnam Primary | 33 | Western Power Distribution (South Wales) plc | Solar | Photovoltaic | No | 0 | 3.5 | 3.684 | [12 empty] | No | Accepted to Connect | 07/01/2021 | [6 empty] | 3.684 | 3.5 | 3.684 | 0.05 | 0.053 | 30/07/2020 | N/A
N/A | Innova Renewables Limited | Blythe House Solar and Storage Plant | Land At Blythe House Farm | Tean | Stoke On Trent |  | ST10 4JW | United Kingdom | 405943.52 | 317384.128 | RUGELEY 132kV S STN | To be confirmed | 33kV or 66kV connection | 33 | Western Power Distribution (West Midlands) plc | Solar | Photovoltaic | No | 0 | 80 | 84.211 | [12 empty] | No | Accepted to Connect | 07/01/2021 | [6 empty] | 84.211 | 80 | 84.211 | 0.001 | 0.001 | 11/09/2020 | N/A
N/A | Edf Energy Renewables Limited | Althorp Estate Solar PV Farm |  |  | . |  | NN7 3NF | United Kingdom | 474295.164 | 261365.056 | GRENDON 132kV S STN | NORTHAMPTON WEST 33kV S STN | 33kV or 66kV connection | 33 | Western Power Distribution (East Midlands) plc | Solar | Photovoltaic | No | 0 | 49.95 | 52.579 | [12 empty] | No | Accepted to Connect | 07/01/2021 | [6 empty] | 52.579 | 49.95 | 52.579 | 0.5 | 0.526 | 07/12/2020 | N/A
N/A | Conrad (Clay Hill) Limited | Dormington Solar | Clay Hill Pit | Dormington | Hereford |  | HR1 4EP | United Kingdom | 357558.315 | 239762.135 | BISHOPS WOOD 132kV S STN | HEREFORD 66kV S STN | 33kV or 66kV connection | 66 | Western Power Distribution (West Midlands) plc | Solar | Photovoltaic | No | 0 | 40.56 | 42.695 | [12 empty] | No | Accepted to Connect | 07/01/2021 | [6 empty] | 42.695 | 40.56 | 42.695 | 3 | 3.158 | 09/09/2020 | N/A
N/A | Renewable Energy Systems Ltd | LLETY'R AFEL WIND FARM | New Road | Abeddulais | Neath |  | SA10 8HT | United Kingdom | 278891.407 | 208741.223 | Swansea North Grid | Ystradgynlais Grid | To be confirmed | 33 | Western Power Distribution (South Wales) plc | Wind | Onshore wind turbines | No | 0 | 25.2 | 26.526 | [12 empty] | No | Accepted to Connect | 07/01/2021 | [6 empty] | 26.526 | 25.2 | 26.526 | 0.27 | 0.284 | 15/09/2020 | N/A
N/A | Forterra Building Products Limited | Desford Brickworks | Heath Road | Bagworth | Coalville | Leicestershire | LE67 1DL | United Kingdom | 449399.505 | 304883.626 | ENDERBY 132kV S STN | COALVILLE 33KV S STN | DESFORD 33 11kV S STN | 33 | Western Power Distribution (East Midlands) plc | Solar | Photovoltaic | No | 0 | 4 | 4.211 | [12 empty] | No | Accepted to Connect | 07/01/2021 | [6 empty] | 4.211 | 4 | 4.211 | 0 | 0 | 26/11/2020 | N/A
N/A | Opde Uk Limited | Pyghtle Farm | Wicken Park Road | Wicken | Milton Keynes |  | MK19 6BZ | United Kingdom | 477822.653 | 236143.689 | EAST CLAYDON 132KV S STN | STONY STRATFORD 33kV S STN | 33kV or 66kV connection | 33 | Western Power Distribution (East Midlands) plc | Solar | Photovoltaic | No | 0 | 15 | 15.789 | [12 empty] | No | Accepted to Connect | 07/01/2021 | [6 empty] | 15.789 | 15 | 15.789 | 0.6 | 0.632 | 26/11/2020 | N/A
N/A | Infinite Renewables Ltd | LAND AT ROYAL MINT | Llantrisatn Business Park |  | Llantrisant |  |  | United Kingdom | 303747.148 | 184337.182 | Upper Boat | Talbot Green Grid | Talbot Green Primary | 33 | Western Power Distribution (South Wales) plc | Other | Other | No | 0 | 2.8 | 2.947 | [12 empty] | No | Accepted to Connect | 07/01/2021 | [6 empty] | 2.947 | 0 | 0 | 3 | 3.158 | 19/08/2020 | N/A
N/A | Graig Fartha Ce Turbine Limited | Graig Fatha Farm Wind Turbine | Coed Ely |  | Tonyrefail | Rct | CF39 8EX | United Kingdom | 303747.148 | 184337.182 | Upper Boat | Talbot Green Grid | Talbot Green Primary | 33 | Western Power Distribution (South Wales) plc | Wind | Onshore wind turbines | No | 0 | 2.5 | 2.632 | [12 empty] | No | Accepted to Connect | 07/01/2021 | [6 empty] | 2.632 | 2.5 | 2.632 | 0.05 | 0.053 | 11/06/2020 | N/A
N/A | Res Group Ltd | Proposed Solar Scheme |  | Pyworthy | Holsworthy |  | EX22 6LJ | United Kingdom | 230422.812 | 102168.27 | Alverdiscott S.G.P. | Pyworthy Bsp | 33kV or 66kV connection | 33 | Western Power Distribution (South West) plc | Solar | Photovoltaic | No | 0 | 32.2 | 33.895 | [12 empty] | No | Accepted to Connect | 07/01/2021 | [6 empty] | 33.895 | 32.2 | 33.895 | 0.1 | 0.105 | 13/07/2020 | N/A
N/A | Renewable Energy Systems Ltd | Wogaston Farm |  |  | Pembroke |  | SA71 5AA | United Kingdom | 193601.954 | 202349.642 | Pembroke Power Station | To be confirmed | To be confirmed | 33 | Western Power Distribution (South Wales) plc | Solar | Photovoltaic | No | 0 | 120 | 126.316 | [12 empty] | No | Accepted to Connect | 07/01/2021 | [6 empty] | 126.316 | 120 | 126.316 | 0.1 | 0.105 | 16/09/2020 | N/A
N/A | Lightrock Power Ltd |  | Lower Tean Leys | Tean Leys | . | Staffs | ST10 4NS | United Kingdom | 405943.52 | 317384.128 | RUGELEY 132kV S STN | 132kV connection | 132kV connection | 132 | Western Power Distribution (West Midlands) plc | Solar | Photovoltaic | No | 0 | 49.9 | 52.526 | [12 empty] | No | Accepted to Connect | 07/01/2021 | [6 empty] | 52.526 | 49.9 | 52.526 | 20 | 21.053 | 26/11/2020 | N/A
N/A | E H Energy Ltd | TREGORRICK FARM |  |  | St Austell |  | PL26 7AG | United Kingdom | 201455.433 | 51706.371 | Indian Queens S.G.P. | St Austell Bsp | Sawles Road | 33 | Western Power Distribution (South West) plc | Storage battery | Battery | No | 0 | 6 | 6.316 | [12 empty] | No | Accepted to Connect | 07/01/2021 | [6 empty] | 6.316 | 6 | 6.316 | 6 | 6.316 | 15/09/2020 | N/A
N/A | Low Carbon | Canal Solar Farm | Canal Solar Farm | Hinckley | Leicestershire |  | LE10 3EE | United Kingdom | 441127.012 | 292466.649 | COVENTRY 132kV S STN | 132kV connection | 132kV connection | 132 | Western Power Distribution (East Midlands) plc | Solar | Photovoltaic | No | 0 | 35 | 36.842 | [12 empty] | No | Accepted to Connect | 07/01/2021 | [6 empty] | 36.842 | 35 | 36.842 | 7 | 7.368 | 13/10/2020 | N/A |  |  |  | N | D_WPD_SWal_004, D_WPD_SWal_005, D_WPD_Swal_006, D_WPD_SWal-007, D_WPD_SWal_008
N/A | Gridserve | Proposed Battery Storage & EV Ll027 - Tolvaddon | Tolvaddon Business Park | Tolvaddon | Camborne |  | TR14 0HX | United Kingdom | 166222.578 | 41679.912 | Indian Queens S.G.P. | Camborne Bsp | 33kV or 66kV connection | 33 | Western Power Distribution (South West) plc | Other | Other | No | 0 | 8.166 | 8.596 | [12 empty] | No | Accepted to Connect | 07/01/2021 | [6 empty] | 8.596 | 8 | 8.421 | 8 | 8.421 | 25/11/2020 | N/A
N/A | Callum Curtis | Ocado/Baddesley Colliery | Biogen Merevale Ad Plant |  | Atherstone |  | CV9 2LA | United Kingdom | 425540.909 | 299392.068 | LEA MARSTON 132kV S STN | TAMWORTH 33kV S STN | BIRCH COPPICE 33 11kV S STN | 33 | Western Power Distribution (East Midlands) plc | Other | Other | No | 0 | 2.6 | 2.737 | [12 empty] | No | Accepted to Connect | 07/01/2021 | [6 empty] | 2.737 | 2.6 | 2.737 | 5 | 5.263 | 24/09/2020 | N/A
N/A | Solarcentury | Hayle Solar Energy Farm Option B | Land Nr Gwinear Lane |  | Hayle | Cornwall | TR27 5LA | United Kingdom |  |  | To be confirmed | To be confirmed | 33kV or 66kV connection | 33 | Western Power Distribution (South West) plc | Other | Other | No | 0 | 69.36 | 73.011 | [12 empty] | No | Accepted to Connect | 07/01/2021 | [6 empty] | 73.011 | 40 | 42.105 | 15 | 15.789 | 25/11/2020 | N/A
N/A | Verus Energy Oak Limited |  | Giffords Way (Off Kelvin Way) |  | West Bromwich |  | B70 7JR | United Kingdom | 353601.903 | 182129.061 | Seabank Sgp | To be confirmed | To be confirmed | 33 | Western Power Distribution (West Midlands) plc | Other | Other | No | 0 | 49.9 | 52.526 | [12 empty] | No | Accepted to Connect | 07/01/2021 | [6 empty] | 52.526 | 4.99 | 5.253 | 0.001 | 0.001 | 24/09/2020 | N/A
1470001258950 | Muller Yogurts And Desserts | MULLER DAIRY UK LIMITED | TERN VALLEY BUSINESS PARK |  | MARKET DRAYTON | SHROPSHIRE | TF9 3SQ | United Kingdom | 367682.91 | 333902.204 | Cellarhead 132kV | MEAFORD C 132kV S STN | MARKET DRAYTON 33 11kV S STN | 33 | Western Power Distribution (West Midlands) plc | Other | Other | Yes | 0 | 6.5 | 6.842 | [12 empty] | No | Accepted to Connect | 07/01/2021 | [6 empty] | 6.842 | 6 | 6.316 | 20 | 21.053 | 28/10/2020 | N/A
N/A | Eyre Street Power Limited | Eyre Street |  |  | Birmingham |  | B18 7AD | United Kingdom | 404993.209 | 287673.686 | BUSTLEHOLM 132kV S STN | WINSON GREEN 132 25 11kV S STN | Winson Green 132/11kVDUMMY | 11 | Western Power Distribution (West Midlands) plc | Other | Other | No | 0 | 7 | 7.368 | [12 empty] | No | Accepted to Connect | 07/01/2021 | [6 empty] | 7.368 | 7 | 7.368 | 0.5 | 0.526 | 03/06/2020 | N/A
N/A | Elgin Energy Esco Ltd | Solar Site 25520 Wistow Lodge PV | Leicester Road |  | Wistow | Leicestershire | LE8 0QF | United Kingdom | 453315.216 | 300391.331 | ENDERBY 132kV S STN | To be confirmed | 33kV or 66kV connection | 33 | Western Power Distribution (East Midlands) plc | Solar | Photovoltaic | No | 0 | 40 | 42.105 | [12 empty] | No | Accepted to Connect | 07/01/2021 | [6 empty] | 42.105 | 40 | 42.105 | 0.3 | 0.316 | 10/11/2020 | N/A
N/A | Public Power Solutions Ltd | new house farm |  |  | Hawkeschurch |  | EX13 5UP | United Kingdom | 335094.438 | 99023.35 | Axminster S.G.P. | Woodcote Bsp | 33kV or 66kV connection | 33 | Western Power Distribution (South West) plc | Storage battery | Battery | No | 0 | 50 | 52.632 | [12 empty] | No | Accepted to Connect | 07/01/2021 | [6 empty] | 52.632 | 50 | 52.632 | 50 | 52.632 | 27/10/2020 | N/A
N/A | Armstrong Capital Management Limited | Ash Farm Land at | Vicarage Drove | Bicker | Boston |  | PE20 3BJ | United Kingdom | 519650.844 | 338706.652 | BICKER FEN 132kV S STN | 132kV connection | 132kV connection | 132 | Western Power Distribution (East Midlands) plc | Solar | Photovoltaic | No | 0 | 70 | 73.684 | [12 empty] | No | Accepted to Connect | 07/01/2021 | [6 empty] | 73.684 | 70 | 73.684 | 20.5 | 21.579 | 03/11/2020 | N/A
N/A | Hobby Energy Ltd | GROVE FARM | Gypsy Lane | Irchester | Wellingborough | Northamptonshire | NN29 7UF | United Kingdom | 489811 | 266844 | GRENDON 132kV S STN | WELLINGBOROUGH 132kV S STN | Wellingborough 132/11kv (Reserve) | 33 | Western Power Distribution (East Midlands) plc | Solar | Photovoltaic | No | 0 | 20 | 21.053 | [12 empty] | No | Accepted to Connect | 07/01/2021 | [6 empty] | 21.053 | 20 | 21.053 | 0.1 | 0.105 | 12/08/2020 | N/A
N/A | Aura Power Solar Uk Ltd | Wade Lane Farm | Wade Lane |  | Hill Ridware | Rugeley | WS15 3RE | United Kingdom | 405943.52 | 317384.128 | RUGELEY 132kV S STN | To be confirmed | 33kV or 66kV connection | 33 | Western Power Distribution (West Midlands) plc | Solar | Photovoltaic | No | 0 | 49.9 | 52.526 | [12 empty] | No | Accepted to Connect | 07/01/2021 | [6 empty] | 52.526 | 49.9 | 52.526 | 0.001 | 0.001 | 09/10/2020 | N/A
N/A | Aura Power Developments Ltd | Royle Farm Drakelow Battery Storage | Burton Upon Trent |  | Derbyshire |  | DE15 9TU | United Kingdom | 423728.265 | 319623.996 | DRAKELOW 132kV | 132kV connection | 132kV connection | 132 | Western Power Distribution (East Midlands) plc | Storage battery | Battery | No | 0 | 49.9 | 52.526 | [12 empty] | No | Accepted to Connect | 07/01/2021 | [6 empty] | 52.526 | 49.9 | 52.526 | 49.9 | 52.526 | 28/10/2020 | N/A
N/A | Conrad Energy (Developments) Ltd | Flexible Gas Generating Stn | Land At Blacknell Lane |  | Crewkerne |  | TA18 8LL | United Kingdom | 344855.887 | 109413.832 | Axminster S.G.P. | Woodcote Bsp | Crewkerne | 33 | Western Power Distribution (South West) plc | Biofuel landfill gas | Gas turbine (OCGT) | No | 0 | 7.2 | 7.579 | [12 empty] | No | Accepted to Connect | 07/01/2021 | [6 empty] | 7.579 | 7.2 | 7.579 | 0.2 | 0.211 | 20/10/2020 | N/A
N/A | Roadnight Taylor | High Witheven Farm Solar PV on land at |  | Canworthy Water | . |  | PL15 8UB | United Kingdom | 230422.812 | 102168.27 | Alverdiscott S.G.P. | 132kV connection | 132kV connection | 132 | Western Power Distribution (South West) plc | Solar | Photovoltaic | No | 0 | 32 | 33.684 | [12 empty] | No | Accepted to Connect | 07/01/2021 | [6 empty] | 33.684 | 32 | 33.684 | 0.2 | 0.211 | 13/11/2020 | N/A
N/A | North Devon District Hospital | NORTH DEVON DISTRICT HOSPITAL | RALEIGH PARK |  | BARNSTAPLE | DEVON | EX31 4JB | United Kingdom | 255591.263 | 133160.897 | Alverdiscott S.G.P. | East Yelland Bsp | Barnstaple Quay | 33 | Western Power Distribution (South West) plc | Other | Other | No | 0 | 2.4 | 2.526 | [12 empty] | No | Accepted to Connect | 07/01/2021 | [6 empty] | 2.526 | 0.9 | 0.947 | 2.17 | 2.284 | 21/05/2020 | N/A
N/A | Evoenergy Ltd | Corley Solar Farm | Breach Oak Lane |  | Astley Cp | North Warwickshire | CV7 8AU | United Kingdom | 434788.451 | 290538.125 | COVENTRY 132kV S STN | NUNEATON 33kV S STN | 33kV or 66kV connection | 33 | Western Power Distribution (East Midlands) plc | Solar | Photovoltaic | No | 0 | 12.8 | 13.474 | [12 empty] | No | Accepted to Connect | 07/01/2021 | [6 empty] | 13.474 | 12.8 | 13.474 | 0.05 | 0.053 | 26/10/2020 | N/A
N/A | Hawksmoor Energy Limited | Site off | Salt Way |  | Feckenham |  | B96 6JT | United Kingdom | 401968.072 | 261611.575 | FECKENHAM 66 11kV S STN | To be confirmed | 33kV or 66kV connection | 33 | Western Power Distribution (West Midlands) plc | Solar | Photovoltaic | No | 0 | 40 | 42.105 | [12 empty] | No | Accepted to Connect | 07/01/2021 | [6 empty] | 42.105 | 40 | 42.105 | 0.001 | 0.001 | 28/09/2020 | N/A
N/A | Mwat Ltd | Land off EMRT Peaking Site | Nottingham Road |  | Loughborough |  | LE11 1ET | United Kingdom | 454463.531 | 320717.942 | RATCLIFFE ON SOAR 132kV S STN | LOUGHBOROUGH 33kV S STN | BRUSH 33 11kV S STN | 33 | Western Power Distribution (East Midlands) plc | Other | Other | Yes | 0 | 4.5 | 4.737 | [12 empty] | No | Accepted to Connect | 07/01/2021 | [6 empty] | 4.737 | 4.5 | 4.737 | 0.2 | 0.211 | 19/06/2020 | N/A
N/A | Dno Consulting Ltd | LAND AT | Croes Carn Einon Farm | Bassaleg | Newport |  | NP10 8RW | United Kingdom | 332402.507 | 183746.599 | Uskmouth | To be confirmed | 33kV or 66kV connection | 33 | Western Power Distribution (South Wales) plc | Solar | Photovoltaic | No | 0 | 40 | 42.105 | [12 empty] | No | Accepted to Connect | 07/01/2021 | [6 empty] | 42.105 | 40 | 42.105 | 0.3 | 0.316 | 24/07/2020 | N/A
N/A | Re Projects Development Ltd | Ash Farm PV installation for 7MW | Charlton Rd, | Coleford | Radstock |  | BA3 5EX | United Kingdom | 364634.072 | 154703.353 | Seabank Sgp | Radstock Bsp 132kv | 33kV or 66kV connection | 33 | Western Power Distribution (South West) plc | Solar | Photovoltaic | No | 0 | 10 | 10.526 | [12 empty] | No | Accepted to Connect | 07/01/2021 | [6 empty] | 10.526 | 10 | 10.526 | 0 | 0 | 27/07/2020 | N/A
N/A | Bailoh Limited | Land at Manor Farm Manor Farm Solar Plant | Beachampton |  | Milton Keynes | Buckinghamshire | MK19 6DT | United Kingdom | 477822.653 | 236143.689 | EAST CLAYDON 132KV S STN | STONY STRATFORD 33kV S STN | 33kV or 66kV connection | 33 | Western Power Distribution (East Midlands) plc | Solar | Photovoltaic | No | 0 | 25 | 26.316 | [12 empty] | No | Accepted to Connect | 07/01/2021 | [6 empty] | 26.316 | 25 | 26.316 | 0.1 | 0.105 | 27/07/2020 | N/A
N/A | Infraland Limited | Costock Solar Farm | Wysall Road | Costock | Rushcliffe | Nottinghamshire | LE12 6YP | United Kingdom | 450426.145 | 329757.854 | RATCLIFFE ON SOAR 132kV S STN | 132kV connection | 132kV connection | 132 | Western Power Distribution (East Midlands) plc | Solar | Photovoltaic | No | 0 | 49.9 | 52.526 | [12 empty] | No | Accepted to Connect | 07/01/2021 | [6 empty] | 52.526 | 49.9 | 52.526 | 0.35 | 0.368 | 02/10/2020 | N/A
N/A | Aura Power Solar Uk Ltd | - | Preston Hill Farm | Preston Vale | Penkridge | Stafford | ST19 5RA | United Kingdom | 392281.46 | 304225.046 | Bushbury D 132kV | To be confirmed | 33kV or 66kV connection | 33 | Western Power Distribution (West Midlands) plc | Solar | Photovoltaic | No | 0 | 49.9 | 52.526 | [12 empty] | No | Accepted to Connect | 07/01/2021 | [6 empty] | 52.526 | 49.9 | 52.526 | 0.8 | 0.842 | 27/08/2020 | N/A
N/A | Jbm Solar Projects (Uk) Ltd | Eastfields Solar 065 | Deppers Bridge | Bishop'S Itchington | Southam |  | CV47 2ST | United Kingdom | 438824.116 | 258996.818 | BERKSWELL 132kV S STN | HARBURY 33kV S STN | 33kV or 66kV connection | 33 | Western Power Distribution (East Midlands) plc | Solar | Photovoltaic | No | 0 | 25 | 26.316 | [12 empty] | No | Accepted to Connect | 07/01/2021 | [6 empty] | 26.316 | 25 | 26.316 | 25 | 26.316 | 19/08/2020 | N/A
N/A | Solar Securities Ltd | GWENLAIS SOLAR FARM | Gwenlais Road | Pontlliw | Swansea |  | SA4 9EX | United Kingdom | 264462.559 | 200039.621 | Swansea North Grid | Swansea North Bsp | 33kV or 66kV connection | 33 | Western Power Distribution (South Wales) plc | Solar | Photovoltaic | No | 0 | 15.45 | 16.263 | [12 empty] | No | Accepted to Connect | 07/01/2021 | [6 empty] | 16.263 | 15 | 15.789 | 0.1 | 0.105 | 08/07/2020 | N/A
N/A | Anesco Limited |  | Dunsford Road |  | Alfreton |  | DE55 7RH | United Kingdom | 441262.962 | 356993.886 | CHESTERFIELD 132kV S STN | ALFRETON 33kV S STN | 33kV or 66kV connection | 33 | Western Power Distribution (East Midlands) plc | Solar | Photovoltaic | No | 0 | 19 | 20 | [12 empty] | No | Accepted to Connect | 07/01/2021 | [6 empty] | 20 | 19 | 20 | 0.195 | 0.205 | 17/09/2020 | N/A
N/A | Innova Renewables Limited | Land at Newbold Pacey | Newbold Road |  | . | Warwickshire | CV35 9DP | United Kingdom | 429710.45 | 265381.967 | BERKSWELL 132kV S STN | WARWICK 33kV S STN | 33kV or 66kV connection | 33 | Western Power Distribution (East Midlands) plc | Solar | Photovoltaic | No | 0 | 20 | 21.053 | [12 empty] | No | Accepted to Connect | 07/01/2021 | [6 empty] | 21.053 | 20 | 21.053 | 0.2 | 0.211 | 31/07/2020 | N/A
1470001259848 | Ian Shaw | Keele University |  |  | Keele |  | ST5 5BG | United Kingdom | 382374.777 | 345415.023 | Cellarhead 132kV | NEWCASTLE 132kV S STN | Newcastle 132/11kVDUMMY | 33 | Western Power Distribution (West Midlands) plc | Other | Other | No | 0 | 7.3 | 7.684 | [12 empty] | No | Accepted to Connect | 07/01/2021 | [6 empty] | 7.684 | 1.5 | 1.579 | 7.5 | 7.895 | 31/07/2020 | N/A
N/A | Vanguard Global Realty Ltd | Site Iodine | V6 Grafton Street |  | Milton Keynes |  | MK9 1BE | United Kingdom | 484369.641 | 238746.603 | EAST CLAYDON 132KV S STN | STONY STRATFORD 33kV S STN | ELDERGATE 33 11kV S STN | 33 | Western Power Distribution (East Midlands) plc | Other | Other | No | 0 | 0 | 0 | [12 empty] | No | Accepted to Connect | 07/01/2021 | [6 empty] | 0 | 0.001 | 0.001 | 5 | 5.263 | 20/05/2020 | N/A
N/A | Sirius Renwable Energy Ltd | LAMBEETH FARM |  | Pwllcrochan | Pembroke |  | SA71 5TP | United Kingdom | 193601.954 | 202349.642 | Pembroke Power Station | Pembroke Power Station Bsp | 33kV or 66kV connection | 33 | Western Power Distribution (South Wales) plc | Solar | Photovoltaic | No | 0 | 49.999 | 52.631 | [12 empty] | No | Accepted to Connect | 07/01/2021 | [6 empty] | 52.631 | 49.999 | 52.631 | 0.2 | 0.211 | 08/07/2020 | N/A
N/A | Power Balancing Services Ltd | Land off | High View Road | South Normanton | Alfreton |  | DE55 2FH | United Kingdom | 444006.398 | 357784.231 | CHESTERFIELD 132kV S STN | ALFRETON 33kV S STN | BLACKWELL 33 11kV S STN | 33 | Western Power Distribution (East Midlands) plc | Other | Other | No | 0 | 3 | 3.158 | [12 empty] | No | Accepted to Connect | 07/01/2021 | [6 empty] | 3.158 | 3 | 3.158 | 0.15 | 0.158 | 11/06/2020 | N/A
N/A | Ecotricity | Land at Old Dalby Lodge Farm | Paddys Lane | Old Dalby | Melton Mowbray | Leicestershire | LE14 3LY | United Kingdom | 462704.877 | 325772.133 | RATCLIFFE ON SOAR 132kV S STN | WILLOUGHBY 33kV S STN | 33kV or 66kV connection | 33 | Western Power Distribution (East Midlands) plc | Solar | Photovoltaic | No | 0 | 7 | 7.368 | [12 empty] | No | Accepted to Connect | 07/01/2021 | [6 empty] | 7.368 | 7 | 7.368 | 0 | 0 | 27/07/2020 | N/A
N/A | Balance Power Projects Limited | Whetstone | Warwick Road |  | Littlethorpe | Leicester | LE19 2JU | United Kingdom | 455342.263 | 296965.136 | ENDERBY 132kV S STN | WIGSTON 33KV S STN | WHETSTONE 33 11kV S STN | 33 | Western Power Distribution (East Midlands) plc | Biofuel landfill gas | Gas turbine (OCGT) | No | 0 | 7.56 | 7.958 | [12 empty] | No | Accepted to Connect | 07/01/2021 | [6 empty] | 7.958 | 7.56 | 7.958 | 0 | 0 | 16/09/2020 | N/A
N/A | Kronos Solar Projects Gmbh | Laurel Farm Hasland Solar Farm | Calow |  | Chesterfield |  | S44 5XH | United Kingdom | 440954.678 | 369846.71 | CHESTERFIELD 132kV S STN | To be confirmed | 33kV or 66kV connection | 33 | Western Power Distribution (East Midlands) plc | Solar | Photovoltaic | No | 0 | 50 | 52.632 | [12 empty] | No | Accepted to Connect | 07/01/2021 | [6 empty] | 52.632 | 50 | 52.632 | 0.1 | 0.105 | 11/09/2020 | N/A
N/A | Novergy Ltd | Middle Road Farm | Middle Farm |  | Leamington Spa |  | CV33 9JN | United Kingdom | 426395.553 | 276521.239 | BERKSWELL 132kV S STN | To be confirmed | 33kV or 66kV connection | 33 | Western Power Distribution (East Midlands) plc | Solar | Photovoltaic | No | 0 | 40 | 42.105 | [12 empty] | No | Accepted to Connect | 07/01/2021 | [6 empty] | 42.105 | 40 | 42.105 | 0.5 | 0.526 | 21/07/2020 | N/A
N/A | Cogen Ltd | WENTLOOG BIO POWER | Newlands Road | Wentloog | Cardiff |  |  | United Kingdom | 320598.515 | 178030.151 | Cardiff East Grid | Cardiff East Grid Bsp | To be confirmed | 33 | Western Power Distribution (South Wales) plc | Biofuel landfill gas | Gas turbine (OCGT) | No | 0 | 15 | 15.789 | [12 empty] | No | Accepted to Connect | 07/01/2021 | [6 empty] | 15.789 | 15 | 15.789 | 3 | 3.158 | 07/04/2020 | N/A
N/A | Brl Solar Uk Limited | Noken Farm | Sinton Green |  | . | Worcester | WR2 6NW | United Kingdom | 383553.215 | 268197.369 | BISHOPS WOOD 132kV S STN | To be confirmed | 33kV or 66kV connection | 33 | Western Power Distribution (West Midlands) plc | Solar | Photovoltaic | No | 0 | 42 | 44.211 | [12 empty] | No | Accepted to Connect | 07/01/2021 | [6 empty] | 44.211 | 42 | 44.211 | 0.5 | 0.526 | 18/06/2020 | N/A
N/A | Greentech | - | Dawley Road |  | Ketley |  | TF1 5AQ | United Kingdom | 367420.14 | 310833.574 | IRONBRIDGE 132kV S STN | KETLEY 132kV S STN | 33kV or 66kV connection | 33 | Western Power Distribution (West Midlands) plc | Solar | Photovoltaic | No | 0 | 21 | 22.105 | [12 empty] | No | Accepted to Connect | 07/01/2021 | [6 empty] | 22.105 | 21 | 22.105 | 0.5 | 0.526 | 17/04/2020 | N/A
N/A | Jbm Solar Projects (Uk) Ltd | Ashorne Solar | Harbury Lane |  | Leamington Spa |  | CV34 7BN | United Kingdom | 426395.553 | 276521.239 | BERKSWELL 132kV S STN | 132kV connection | 132kV connection | 132 | Western Power Distribution (East Midlands) plc | Solar | Photovoltaic | No | 0 | 49.9 | 52.526 | [12 empty] | No | Accepted to Connect | 07/01/2021 | [6 empty] | 52.526 | 49.9 | 52.526 | 10 | 10.526 | 19/08/2020 | N/A
N/A | Renewable Connections | New Generator SLC15 Application | Marsbury Plane |  | Marksbury |  | BA2 0EG | United Kingdom | 364634.072 | 154703.353 | Seabank Sgp | Radstock Bsp 132kv | 33kV or 66kV connection | 33 | Western Power Distribution (South West) plc | Solar | Photovoltaic | No | 0 | 150 | 157.895 | [12 empty] | No | Accepted to Connect | 07/01/2021 | [6 empty] | 157.895 | 15 | 15.789 | 0.15 | 0.158 | 24/07/2020 | N/A
N/A | Gethin And Co / Agripost | gethin and co / agripost | Lower House | Cardeston | Ford,Shrewsbury |  | SY5 9NQ | United Kingdom | 336475.245 | 311911.763 | SHREWSBURY 132kV S STN | Shrewsbury 132/33kVDUMMY | ROWTON 33 11kV S STN | 33 | Western Power Distribution (West Midlands) plc | Biomass | Other | No | 0 | 1 | 1.053 | [12 empty] | No | Accepted to Connect | 07/01/2021 | [6 empty] | 1.053 | 1 | 1.053 | 0.069 | 0.073 | 25/06/2020 | N/A
N/A | Innogy Renewables | PEN MARCH WIND FARM |  | Nr Dowlais | Merthyr Tydfil |  |  | United Kingdom | 307184.967 | 208804.795 | Upper Boat | Dowlais Grid | 33kV or 66kV connection | 33 | Western Power Distribution (South Wales) plc | Wind | Onshore wind turbines | No | 0 | 29.4 | 30.947 | [12 empty] | No | Accepted to Connect | 07/01/2021 | [6 empty] | 30.947 | 29.4 | 30.947 | 0.2 | 0.211 | 23/07/2020 | N/A
N/A | Eeb47 Limited | Thorpe Constantine Solar Pv | Land West Of Thorpe Constantin | Tamworth | Staffordshire |  | B79 0AQ | United Kingdom | 419794.456 | 292210.043 | LEA MARSTON 132kV S STN | To be confirmed | 33kV or 66kV connection | 33 | Western Power Distribution (East Midlands) plc | Solar | Photovoltaic | No | 0 | 49.9 | 52.526 | [12 empty] | No | Accepted to Connect | 07/01/2021 | [6 empty] | 52.526 | 49.9 | 52.526 | 0.15 | 0.158 | 11/08/2020 | N/A
N/A | Yetigen | Brynwell Farm |  |  | Cardiff |  | CF11 | United Kingdom | 320598.515 | 178030.151 | Cardiff East Grid | Cardiff East Grid Bsp | 33kV or 66kV connection | 33 | Western Power Distribution (South Wales) plc | Solar | Photovoltaic | No | 0 | 15 | 15.789 | [12 empty] | No | Accepted to Connect | 07/01/2021 | [6 empty] | 15.789 | 15 | 15.789 | 0.15 | 0.158 | 16/04/2020 | N/A |  |  |  | Y | D_WPD_SWal_011
N/A | Dno Consulting Ltd | ref 17410 | Denfurlong Farm | Frampton On Severn | Gloucestershire |  | GL2 7EF | United Kingdom | 381767.388 | 219262.531 | PORT HAM 132kV S STN | To be confirmed | 33kV or 66kV connection | 33 | Western Power Distribution (West Midlands) plc | Solar | Photovoltaic | No | 0 | 40 | 42.105 | [12 empty] | No | Accepted to Connect | 07/01/2021 | [6 empty] | 42.105 | 40 | 42.105 | 0.001 | 0.001 | 01/06/2020 | N/A
N/A | Infraland Limited | Land near | County Lane | Albrighton | Wolverhampton |  | WV7 3AH | United Kingdom | 383189.673 | 304416.022 | Bushbury D 132kV | BUSHBURY C 132kV S STN | ALBRIGHTON 33 11kV S STN | 132 | Western Power Distribution (West Midlands) plc | Solar | Photovoltaic | No | 0 | 12 | 12.632 | [12 empty] | No | Accepted to Connect | 07/01/2021 | [6 empty] | 12.632 | 12 | 12.632 | 0.001 | 0.001 | 18/08/2020 | N/A
N/A | Fn & Gt Barber | Chestnut Farm | Syston Road | Cossington | Leicester |  | LE7 4UZ | United Kingdom | 462704.877 | 325772.133 | RATCLIFFE ON SOAR 132kV S STN | WILLOUGHBY 33kV S STN | 33kV or 66kV connection | 33 | Western Power Distribution (East Midlands) plc | Solar | Photovoltaic | No | 0 | 20 | 21.053 | [12 empty] | No | Accepted to Connect | 07/01/2021 | [6 empty] | 21.053 | 20 | 21.053 | 2 | 2.105 | 27/07/2020 | N/A
2200030052742 | Kallo Foods Ltd/Wessanen Uk | RTI HOUSE | BROADWINDSOR ROAD INDUSTRIAL ESTATE |  | BEAMINSTER | DORSET | DT8 3PR | United Kingdom | 346467.966 | 101611.048 | Axminster S.G.P. | Woodcote Bsp | Beaminster |  | Western Power Distribution (South West) plc | Other | Other | No | 0 | 0 | 0 | [12 empty] | No | Accepted to Connect | 07/01/2021 | [6 empty] | 0 | 0.1 | 0.105 | 1 | 1.053 | 05/03/2020 | N/A
N/A | Amberside Energy Ltd | Highleadon Solar A/ref 061 | B4215 Rudford & Highleadon |  | Forest Of Dean |  | GL18 1HG | United Kingdom | 381767.388 | 219262.531 | PORT HAM 132kV S STN | To be confirmed | 33kV or 66kV connection | 33 | Western Power Distribution (West Midlands) plc | Solar | Photovoltaic | No | 0 | 49.9 | 52.526 | [12 empty] | No | Accepted to Connect | 07/01/2021 | [6 empty] | 52.526 | 49.9 | 52.526 | 0.25 | 0.263 | 14/07/2020 | N/A
N/A | Renewable Connections Solar Holdings Lt | Maisemore Court Farm |  | Maisemore | Gloucestershire |  | GL2 8EY | United Kingdom | 381767.388 | 219262.531 | To be confirmed | To be confirmed | 33kV or 66kV connection | 33 | Western Power Distribution (West Midlands) plc | Solar | Photovoltaic | No | 0 | 52.631 | 55.401 | [12 empty] | No | Accepted to Connect | 07/01/2021 | [6 empty] | 55.401 | 52.631 | 55.401 | 0.001 | 0.001 | 06/08/2020 | N/A
N/A | Cenin Renewables Ltd | MANMOEL WIND 11KV | Manmoel Common |  | Ebbw Vale |  |  | United Kingdom | 317566 | 208027 | Rassau G.S.P. | Ebbw Vale | Ebbw Vale Primary | 33 | Western Power Distribution (South Wales) plc | Wind | Onshore wind turbines | No | 0 | 12 | 12.632 | [12 empty] | No | Accepted to Connect | 07/01/2021 | [6 empty] | 12.632 | 12 | 12.632 | 0.05 | 0.053 | 08/06/2020 | N/A
N/A | Cogen Ltd | JAGUAR LAND ROVER | Lode Lane | Solihull | West Midlands |  | B92 8NW | United Kingdom | 419794.456 | 292210.043 | LEA MARSTON 132kV S STN | To be confirmed | 33kV or 66kV connection | 33 | Western Power Distribution (West Midlands) plc | Solar | Photovoltaic | No | 0 | 29 | 30.526 | [12 empty] | No | Accepted to Connect | 07/01/2021 | [6 empty] | 30.526 | 29 | 30.526 | 0.001 | 0.001 | 10/08/2020 | N/A
N/A | Wse Bourton Road Limited | Manor Farm | Bourton Road |  | Bourton | Buckinghamshire | MK18 7DS | United Kingdom | 477822.653 | 236143.689 | EAST CLAYDON 132KV S STN | STONY STRATFORD 33kV S STN | 33kV or 66kV connection | 33 | Western Power Distribution (East Midlands) plc | Solar | Photovoltaic | No | 0 | 12 | 12.632 | [12 empty] | No | Accepted to Connect | 07/01/2021 | [6 empty] | 12.632 | 12 | 12.632 | 0.4 | 0.421 | 19/05/2020 | N/A |  |  |  | Y | D_WPD_EM_0034
N/A | Conrad Energy (Developments) Ltd | Proposed Generation | Philip Street |  | Bristol |  | BS2 0TA | United Kingdom | 360684.799 | 172358.802 | Iron Acton S.G.P. | Feeder Road 33kv | Feeder Rd 11kv | 33 | Western Power Distribution (South West) plc | Storage battery | Battery | No | 0 | 7.2 | 7.579 | [12 empty] | No | Accepted to Connect | 07/01/2021 | [6 empty] | 7.579 | 7.2 | 7.579 | 6 | 6.316 | 31/03/2020 | N/A
N/A | Mercia Power Response Ltd | Land off | Fordbridge Lane |  | Blackwell | Alfreton | DE55 5JY | United Kingdom | 444006.398 | 357784.231 | CHESTERFIELD 132kV S STN | ALFRETON 33kV S STN | BLACKWELL 33 11kV S STN | 33 | Western Power Distribution (East Midlands) plc | Other | Other | No | 0 | 7.6 | 8 | [12 empty] | No | Accepted to Connect | 07/01/2021 | [6 empty] | 8 | 7.6 | 8 | 0.15 | 0.158 | 09/03/2020 | N/A
N/A | Cenin Renweables Ltd | LLWYNCELYN FARM 2.5mw Wind Turbine | Llwyncelyn |  | Porth |  | CF39 9UE | United Kingdom | 302252.982 | 193687.355 | Upper Boat | Upper Boat Bsp | Wattstown | 33 | Western Power Distribution (South Wales) plc | Wind | Onshore wind turbines | No | 0 | 2.5 | 2.632 | [12 empty] | No | Accepted to Connect | 07/01/2021 | [6 empty] | 2.632 | 2.5 | 2.632 | 0.025 | 0.026 | 06/05/2020 | N/A
N/A | Land And Grid Ltd | ALLESTON FARM |  |  | Pembroke |  | SA71 5NJ | United Kingdom | 193601.954 | 202349.642 | Pembroke Power Station | Pembroke Power Station Bsp | 33kV or 66kV connection | 33 | Western Power Distribution (South Wales) plc | Solar | Photovoltaic | No | 0 | 30 | 31.579 | [12 empty] | No | Accepted to Connect | 07/01/2021 | [6 empty] | 31.579 | 30 | 31.579 | 0.2 | 0.211 | 20/08/2020 | N/A
N/A | Stark Energy Limited | Haunton Manor Farm | Main Road |  | Haunton |  | B79 9HN | United Kingdom | 419794.456 | 292210.043 | LEA MARSTON 132kV S STN | 132kV connection | 132kV connection | 132 | Western Power Distribution (East Midlands) plc | Solar | Photovoltaic | No | 0 | 38 | 40 | [12 empty] | No | Accepted to Connect | 07/01/2021 | [6 empty] | 40 | 38 | 40 | 0.35 | 0.368 | 29/04/2020 | N/A
N/A | Pennant Walters (Holdings) Ltd | MYNYDD CARN Y CEFN WIND FARM |  | Aberbeeg | Abertillery |  |  | United Kingdom | 320003.293 | 197958.622 | Rassau G.S.P. | Crumlin | To be confirmed | 33 | Western Power Distribution (South Wales) plc | Wind | Onshore wind turbines | No | 0 | 28.7 | 30.211 | [12 empty] | No | Accepted to Connect | 07/01/2021 | [6 empty] | 30.211 | 28.7 | 30.211 | 0.42 | 0.442 | 18/06/2020 | N/A
N/A | Lightsource Spv 152 Limited | Inkersall Grange Farm | Bilsthorpe, |  | Newark, |  | NG22 8TN | United Kingdom | 476078.366 | 353863.694 | STAYTHORPE C 132kV S STN | To be confirmed | 33kV or 66kV connection | 33 | Western Power Distribution (East Midlands) plc | Solar | Photovoltaic | No | 0 | 49.99 | 52.621 | [12 empty] | No | Accepted to Connect | 07/01/2021 | [6 empty] | 52.621 | 49.99 | 52.621 | 0.1 | 0.105 | 04/08/2020 | N/A |  |  |  | Y | D_WPD_EM_0018
N/A | David Evans | PEN ONN FARM |  | Llancarfan | Vale Of Glamorgan |  | CF62 3AG | United Kingdom | 302484.975 | 166036.902 | Aberthaw Power Station | To be confirmed | 33kV or 66kV connection | 33 | Western Power Distribution (South Wales) plc | Solar | Photovoltaic | No | 0 | 49.999 | 52.631 | [12 empty] | No | Accepted to Connect | 07/01/2021 | [6 empty] | 52.631 | 49.999 | 52.631 | 0.1 | 0.105 | 16/06/2020 | N/A |  |  |  | N | D_WPD_SWal_012
N/A | Infinite Renwables Group Ltd | TENNECO UK | Pengarnddu Industrial Estate |  | Merthyr Tydfil |  | CF48 2TA | United Kingdom | 306159.175 | 207367.616 | Upper Boat | Merthyr East Grid | Merthyr East Primary | 33 | Western Power Distribution (South Wales) plc | Other | Other | No | 0 | 0 | 0 | [12 empty] | No | Accepted to Connect | 07/01/2021 | [6 empty] | 0 | 0.9 | 0.947 | 1.5 | 1.579 | 18/05/2020 | N/A
N/A | Centrica Business Solutions | Nec | Pendigo Way |  | Birmingham |  | B40 1NT | United Kingdom | 419638.551 | 283805.737 | LEA MARSTON 132kV S STN | ELMDON 132kV S STN | Elmdon 132/11kVDUMMY | 33 | Western Power Distribution (West Midlands) plc | Other | Other | Yes | 0 | 3.4 | 3.579 | [12 empty] | No | Accepted to Connect | 07/01/2021 | [6 empty] | 3.579 | 3.4 | 3.579 | 0 | 0 | 20/02/2020 | N/A
N/A | Gridserve Emea Depc Ltd | GS394 Plymouth Centre | Outland Road |  | Plymouth |  | PL2 3PG | United Kingdom | 246625.27 | 55958.333 | Landulph S.G.P. | Milehouse Bsp | 33kV or 66kV connection | 33 | Western Power Distribution (South West) plc | Other | Other | No | 0 | 6.48 | 6.821 | [12 empty] | No | Accepted to Connect | 07/01/2021 | [6 empty] | 6.821 | 6 | 6.316 | 6 | 6.316 | 10/08/2020 | N/A
N/A | Northington Energy Centre Ltd | Box Farm | Newnham-On-Severn |  | Gloucestershire |  | GL14 1EF | United Kingdom | 381767.388 | 219262.531 | PORT HAM 132kV S STN | To be confirmed | 33kV or 66kV connection | 33 | Western Power Distribution (West Midlands) plc | Solar | Photovoltaic | No | 0 | 49.9 | 52.526 | [12 empty] | No | Accepted to Connect | 07/01/2021 | [6 empty] | 52.526 | 49.9 | 52.526 | 0.499 | 0.525 | 01/06/2020 | N/A
N/A | S R Construction | site at | Morton Way |  | Thornbury | Gloucestershire | BS35 2HX | United Kingdom | 364006.474 | 188493.986 | IRON ACTON 132kV S STN | CHIPPING SODBURY 132kV S STN | ALVESTON 33 11kV S STN | 33 | Western Power Distribution (West Midlands) plc | Solar | Photovoltaic | No | 0 | 0.0875 | 0.092 | [12 empty] | No | Accepted to Connect | 07/01/2021 | [6 empty] | 0.092 | 0 | 0 | 1.038 | 1.093 | 20/05/2020 | N/A
N/A | Pace Fire Energy Limited | Ukz015 B&C: Mallows | Land Off Mallows Lane | Sibsey | Boston | Lincolnshire | PE22 0TL | United Kingdom | 533477.036 | 342835.75 | WALPOLE 132kV S STN | BOSTON 33kV S STN | 33kV or 66kV connection | 33 | Western Power Distribution (East Midlands) plc | Solar | Photovoltaic | No | 0 | 10 | 10.526 | [12 empty] | No | Accepted to Connect | 07/01/2021 | [6 empty] | 10.526 | 10 | 10.526 | 5 | 5.263 | 12/05/2020 | N/A
N/A | Aura Power Solar Uk Ltd | Far Coley Farm Colwich Solar Farm | Coley Lane | Little Haywood | Stafford |  | ST18 0XB | United Kingdom | 405943.52 | 317384.128 | RUGELEY 132kV S STN | To be confirmed | 33kV or 66kV connection | 33 | Western Power Distribution (West Midlands) plc | Solar | Photovoltaic | No | 0 | 49.9 | 52.526 | [12 empty] | No | Accepted to Connect | 07/01/2021 | [6 empty] | 52.526 | 49.9 | 52.526 | 0.001 | 0.001 | 14/04/2020 | N/A
N/A | Frp Mercia Holdco Ltd | Land Off Neander | Lichfield Road Industrial Esta | Kettlebrook | Tamworth |  | B79 7XA | United Kingdom | 419725.075 | 304515.409 | LEA MARSTON 132kV S STN | TAMWORTH TOWN 33kV S STN | APOLLO 33 11kV S STN | 33 | Western Power Distribution (East Midlands) plc | Other | Other | No | 0 | 8 | 8.421 | [12 empty] | No | Accepted to Connect | 07/01/2021 | [6 empty] | 8.421 | 8 | 8.421 | 0.15 | 0.158 | 02/04/2020 | N/A
N/A | Pennant Walters Holdings Ltd | MYNYDD MAEN WIND FARM |  | Crumlin | Newport |  |  | United Kingdom | 332402.507 | 183746.599 | Uskmouth | To be confirmed | To be confirmed | 33 | Western Power Distribution (South Wales) plc | Wind | Onshore wind turbines | No | 0 | 18.6 | 19.579 | [12 empty] | No | Accepted to Connect | 07/01/2021 | [6 empty] | 19.579 | 18.6 | 19.579 | 0.018 | 0.019 | 24/03/2020 | N/A
N/A | Thorsby Farming Partnership | Land at Normanton Larches | Blyth Road |  | Worksop |  | S80 3PA | United Kingdom | 476078.366 | 353863.694 | STAYTHORPE C 132kV S STN | To be confirmed | 33kV or 66kV connection | 33 | Western Power Distribution (East Midlands) plc | Solar | Photovoltaic | No | 0 | 40 | 42.105 | [12 empty] | No | Accepted to Connect | 07/01/2021 | [6 empty] | 42.105 | 40 | 42.105 | 0.3 | 0.316 | 20/05/2020 | N/A
N/A | Midlands Power Networks | HALLAM WAY EXPORT MPAN | OLD MILL LANE INDUSTRIAL ESTATE |  | MANSFIELD | NOTTINGHAMSHIRE | NG19 9BG | United Kingdom | 453636 | 362396 | CHESTERFIELD 132kV S STN | MANSFIELD 33kV S STN | MANSFIELD 11kV S STN | 33 | Western Power Distribution (East Midlands) plc | Other | Other | No | 0 | 3 | 3.158 | [12 empty] | No | Accepted to Connect | 07/01/2021 | [6 empty] | 3.158 | 3 | 3.158 | 0.15 | 0.158 | 02/04/2020 | N/A
N/A | Dno Consulting Ltd | Atherstone Hill Farm | Lands At Alscot Estate |  | Stratford-Upon-Avon | Warwickshire | CV37 8LB | United Kingdom | 417765.884 | 255146.984 | FECKENHAM 66 11kV S STN | Feckenham 66/11kVDUMMY | 33kV or 66kV connection | 33 | Western Power Distribution (West Midlands) plc | Solar | Photovoltaic | No | 0 | 26 | 27.368 | [12 empty] | No | Accepted to Connect | 07/01/2021 | [6 empty] | 27.368 | 26 | 27.368 | 0.001 | 0.001 | 26/05/2020 | N/A
N/A | Immersa Limited | Sanigar Farm | Sanigar Lane |  | Berkeley |  | GL13 9NH | United Kingdom | 399136.902 | 281552.347 | KITWELL 132kV S STN | To be confirmed | 33kV or 66kV connection | 33 | Western Power Distribution (West Midlands) plc | Storage battery | Battery | No | 0 | 0.04999 | 0.053 | [12 empty] | No | Accepted to Connect | 07/01/2021 | [6 empty] | 0.053 | 50 | 52.632 | 0.001 | 0.001 | 27/05/2020 | N/A
N/A | Roadnight Taylor Ltd | BARRY SOLAR FARM |  |  | Barry |  | CF5 6BE | United Kingdom |  |  | To be confirmed | To be confirmed | 33kV or 66kV connection | 33 | Western Power Distribution (South Wales) plc | Solar | Photovoltaic | No | 0 | 48.98 | 51.558 | [12 empty] | No | Accepted to Connect | 07/01/2021 | [6 empty] | 51.558 | 48.989 | 51.567 | 0.5 | 0.526 | 02/04/2020 | N/A |  |  |  | Y | D_WPD_SWe_001, D_WPD_SWe_015
N/A | Ksp Renewables Limited | Willowbrook Industrial Estate | Shelton Road |  | Corby |  | NN17 5XH | United Kingdom | 490527.862 | 288985.828 | GRENDON 132kV S STN | CORBY No2 33kV S STN | 33kV or 66kV connection | 33 | Western Power Distribution (East Midlands) plc | Other | Other | No | 0 | 15 | 15.789 | [12 empty] | No | Accepted to Connect | 07/01/2021 | [6 empty] | 15.789 | 15 | 15.789 | 3.5 | 3.684 | 13/05/2020 | N/A
1170001342581 | Ksp Renewables Limited | Willowbrook Industrial Estate | Shelton Road |  | Corby |  | NN17 5XH | United Kingdom | 490527.862 | 288985.828 | GRENDON 132kV S STN | CORBY No2 33kV S STN | 33kV or 66kV connection | 33 | Western Power Distribution (East Midlands) plc | Other | Other | No | 0 | 15 | 15.789 | [12 empty] | No | Accepted to Connect | 07/01/2021 | [6 empty] | 15.789 | 15 | 15.789 | 0 | 0 | 26/03/2020 | N/A
N/A | High Voltage Systems and Services | Magna Park Phase 4 Primary |  |  |  |  | LE17 4JH | United Kingdom | 449305.944 | 282560.957 | COVENTRY 132kV S STN | PAILTON 33KV S STN | 33kV or 66kV connection | 33 | Western Power Distribution (East Midlands) plc | Solar | Photovoltaic | No | 0 | 1.2 | 1.263 | [12 empty] | No | Accepted to Connect | 07/01/2021 | [6 empty] | 1.263 | 1.2 | 1.263 | 17 | 17.895 | 27/05/2020 | N/A
N/A | Uk Power Distribution | DPD UK | Watling Street (A5) |  | Hinckley |  | LE10 3HZ | United Kingdom | 441135 | 292526 | COVENTRY 132kV S STN | HINCKLEY 132KV S STN | 33kV or 66kV connection | 33 | Western Power Distribution (East Midlands) plc | Solar | Photovoltaic | No | 0 | 2.152 | 2.265 | [12 empty] | No | Accepted to Connect | 07/01/2021 | [6 empty] | 2.265 | 2.152 | 2.265 | 0 | 0 | 21/08/2020 | N/A
N/A | Lark Power Development Ltd | Wittering | Ford Road |  | Wittering |  | PE6 | United Kingdom | 505776.547 | 302661.539 | WALPOLE 132kV S STN | STAMFORD 33kV S STN | 33kV or 66kV connection | 33 | Western Power Distribution (East Midlands) plc | Storage battery | Battery | No | 0 | 3 | 3.158 | [12 empty] | No | Accepted to Connect | 07/01/2021 | [6 empty] | 3.158 | 3 | 3.158 | 2.75 | 2.895 | 06/08/2020 | N/A
N/A | Siteserv Recyling | SITE SERVE RECYCYLING | Off Llantwit Major Road | Llandow | Vale Of Glamorgan |  | CF71 7PB | United Kingdom | 295834.204 | 171041.959 | Aberthaw Power Station | East Aberthaw | Boverton | 33 | Western Power Distribution (South Wales) plc | Solar | Photovoltaic | No | 0 | 0.5 | 0.526 | [12 empty] | No | Accepted to Connect | 07/01/2021 | [6 empty] | 0.526 | 0.5 | 0.526 | 1.5 | 1.579 | 16/04/2020 | N/A
N/A | Noriker Perseverance Limited |  | Old School Lane |  | Hereford |  | HR1 1EX | United Kingdom | 357558.315 | 239762.135 | BISHOPS WOOD 132kV S STN | HEREFORD 66kV S STN | 33kV or 66kV connection | 66 | Western Power Distribution (West Midlands) plc | Solar | Photovoltaic | No | 0 | 28 | 29.474 | [12 empty] | No | Accepted to Connect | 07/01/2021 | [6 empty] | 29.474 | 28 | 29.474 | 8 | 8.421 | 01/04/2020 | N/A
N/A | Calleva Community Energy | Whiteborough Farm |  |  | Sutton-In-Ashfield, |  | NG17 2QJ | United Kingdom | 447529.442 | 359088.445 | CHESTERFIELD 132kV S STN | ANNESLEY 33kV S STN | HUTHWAITE 33 11kV S STN | 33 | Western Power Distribution (East Midlands) plc | Solar | Photovoltaic | No | 0 | 2 | 2.105 | [12 empty] | No | Accepted to Connect | 07/01/2021 | [6 empty] | 2.105 | 2 | 2.105 | 0 | 0 | 17/06/2020 | N/A
N/A | Elgin Energy Esco Ltd | Fawsley Estate Solar Farm | Fawsley |  | Daventry | Northamptonshire | NN11 3YS | United Kingdom | 457763.958 | 262712.133 | COVENTRY 132kV S STN | DAVENTRY 33KV S STN | 33kV or 66kV connection | 33 | Western Power Distribution (East Midlands) plc | Solar | Photovoltaic | No | 0 | 12 | 12.632 | [12 empty] | No | Accepted to Connect | 07/01/2021 | [6 empty] | 12.632 | 12 | 12.632 | 0.09 | 0.095 | 10/06/2020 | N/A
N/A | Cenin Renewables Ltd | LLWYNCELYN T2 |  |  | Ynysybwl |  | CF37 3LG | United Kingdom | 306249.273 | 193947.189 | Upper Boat | Mountain Ash Grid | Lady Windsor | 33 | Western Power Distribution (South Wales) plc | Other | Other | No | 0 | 0 | 0 | [12 empty] | No | Accepted to Connect | 07/01/2021 | [6 empty] | 0 | 3 | 3.158 | 0.04 | 0.042 | 14/04/2020 | N/A |  |  |  | Y | D_WPD_SWal_006, D_WPD_SWal_007, D_WPD_Swal_008, D_WPD_Swal_009, D_WPD_SWal_010
N/A | Ecodev Group Ltd | - | Bedworth Lane | Astley Cp | Nuneaton And Bedworth | Warwickshire | CV12 0NH | United Kingdom | 433004.97 | 292179.896 | COVENTRY 132kV S STN | NUNEATON 33kV S STN | WHITTLEFORD 33 11kV S STN | 33 | Western Power Distribution (East Midlands) plc | Storage battery | Battery | No | 0 | 4 | 4.211 | [12 empty] | No | Accepted to Connect | 07/01/2021 | [6 empty] | 4.211 | 4 | 4.211 | 4 | 4.211 | 23/07/2020 | N/A
N/A | Perinnpitt Road Solar Limited | Solar farm | Perrinpit Road | Frampton Cotterel | Bristol | Avon | BS36 2AT | United Kingdom | 366717.026 | 185659.702 | Iron Acton S.G.P. | To be confirmed | 33kV or 66kV connection | 33 | Western Power Distribution (South West) plc | Solar | Photovoltaic | No | 0 | 38.63 | 40.663 | [12 empty] | No | Accepted to Connect | 07/01/2021 | [6 empty] | 40.663 | 38.63 | 40.663 | 0.1 | 0.105 | 24/02/2020 | N/A
N/A | Cenin Renewables Ltd | COEDARRHYDYGLYN |  |  | St Nicholas |  |  | United Kingdom |  |  | To be confirmed | To be confirmed | 33kV or 66kV connection | 33 | Western Power Distribution (South Wales) plc | Solar | Photovoltaic | No | 0 | 49.95 | 52.579 | [12 empty] | No | Accepted to Connect | 07/01/2021 | [6 empty] | 52.579 | 49.95 | 52.579 | 0.526 | 0.554 | 31/01/2020 | N/A |  |  |  | Y | D_WPD_SWal_006, D_WPD_SWal_007, D_WPD_Swal_008, D_WPD_Swal_009, D_WPD_SWal_010
N/A | Clean Earth Energy | CARTHEW MINE TURBINE |  |  | Carthew |  | PL26 8XQ | United Kingdom | 201650.036 | 53704.382 | Indian Queens S.G.P. | St Austell Bsp | 33kV or 66kV connection | 33 | Western Power Distribution (South West) plc | Wind | Onshore wind turbines | No | 0 | 4.999 | 5.262 | [12 empty] | No | Accepted to Connect | 07/01/2021 | [6 empty] | 5.262 | 4.999 | 5.262 | 0.045 | 0.047 | 06/05/2020 | N/A |  |  |  | N | D_WPD_SWe_018
N/A | Clean Earth Energy | Proposed Wind Turbine | Land At Imerys |  | St Austell |  | PL26 7XR | United Kingdom | 201542.212 | 54328.456 | Indian Queens S.G.P. | St Austell Bsp | To be confirmed | 33 | Western Power Distribution (South West) plc | Wind | Onshore wind turbines | No | 0 | 15 | 15.789 | [12 empty] | No | Accepted to Connect | 07/01/2021 | [6 empty] | 15.789 | 15 | 15.789 | 0.123 | 0.129 | 06/04/2020 | N/A |  |  |  | N | D_WPD_SWe_018
N/A | Scottish Power | Carland cross windfarm |  |  | Mitchell |  | TR8 5AY | United Kingdom | 195625.302 | 55339.102 | Indian Queens S.G.P. | Fraddon Bsp | 33kV or 66kV connection | 33 | Western Power Distribution (South West) plc | Solar | Photovoltaic | No | 0 | 8 | 8.421 | [12 empty] | No | Accepted to Connect | 07/01/2021 | [6 empty] | 8.421 | 8 | 8.421 | 0 | 0 | 03/06/2020 | N/A
N/A | Roadnight Taylor Ltd | Circuit of Wales proposed solar farm at | Nr Sirhowy | Rassau | Blaenau |  | NP23 5SD | United Kingdom | 315605.094 | 212933.714 | Rassau G.S.P. | Rassau B.S.P. | 33kV or 66kV connection | 33 | Western Power Distribution (South Wales) plc | Solar | Photovoltaic | No | 0 | 49.9 | 52.526 | [12 empty] | No | Accepted to Connect | 07/01/2021 | [6 empty] | 52.526 | 49.9 | 52.526 | 0.5 | 0.526 | 12/06/2020 | N/A |  |  |  | Y | D_WPD_SWe_001, D_WPD_SWe_015
N/A | Hoon Hay Solar Limited | Hoon Hay Farm | Marston Lane |  | Hatton |  | DE65 5EA | United Kingdom | 421529.683 | 329633.164 | DRAKELOW 132kV | Burton 33kV | HATTON 33 11kV S STN | 33 | Western Power Distribution (East Midlands) plc | Solar | Photovoltaic | No | 0 | 5 | 5.263 | [12 empty] | No | Accepted to Connect | 07/01/2021 | [6 empty] | 5.263 | 5 | 5.263 | 0.05 | 0.053 | 07/05/2020 | N/A
N/A | Balance Power Projects Limited | - | Fosse Way | Princethorpe | Rugby |  | CV23 9PY | United Kingdom | 439971.321 | 270385.541 | BERKSWELL 132kV S STN | WARWICK 33kV S STN | PRINCETHORPE 33 11kV S STN | 33 | Western Power Distribution (East Midlands) plc | Other | Other | No | 0 | 5.56 | 5.853 | [12 empty] | No | Accepted to Connect | 07/01/2021 | [6 empty] | 5.853 | 5.56 | 5.853 | 0.167 | 0.176 | 13/07/2020 | N/A
N/A | Yeti Generation Limited | Longmoor Solar Project | Castle View Road |  | Easthorpe |  | NG13 0DZ | United Kingdom | 476078.366 | 353863.694 | STAYTHORPE C 132kV S STN | 132kV connection | 132kV connection | 132 | Western Power Distribution (East Midlands) plc | Solar | Photovoltaic | No | 0 | 49.9 | 52.526 | [12 empty] | No | Accepted to Connect | 07/01/2021 | [6 empty] | 52.526 | 49.9 | 52.526 | 0.35 | 0.368 | 02/03/2020 | N/A |  |  |  | Y | D_WPD_EM_0033
N/A | By-Pass Farm Solar Limited | By - Pass Farm | Great North Road | Foston | Grantham |  | NG32 2JT | United Kingdom | 476078.366 | 353863.694 | STAYTHORPE C 132kV S STN | To be confirmed | 33kV or 66kV connection | 33 | Western Power Distribution (East Midlands) plc | Solar | Photovoltaic | No | 0 | 38 | 40 | [12 empty] | No | Accepted to Connect | 07/01/2021 | [6 empty] | 40 | 38 | 40 | 0.35 | 0.368 | 21/02/2020 | N/A |  |  |  | Y | D_WPD_EM_0031
N/A | Rs Renewables Ltd | Highgrounds Industrial Estate | Highgrounds Road | Rhodesia | Worksop |  | S80 3AT | United Kingdom | 460013.726 | 379166.009 | WEST BURTON 132kV S STN | WORKSOP 33kV S STN | 33kV or 66kV connection | 33 | Western Power Distribution (East Midlands) plc | Other | Other | No | 0 | 10 | 10.526 | [12 empty] | No | Accepted to Connect | 07/01/2021 | [6 empty] | 10.526 | 10 | 10.526 | 0.25 | 0.263 | 21/02/2020 | N/A |  |  |  | N | D_WPD_EM_0032
N/A | Eeb43 Ltd | - | Land At Burbage And Aston Flamville |  | Hinckley | Leicestershire | LE10 3AQ | United Kingdom | 441127.012 | 292466.649 | COVENTRY 132kV S STN | HINCKLEY 33kV S STN | 33kV or 66kV connection | 33 | Western Power Distribution (East Midlands) plc | Solar | Photovoltaic | No | 0 | 20 | 21.053 | [12 empty] | No | Accepted to Connect | 07/01/2021 | [6 empty] | 21.053 | 20 | 21.053 | 0.09 | 0.095 | 26/02/2020 | N/A
N/A | Hawksmoor Energy Ltd | Cambridge Arms | Shepherds Patch | Slimbridge | Gloucester |  | GL2 7BP | United Kingdom | 373806.741 | 204787.225 | IRON ACTON 132kV S STN | 132kV connection | 132kV connection | 132 | Western Power Distribution (West Midlands) plc | Storage battery | Battery | No | 0 | 36 | 37.895 | [12 empty] | No | Accepted to Connect | 07/01/2021 | [6 empty] | 37.895 | 36 | 37.895 | 0.001 | 0.001 | 21/04/2020 | N/A
N/A | Vattenfall Wind Power Ltd | Land on the South Side of | Hall Lane | Kemberton | Shifnal |  | TF11 9LB | United Kingdom | 365621.66 | 303956.439 | IRONBRIDGE 132kV S STN | To be confirmed | 33kV or 66kV connection | 33 | Western Power Distribution (West Midlands) plc | Solar | Photovoltaic | No | 0 | 15 | 15.789 | [12 empty] | No | Accepted to Connect | 07/01/2021 | [6 empty] | 15.789 | 15 | 15.789 | 0.075 | 0.079 | 14/05/2020 | N/A
N/A | Weppartner | Scotia Business Park |  |  | Stoke on Trent |  | ST6 4HG | United Kingdom | 386330.359 | 350698.734 | Cellarhead 132kV | BURSLEM 132kV S STN | Burslem 132/33/11kVDUMMY | 33 | Western Power Distribution (West Midlands) plc | Biofuel landfill gas | Gas turbine (OCGT) | No | 0 | 3.26 | 3.432 | [12 empty] | No | Accepted to Connect | 07/01/2021 | [6 empty] | 3.432 | 3.26 | 3.432 | 0.3 | 0.316 | 07/05/2020 | N/A
N/A | Grune Energien Solar GmbH | Yanel Solar Farm |  |  | Churchill |  | BS25 5QH | United Kingdom | 345105.494 | 162221.435 | Bridgwater S.G.P. | Churchill 33kv | 33kV or 66kV connection | 33 | Western Power Distribution (South West) plc | Solar | Photovoltaic | No | 0 | 38 | 40 | [12 empty] | No | Accepted to Connect | 07/01/2021 | [6 empty] | 40 | 38 | 40 | 0.1 | 0.105 | 02/03/2020 | N/A
N/A | Mercia Power Response Ltd | Land off | Fordbridge Lane |  | Blackwell | Alfreton | DE55 5JY | United Kingdom | 444006.398 | 357784.231 | CHESTERFIELD 132kV S STN | ALFRETON 33kV S STN | BLACKWELL 33 11kV S STN | 33 | Western Power Distribution (East Midlands) plc | Other | Other | No | 0 | 7.6 | 8 | [12 empty] | No | Accepted to Connect | 07/01/2021 | [6 empty] | 8 | 7.6 | 8 | 0.15 | 0.158 | 12/02/2020 | N/A
N/A | F R P Mercia Holdco Ltd | Park Farm Industrial Estate | Land Off Woolaston Road |  | Redditch |  | B98 7SG | United Kingdom | 405912.183 | 266424.79 | FECKENHAM 66 11kV S STN | Feckenham 66/11kVDUMMY | IPSLEY 66 11kV S STN | 33 | Western Power Distribution (West Midlands) plc | Other | Other | No | 0 | 6.9 | 7.263 | [12 empty] | No | Accepted to Connect | 07/01/2021 | [6 empty] | 7.263 | 6.9 | 7.263 | 0.15 | 0.158 | 14/02/2020 | N/A |  |  |  | Y | D_WPD_WM_011
N/A | Shipton Mill Ltd | Frampton Mill Shipton Mill Ltd | Bridge Road | Frampton On Severn | . |  | GL2 7HE | United Kingdom | 374789.782 | 208525.048 | IRON ACTON 132kV S STN | RYEFORD 132kV S STN | NETHERHILLS 33 11kV S STN | 33 | Western Power Distribution (West Midlands) plc | Solar | Photovoltaic | No | 0 | 0.08 | 0.084 | [12 empty] | No | Accepted to Connect | 07/01/2021 | [6 empty] | 0.084 | 0.08 | 0.084 | 1 | 1.053 | 17/03/2020 | N/A
N/A | Aura Power Solar Uk Ltd | - | Land At Berkeley And Berkeley Heath | Berkeley | Gloucestershire |  | GL13 9TQ | United Kingdom | 366792.393 | 185738.896 | IRON ACTON 132kV S STN | To be confirmed | 33kV or 66kV connection | 33 | Western Power Distribution (West Midlands) plc | Solar | Photovoltaic | No | 0 | 49.9 | 52.526 | [12 empty] | No | Accepted to Connect | 07/01/2021 | [6 empty] | 52.526 | 49.9 | 52.526 | 0.001 | 0.001 | 14/04/2020 | N/A
N/A | ZLC Energy Ltd | COMBINED UNIVERSITIES CORNWALL (CUC) NEW IMPORT MPAN 1 | TREMOUGH CAMPUS | TREMOUGH | PENRYN | CORNWALL | TR10 9EZ | United Kingdom | 177976.816 | 35507.966 | Indian Queens S.G.P. | Rame Bsp | Penryn | 33 | Western Power Distribution (South West) plc | Solar | Photovoltaic | No | 0 | 1.25 | 1.316 | [12 empty] | No | Accepted to Connect | 07/01/2021 | [6 empty] | 1.316 | 0 | 0 | 5 | 5.263 | 02/03/2020 | N/A
N/A | Balance Power Projects Limited |  | Tweed Road |  | Northampton |  | NN5 5AJ | United Kingdom | 474276 | 261395 | GRENDON 132kV S STN | NORTHAMPTON WEST 33kV S STN | NORTHAMPTON WEST 11kV S STN | 33 | Western Power Distribution (East Midlands) plc | Biofuel landfill gas | Gas turbine (OCGT) | No | 0 | 5.6 | 5.895 | [12 empty] | No | Accepted to Connect | 07/01/2021 | [6 empty] | 5.895 | 5.6 | 5.895 | 0.025 | 0.026 | 28/04/2020 | N/A
N/A | Row 789 Limited | Pot Ash Farm | Nash | Aylesbury Vale | Milton Keynes | Buckinghamshire | MK19 6FW | United Kingdom | 477822.653 | 236143.689 | EAST CLAYDON 132KV S STN | STONY STRATFORD 33kV S STN | 33kV or 66kV connection | 33 | Western Power Distribution (East Midlands) plc | Solar | Photovoltaic | No | 0 | 3.7 | 3.895 | [12 empty] | No | Accepted to Connect | 07/01/2021 | [6 empty] | 3.895 | 3.7 | 3.895 | 0.0185 | 0.019 | 02/03/2020 | N/A
N/A | Regener8 Power Limited | Proposed Solar Project | Stowey Road |  | Bishop Sutton |  | BS39 5TQ | United Kingdom | 364634.072 | 154703.353 | Seabank Sgp | Radstock Bsp 132kv | 33kV or 66kV connection | 33 | Western Power Distribution (South West) plc | Solar | Photovoltaic | No | 0 | 49.9 | 52.526 | [12 empty] | No | Accepted to Connect | 07/01/2021 | [6 empty] | 52.526 | 49.9 | 52.526 | 0.5 | 0.526 | 16/04/2020 | N/A
N/A | Elan Valley Hydro Ltd | WATERFALL ONE/WATERFALL TWO | Rhayader | Rhayader | Powys |  | LD6 5HL | United Kingdom | 297647.249 | 268099.766 | Rassau G.S.P. | Abergavenny | Rhayader | 33 | Western Power Distribution (South Wales) plc | Hydro (to be confirmed) | Hydro power system | No | 0 | 1.5 | 1.579 | [12 empty] | No | Accepted to Connect | 07/01/2021 | [6 empty] | 1.579 | 1.5 | 1.579 | 0.1 | 0.105 | 18/02/2020 | N/A
N/A | Jbm Solar Projects (Uk) Limited | TREDINGTON FIELDS FARM Claydon Solar B |  | TREDINGTON | TEWKESBURY | GLOUCESTERSHIRE | GL20 7BS | United Kingdom | 381767.388 | 219262.531 | PORT HAM 132kV S STN | To be confirmed | 33kV or 66kV connection | 33 | Western Power Distribution (West Midlands) plc | Solar | Photovoltaic | No | 0 | 45 | 47.368 | [12 empty] | No | Accepted to Connect | 07/01/2021 | [6 empty] | 47.368 | 45 | 47.368 | 0.001 | 0.001 | 03/04/2020 | N/A
N/A | Dno Consulting Ltd | MAES MAWR PV | Willowford Road | Tonteg | Pontypridd |  | CF38 1SL | United Kingdom | 310109.76 | 187021.029 | Upper Boat | Upper Boat Bsp | 33kV or 66kV connection | 33 | Western Power Distribution (South Wales) plc | Solar | Photovoltaic | No | 0 | 20 | 21.053 | [12 empty] | No | Accepted to Connect | 07/01/2021 | [6 empty] | 21.053 | 20 | 21.053 | 0.09 | 0.095 | 24/03/2020 | N/A
N/A | Jbm Solar Projects (Uk) Ltd | Furzen Solar | East Claydon Road | Aylesbury Vale | Buckinghamshire |  | MK18 3NF | United Kingdom | 475176.566 | 226053.515 | EAST CLAYDON 132KV S STN | To be confirmed | 33kV or 66kV connection | 33 | Western Power Distribution (East Midlands) plc | Storage battery | Battery | No | 0 | 49.9 | 52.526 | [12 empty] | No | Accepted to Connect | 07/01/2021 | [6 empty] | 52.526 | 49.9 | 52.526 | 49.9 | 52.526 | 11/06/2020 | N/A
N/A | Yeti Generation Limited | Littleton Pastures Solar Farm | South Littleton |  | Evesham |  | WR11 8TS | United Kingdom | 404681.631 | 245682.729 | FECKENHAM 66 11kV S STN | Feckenham 66/11kVDUMMY | 33kV or 66kV connection | 33 | Western Power Distribution (West Midlands) plc | Solar | Photovoltaic | No | 0 | 22 | 23.158 | [12 empty] | No | Accepted to Connect | 07/01/2021 | [6 empty] | 23.158 | 22 | 23.158 | 0.001 | 0.001 | 10/12/2019 | N/A
N/A | Jbm Solar Projects 20 Ltd | Copse Lodge Solar Farm | Halse Road | Greatworth And Halse | South Northamptonshire | East Midlands | NN13 6DZ | United Kingdom | 475176.566 | 226053.515 | EAST CLAYDON 132KV S STN | To be confirmed | 33kV or 66kV connection | 33 | Western Power Distribution (East Midlands) plc | Solar | Photovoltaic | No | 0 | 49.9 | 52.526 | [12 empty] | No | Accepted to Connect | 07/01/2021 | [6 empty] | 52.526 | 49.9 | 52.526 | 0.25 | 0.263 | 09/04/2020 | N/A
N/A | Balance Power Projects Limited | - | Brampton Lane | Chapel Brampton | Northampton |  | NN5 8BA | United Kingdom | 473263.943 | 266295.264 | GRENDON 132kV S STN | NORTHAMPTON WEST 33kV S STN | CHAPEL BRAMPTON 33 11kV S STN | 33 | Western Power Distribution (East Midlands) plc | Biofuel landfill gas | Gas turbine (OCGT) | No | 0 | 5.56 | 5.853 | [12 empty] | No | Accepted to Connect | 07/01/2021 | [6 empty] | 5.853 | 5.56 | 5.853 | 0.025 | 0.026 | 03/04/2020 | N/A
N/A | Dno Consulting Ltd | Murrells End Farm PV | Murrells End | Hartpury | Gloucester |  | GL19 3DF | United Kingdom | 381767.388 | 219262.531 | PORT HAM 132kV S STN | To be confirmed | 33kV or 66kV connection | 33 | Western Power Distribution (West Midlands) plc | Solar | Photovoltaic | No | 0 | 40 | 42.105 | [12 empty] | No | Accepted to Connect | 07/01/2021 | [6 empty] | 42.105 | 40 | 42.105 | 0.4 | 0.421 | 06/03/2020 | N/A
N/A | Lullington Solar Park Limited | Lullington Solar Farm | Lullington |  | Swadlincote | Derbyshire | DE12 8EH | United Kingdom | 419794.456 | 292210.043 | LEA MARSTON 132kV S STN | To be confirmed | To be confirmed | 33 | Western Power Distribution (East Midlands) plc | Solar | Photovoltaic | No | 0 | 49.9 | 52.526 | [12 empty] | No | Accepted to Connect | 07/01/2021 | [6 empty] | 52.526 | 49.9 | 52.526 | 0.3 | 0.316 | 03/04/2020 | N/A
N/A | Solar Southwest | BOWERHOUSE II | Land To S Of Havage Drove | Hewish | Weston Super Mare |  | BS24 6UA | United Kingdom | 345149.212 | 162247.701 | Bridgwater S.G.P. | Churchill Bsp 132kv | 33kV or 66kV connection | 33 | Western Power Distribution (South West) plc | Solar | Photovoltaic | No | 0 | 15.25 | 16.053 | [12 empty] | No | Accepted to Connect | 07/01/2021 | [6 empty] | 16.053 | 15.25 | 16.053 | 0 | 0 | 20/12/2019 | N/A |  |  |  | Y | D_WPD_SWe_013, D_WPD_SWe_009
N/A | Pennant Walters | Mynydd Llanhilleth Wind Farm |  |  | Pontypool |  |  | United Kingdom | 329788.236 | 198370.35 | Uskmouth | Panteg 66kv Sw. Site | Panteg Primary | 33 | Western Power Distribution (South Wales) plc | Wind | Onshore wind turbines | No | 0 | 28.7 | 30.211 | [12 empty] | No | Accepted to Connect | 07/01/2021 | [6 empty] | 30.211 | 28.7 | 30.211 | 0.042 | 0.044 | 24/03/2020 | N/A
N/A | Roadnight Talyor | LAND NEAR | Craig Y Perchych | Glais | Swansea |  | SA7 | United Kingdom | 264462.559 | 200039.621 | Swansea North Grid | Swansea North Bsp | 33kV or 66kV connection | 33 | Western Power Distribution (South Wales) plc | Solar | Photovoltaic | No | 0 | 15 | 15.789 | [12 empty] | No | Accepted to Connect | 07/01/2021 | [6 empty] | 15.789 | 15 | 15.789 | 0.2 | 0.211 | 01/04/2020 | N/A
N/A | Elgin Energy Esco Ltd | Whaley Solar PV Solar site 16819 | Lands At Chatsworth Estate | Gorse Covert | Whitwell | Derbyshire |  | United Kingdom | 451626.166 | 375836.099 | CHESTERFIELD 132kV S STN | WHITWELL 33kV S STN | 33kV or 66kV connection | 33 | Western Power Distribution (East Midlands) plc | Solar | Photovoltaic | No | 0 | 25 | 26.316 | [12 empty] | No | Accepted to Connect | 07/01/2021 | [6 empty] | 26.316 | 25 | 26.316 | 0.4 | 0.421 | 07/04/2020 | N/A
N/A | Bentley Renewables Limited | BADDERSLEY COLLIERY SOLAR FARM | Baddersley Colliery | Baddersley | Warwickshire |  | CV9 2LE | United Kingdom | 423390.608 | 301200.69 | LEA MARSTON 132kV S STN | TAMWORTH 33kV S STN | To be confirmed | 33 | Western Power Distribution (East Midlands) plc | Other | Other | No | 0 | 13.8 | 14.526 | [12 empty] | No | Accepted to Connect | 07/01/2021 | [6 empty] | 14.526 | 13.8 | 14.526 | 2.5 | 2.632 | 28/05/2020 | N/A
N/A | Anesco Limited | Land at Low Farm | Old Fen Bank | Wainfleet | All Saints | Skegness, Lincolnshire | PE24 4JS | United Kingdom | 519650.844 | 338706.652 | BICKER FEN 132kV S STN | To be confirmed | 33kV or 66kV connection | 33 | Western Power Distribution (East Midlands) plc | Solar | Photovoltaic | No | 0 | 43.5 | 45.789 | [12 empty] | No | Accepted to Connect | 07/01/2021 | [6 empty] | 45.789 | 43.5 | 45.789 | 0.1 | 0.105 | 09/04/2020 | N/A
2200043155624 | Road Night Taylor | CITY HALL Battery | COLLEGE GREEN |  | BRISTOL |  | BS1 5TR | United Kingdom | 358273.493 | 172722.536 | Iron Acton S.G.P. | St Pauls Bsp 132kv | St Pauls Bsp 11kv | 33 | Western Power Distribution (South West) plc | Storage battery | Battery | No | 0 | 0.1 | 0.105 | [12 empty] | No | Accepted to Connect | 07/01/2021 | [6 empty] | 0.105 | 0.1 | 0.105 | 1 | 1.053 | 21/02/2020 | N/A
N/A | Greenfields Energy Consultancy Ltd | unit 26 North Bank | Berry Hill Industrial Estate |  | Droitwich |  | WR9 9AU | United Kingdom | 388441.417 | 263953.941 | BISHOPS WOOD 132kV S STN | STOURPORT 132 66 33kV S STN | DROITWICH 66 11kV S STN | 33 | Western Power Distribution (West Midlands) plc | Other | Other | No | 0 | 4.75 | 5 | [12 empty] | No | Accepted to Connect | 07/01/2021 | [6 empty] | 5 | 4.75 | 5 | 0.1 | 0.105 | 13/03/2020 | N/A
N/A | Roadnight Taylor Ltd | PERADON FARM PEARDON |  | CLYST HYDON | CULLOMPTON | DEVON | EX15 2NG | United Kingdom | 300934.29 | 97243.871 | Exeter Main S.G.P. | Exeter Main Bsp | 33kV or 66kV connection | 33 | Western Power Distribution (South West) plc | Other | Other | No | 0 | 74.8 | 78.737 | [12 empty] | No | Accepted to Connect | 07/01/2021 | [6 empty] | 78.737 | 49.9 | 52.526 | 0.5 | 0.526 | 22/05/2020 | N/A |  |  |  | Y | D_WPD_SWe_001, D_WPD_SWe_015
N/A | Leazes Park Road Solar Limited | Land situated at Averham Leazes Park Solar | Staythorpe | Averham | Newark | Nottinghamshire | NG23 5QY | United Kingdom | 476078.366 | 353863.694 | STAYTHORPE C 132kV S STN | To be confirmed | 33kV or 66kV connection | 33 | Western Power Distribution (East Midlands) plc | Solar | Photovoltaic | No | 0 | 49.99 | 52.621 | [12 empty] | No | Accepted to Connect | 07/01/2021 | [6 empty] | 52.621 | 49.99 | 52.621 | 0.3 | 0.316 | 06/04/2020 | N/A
N/A | Enderby Power Ltd | Warren Park Way | Leicester | Leicester | Leicestershire |  | LE19 4SA | United Kingdom | 453824.494 | 298641.849 | ENDERBY 132kV S STN | WIGSTON 33KV S STN | ALLIANCE AND LEICESTER 33 11kV S STN | 33 | Western Power Distribution (East Midlands) plc | Other | Other | Yes | 0 | 6 | 6.316 | [12 empty] | No | Accepted to Connect | 07/01/2021 | [6 empty] | 6.316 | 6 | 6.316 | 0 | 0 | 08/01/2020 | N/A
N/A | Stow Park Solar Ltd | Stow Park Farm |  | Stow | Lincoln |  | LN1 2AL | United Kingdom | 479467.927 | 385479.165 | WEST BURTON 132kV S STN | To be confirmed | 33kV or 66kV connection | 33 | Western Power Distribution (East Midlands) plc | Solar | Photovoltaic | No | 0 | 35 | 36.842 | [12 empty] | No | Accepted to Connect | 07/01/2021 | [6 empty] | 36.842 | 35 | 36.842 | 0.5 | 0.526 | 23/12/2019 | N/A
N/A | Low Carbon Uk Solar | Adstock Solar Farm | Adstock Solar Farm | Addington | Buckingham |  | MK18 2JW | United Kingdom | 477822.653 | 236143.689 | EAST CLAYDON 132KV S STN | STONY STRATFORD 33kV S STN | 33kV or 66kV connection | 33 | Western Power Distribution (East Midlands) plc | Solar | Photovoltaic | No | 0 | 14.3 | 15.053 | [12 empty] | No | Accepted to Connect | 07/01/2021 | [6 empty] | 15.053 | 14.3 | 15.053 | 0.05 | 0.053 | 22/01/2020 | N/A |  |  |  | N | D_WPD_EM_0030
N/A | Fpc Industry & Enterprise 2 Ltd | Severn Road, | Almondsbury |  | Bristol |  | BS11 | United Kingdom | 348427.945 | 176924.867 | Seabank Sgp | Portishead New Bsp | To be confirmed | 33 | Western Power Distribution (South West) plc | Other | Other | No | 0 | 15 | 15.789 | [12 empty] | No | Accepted to Connect | 07/01/2021 | [6 empty] | 15.789 | 15 | 15.789 | 0.5 | 0.526 | 17/12/2019 | N/A
N/A | Avon Utilities And Generation Ltd | Ocker Hill BESS (100 MW) | Off Shaw Street |  | West Bromwich |  | B70 0TX | United Kingdom | 398078.798 | 293814.58 | OCKER HILL C 132kV S STN | To be confirmed | To be confirmed | 33 | Western Power Distribution (West Midlands) plc | Storage battery | Battery | No | 0 | 100 | 105.263 | [12 empty] | No | Accepted to Connect | 07/01/2021 | [6 empty] | 105.263 | 100 | 105.263 | 100 | 105.263 | 20/12/2019 | N/A
N/A | Voltalia Uk Ltd | Burnt Thorns Farm | Kilsby Lane |  | Hillmorton | Northamptonshire | CV21 4PN | United Kingdom | 450356.568 | 276916.946 | COVENTRY 132kV S STN | RUGBY 33kV S STN | 33kV or 66kV connection | 33 | Western Power Distribution (East Midlands) plc | Solar | Photovoltaic | No | 0 | 12.75 | 13.421 | [12 empty] | No | Accepted to Connect | 07/01/2021 | [6 empty] | 13.421 | 12.75 | 13.421 | 0.3 | 0.316 | 13/03/2020 | N/A
N/A | Couch Perry Wilkes | THORNTON PARK THORNTONS LIMITED |  | SOMERCOTES | ALFRETON | DERBYSHIRE | DE55 4XJ | United Kingdom | 441179.867 | 354583.582 | CHESTERFIELD 132kV S STN | ALFRETON 33kV S STN | MEADOW LANE 33 11kV S STN | 33 | Western Power Distribution (East Midlands) plc | Other | Other | Yes | 0 | 1.486 | 1.564 | [12 empty] | No | Accepted to Connect | 07/01/2021 | [6 empty] | 1.564 | 0 | 0 | 4.5 | 4.737 | 12/02/2020 | N/A
N/A | Balance Power Projects Ltd |  | Royal Oak Way North |  | Daventry |  | NN11 8PQ | United Kingdom | 456398.15 | 262850.886 | COVENTRY 132kV S STN | DAVENTRY 33KV S STN | BRAUNSTON ROAD 33 11kV S STN | 33 | Western Power Distribution (East Midlands) plc | Other | Other | No | 0 | 7 | 7.368 | [12 empty] | No | Accepted to Connect | 07/01/2021 | [6 empty] | 7.368 | 7 | 7.368 | 0.025 | 0.026 | 03/01/2020 | N/A
N/A | Lightsource Renewable Uk Development Ltd | GAMMATON MOOR PV SOLAR PARK | Land At Gammaton Moor |  | Alverdiscott |  | EX39 4QF | United Kingdom | 250142.059 | 125140.66 | Alverdiscott S.G.P. | To be confirmed | 33kV or 66kV connection | 33 | Western Power Distribution (South West) plc | Solar | Photovoltaic | No | 0 | 28 | 29.474 | [12 empty] | No | Accepted to Connect | 07/01/2021 | [6 empty] | 29.474 | 28 | 29.474 | 0.28 | 0.295 | 13/03/2020 | N/A |  |  |  | Y | D_WPD_SWe_009
N/A | Rag Lane Solar Limited | Rag Lane Solar |  |  | Wotton-Under-Edge | Gloucetershire | GL12 8LD | United Kingdom | 371537.616 | 183858.654 | IRON ACTON 132kV S STN | CHIPPING SODBURY 132kV S STN | 33kV or 66kV connection | 33 | Western Power Distribution (West Midlands) plc | Solar | Photovoltaic | No | 0 | 40 | 42.105 | [12 empty] | No | Accepted to Connect | 07/01/2021 | [6 empty] | 42.105 | 40 | 42.105 | 0.001 | 0.001 | 11/11/2019 | N/A |  |  |  | Y | D_WPD_WM_002
N/A | Low Carbon | FONMAN SOLAR FARM |  | Rhoose | Barry |  | CF62 3BJ | United Kingdom | 303453.342 | 167262.583 | Aberthaw Power Station | East Aberthaw | 33kV or 66kV connection | 33 | Western Power Distribution (South Wales) plc | Solar | Photovoltaic | No | 0 | 20 | 21.053 | [12 empty] | No | Accepted to Connect | 07/01/2021 | [6 empty] | 21.053 | 20 | 21.053 | 0.05 | 0.053 | 18/12/2019 | N/A |  |  |  | N | D_WPD_SWal_004, D_WPD_SWal_005, D_WPD_Swal_006, D_WPD_SWal-007, D_WPD_SWal_008
N/A | Great House Energy Centre | GREAT HOUSE FARM | Penpergwm |  | Abergavenny |  | NP7 4UY | United Kingdom | 315605.094 | 212933.714 | Rassau G.S.P. | Rassau B.S.P. | To be confirmed | 33 | Western Power Distribution (South Wales) plc | Solar | Photovoltaic | No | 0 | 49.99 | 52.621 | [12 empty] | No | Accepted to Connect | 07/01/2021 | [6 empty] | 52.621 | 49.99 | 52.621 | 0.499 | 0.525 | 15/01/2020 | N/A
N/A | Dno Consulting Ltd | Butterhill Farm Solar PV | Butterhill | Coppenhall | Stafford |  | ST18 9BU | United Kingdom | 392281.46 | 304225.046 | Bushbury D 132kV | To be confirmed | 33kV or 66kV connection | 33 | Western Power Distribution (West Midlands) plc | Solar | Photovoltaic | No | 0 | 40 | 42.105 | [12 empty] | No | Accepted to Connect | 07/01/2021 | [6 empty] | 42.105 | 40 | 42.105 | 0.3 | 0.316 | 16/01/2020 | N/A
N/A | Wepa Uk | BRIDGEND PAPER MILL |  | Llangynwyd | Bridgend |  | CF34 9RS | United Kingdom | 288302.46 | 187008.013 | Grange | Grange Bsp | 33kV or 66kV connection | 33 | Western Power Distribution (South Wales) plc | Other | Other | Yes | 0 | 4 | 4.211 | [12 empty] | No | Accepted to Connect | 07/01/2021 | [6 empty] | 4.211 | 4 | 4.211 | 25 | 26.316 | 08/11/2019 | N/A
N/A | Pace Bang Energy Limited |  | Acton | Stourport On Severn | Worcestershire |  | DY13 9TF | United Kingdom | 381741.137 | 271061.89 | BISHOPS WOOD 132kV S STN | 132kV connection | 132kV connection | 132 | Western Power Distribution (West Midlands) plc | Solar | Photovoltaic | No | 0 | 12 | 12.632 | [12 empty] | No | Accepted to Connect | 07/01/2021 | [6 empty] | 12.632 | 12 | 12.632 | 3.16 | 3.326 | 03/03/2020 | N/A |  |  |  | N | D_WPD_WM_010
N/A | Voltalia Uk Ltd | Kilsby Road Solar Farm | Kilsby Road |  | Crick | Daventry | NN6 7ST | United Kingdom | 436501.787 | 284284.289 | COVENTRY 132kV S STN | To be confirmed | 33kV or 66kV connection | 33 | Western Power Distribution (East Midlands) plc | Solar | Photovoltaic | No | 0 | 49.9 | 52.526 | [12 empty] | No | Accepted to Connect | 07/01/2021 | [6 empty] | 52.526 | 49.9 | 52.526 | 0.3 | 0.316 | 24/04/2020 | N/A
N/A | Lightsource Renewable Uk | Northfield House Farm | Rugby Road |  | Cotesbach | Leicestershire | LE17 4HS | United Kingdom | 449305.944 | 282560.957 | COVENTRY 132kV S STN | PAILTON 33KV S STN | 33kV or 66kV connection | 33 | Western Power Distribution (East Midlands) plc | Solar | Photovoltaic | No | 0 | 38 | 40 | [12 empty] | No | Accepted to Connect | 07/01/2021 | [6 empty] | 40 | 38 | 40 | 0.4 | 0.421 | 12/11/2019 | N/A
N/A | Stratford Energy Solutions Limited | UNIVERSITY OF NOTTINGHAM | UNIVERSITY PARK |  | NOTTINGHAM |  | NG7 2RD | United Kingdom | 454539.251 | 338664.025 | RATCLIFFE ON SOAR 132kV S STN | NOTTINGHAM 33kV S STN | LENTON 33 11kV S STN | 33 | Western Power Distribution (East Midlands) plc | Storage battery | Battery | No | 0 | 0.006 | 0.006 | [12 empty] | No | Accepted to Connect | 07/01/2021 | [6 empty] | 0.006 | 3 | 3.158 | 6.5 | 6.842 | 16/09/2019 | N/A
N/A | Solar Southwest | CYMRIC LTD |  | Bromfield | Ludlow | Shropshire | SY8 2JP | United Kingdom | 348096.102 | 277348.877 | BISHOPS WOOD 132kV S STN | LUDLOW 132kV S STN | CRAVEN ARMS 33 11kV S STN | 33 | Western Power Distribution (West Midlands) plc | Other | Other | No | 0 | 1.124 | 1.183 | [12 empty] | No | Accepted to Connect | 07/01/2021 | [6 empty] | 1.183 | 1.124 | 1.183 | 0.644 | 0.678 | 10/02/2020 | N/A |  |  |  | Y | D_WPD_SWe_013, D_WPD_SWe_009
N/A | Conrad (Oldbury) Limited | Birchley Island | Wolverhampton Road |  | Oldbury |  | B69 4RJ | United Kingdom | 398584 | 288983 | OLDBURY 132kV | Oldbury B 132kV | Oldbury B 11kV | 33 | Western Power Distribution (West Midlands) plc | Other | Other | No | 0 | 8 | 8.421 | [12 empty] | No | Accepted to Connect | 07/01/2021 | [6 empty] | 8.421 | 8 | 8.421 | 0.315 | 0.332 | 18/02/2020 | N/A
N/A | Mercia Power Response Ltd |  | Land Off Sookholme Rd | Shirebrook | Mansfield |  | NG20 8SG | United Kingdom | 450584.26 | 366829.447 | CHESTERFIELD 132kV S STN | WHITWELL 33kV S STN | SHIREBROOK 33 11kV S STN | 33 | Western Power Distribution (East Midlands) plc | Other | Other | No | 0 | 6 | 6.316 | [12 empty] | No | Accepted to Connect | 07/01/2021 | [6 empty] | 6.316 | 6 | 6.316 | 0.15 | 0.158 | 05/11/2019 | N/A
N/A | Lightsource Renewable Energy Ltd | broadnymett farm | Coxmoor Lane |  | Speyton |  | EX17 5AR | United Kingdom | 250142.059 | 125140.66 | Alverdiscott S.G.P. | 132kV connection | 132kV connection | 132 | Western Power Distribution (South West) plc | Solar | Photovoltaic | No | 0 | 28 | 29.474 | [12 empty] | No | Accepted to Connect | 07/01/2021 | [6 empty] | 29.474 | 37 | 38.947 | 0.39 | 0.411 | 18/12/2019 | N/A
N/A | Hoare Lea | UBHT SUPPLY A IMPORT | MYRTLE ROAD | COTHAM | BRISTOL |  | BS2 8BL | United Kingdom | 358395.367 | 173632.811 | Iron Acton S.G.P. | Lockleaze Bsp 132kv | Cotham Primary | 33 | Western Power Distribution (South West) plc | Other | Other | No | 0 | 5.65 | 5.947 | [12 empty] | No | Accepted to Connect | 07/01/2021 | [6 empty] | 5.947 | 9.12 | 9.6 | 7.4 | 7.789 | 30/10/2019 | N/A |  |  |  | N | D_WPD_SWe_014
N/A | Ambition Community Energy Cic | AMBITION COMMUNITY ENERGY CIC | Land At Severn Road | Avonmouth | Bristol |  |  | United Kingdom | 352624.103 | 179355.75 | Seabank Sgp | Avonmouth Bsp | Kingsweston | 33 | Western Power Distribution (South West) plc | Wind | Onshore wind turbines | No | 0 | 4.2 | 4.421 | [12 empty] | No | Accepted to Connect | 07/01/2021 | [6 empty] | 4.421 | 4.2 | 4.421 | 0.06 | 0.063 | 05/11/2019 | N/A
1100039604604 | Veolia Es Resource Efficiency Limited | LINCOLN COUNTY HOSPITAL UNITED LINCOLNSHIRE HOSPITALS NHS TRUST | GREETWELL ROAD |  | LINCOLN | LINCOLNSHIRE | LN2 5QY | United Kingdom | 498789 | 371155 | WEST BURTON 132kV S STN | LINCOLN LOCAL 132kV S STN | LINCOLN No 2 11kV S STN | 33 | Western Power Distribution (East Midlands) plc | Other | Other | Yes | 0 | 1.5 | 1.579 | [12 empty] | No | Accepted to Connect | 07/01/2021 | [6 empty] | 1.579 | 1.5 | 1.579 | 0 | 0 | 13/12/2019 | N/A
N/A | Scottish Power Renewables | Site At | Brigstock | East Northamptonshire | Northamptonshire |  |  | United Kingdom | 487111.876 | 261407.385 | GRENDON 132kV S STN | To be confirmed | To be confirmed | 33 | Western Power Distribution (East Midlands) plc | Solar | Photovoltaic | No | 0 | 60 | 63.158 | [12 empty] | No | Accepted to Connect | 07/01/2021 | [6 empty] | 63.158 | 60 | 63.158 | 0.352 | 0.371 | 22/01/2020 | N/A |  |  |  | Y | D_WPD_EM_0029
N/A | Suncredit Project Holdings | Cheston Road Energy Centre | 7 Cheston Road |  | Birmingham |  | B7 5EA | United Kingdom | 408154.92 | 288716.177 | NECHELLS EAST 132kV S STN | CHESTER ST 132kV S STN | Chester Street 132/11kVDUMMY | 33 | Western Power Distribution (West Midlands) plc | Other | Other | Yes | 0 | 6 | 6.316 | [12 empty] | No | Accepted to Connect | 07/01/2021 | [6 empty] | 6.316 | 6 | 6.316 | 0.12 | 0.126 | 02/09/2019 | N/A
N/A | Elgin Energy Esco Ltd | 1019a-Lands at | South Wheatley |  | Nottinghamshire |  | DN22 9DW | United Kingdom | 479467.927 | 385479.165 | WEST BURTON 132kV S STN | To be confirmed | 33kV or 66kV connection | 33 | Western Power Distribution (East Midlands) plc | Solar | Photovoltaic | No | 0 | 40 | 42.105 | [12 empty] | No | Accepted to Connect | 07/01/2021 | [6 empty] | 42.105 | 40 | 42.105 | 0.09 | 0.095 | 23/12/2019 | N/A
N/A | Bsr Energy | Worlds End Farm | Clapton |  | Berkeley |  | GL13 9QX | United Kingdom | 366792.393 | 185738.896 | IRON ACTON 132kV S STN | To be confirmed | 33kV or 66kV connection | 33 | Western Power Distribution (West Midlands) plc | Solar | Photovoltaic | No | 0 | 49.99 | 52.621 | [12 empty] | No | Accepted to Connect | 07/01/2021 | [6 empty] | 52.621 | 49.99 | 52.621 | 0.5 | 0.526 | 22/10/2019 | N/A
N/A | Jbm Solar Projects 16 Limited | Boraston Corn Brook Solar | Boraston Bank | Spurtree | Shropshire |  | WR15 8LG | United Kingdom | 383553.215 | 268197.369 | BISHOPS WOOD 132kV S STN | To be confirmed | 33kV or 66kV connection | 33 | Western Power Distribution (West Midlands) plc | Solar | Photovoltaic | No | 0 | 49.9 | 52.526 | [12 empty] | No | Accepted to Connect | 07/01/2021 | [6 empty] | 52.526 | 49.9 | 52.526 | 0.25 | 0.263 | 11/12/2019 | N/A
N/A | Bh Energy Gap (Walsall Limited) | Land Near | Fryers Road | Leamore | Walsall |  | WS3 2XQ | United Kingdom | 400022.673 | 299979.452 | BUSTLEHOLM 132kV S STN | Walsall 132kV/33kV | To be confirmed | 132 | Western Power Distribution (West Midlands) plc | Waste | Other | No | 0 | 50 | 52.632 | [12 empty] | No | Accepted to Connect | 07/01/2021 | [6 empty] | 52.632 | 50 | 52.632 | 7 | 7.368 | 13/11/2019 | N/A
N/A | Low Carbon Uk Solar Investment Co Ltd | Bishops Itchington Solar Farm | Lower Farm |  | Bishops Itchington |  | CV47 2SL | United Kingdom | 438824.116 | 258996.818 | BERKSWELL 132kV S STN | HARBURY 33kV S STN | 33kV or 66kV connection | 33 | Western Power Distribution (East Midlands) plc | Solar | Photovoltaic | No | 0 | 40 | 42.105 | [12 empty] | No | Accepted to Connect | 07/01/2021 | [6 empty] | 42.105 | 40 | 42.105 | 0.05 | 0.053 | 02/10/2019 | N/A
N/A | Biogas Technology Limited |  | Chicks Lane | Mendip | . |  | BA3 4BY | United Kingdom | 360659.636 | 152662.909 | Seabank Sgp | Radstock Bsp 132kv | Chewton Mendip | 33 | Western Power Distribution (South West) plc | Other | Other | No | 0 | 5 | 5.263 | [12 empty] | No | Accepted to Connect | 07/01/2021 | [6 empty] | 5.263 | 5 | 5.263 | 0.15 | 0.158 | 17/09/2019 | N/A |  |  |  | Y | D_WPD_SWe_007
N/A | Elgin Energy Esco Ltd | Thurlaston Estate A | Desford Road | Thurlaston | Leicestershire |  | LE9 7TD | United Kingdom | 453315.216 | 300391.331 | ENDERBY 132kV S STN | To be confirmed | 33kV or 66kV connection | 33 | Western Power Distribution (East Midlands) plc | Solar | Photovoltaic | No | 0 | 40 | 42.105 | [12 empty] | No | Accepted to Connect | 07/01/2021 | [6 empty] | 42.105 | 40 | 42.105 | 0.09 | 0.095 | 19/11/2019 | N/A
N/A | Eeb23 Limited | Lands South of | Gorse Lane Extension |  | Sleaford |  | NG34 8SF | United Kingdom | 507129.778 | 345001.881 | BICKER FEN 132kV S STN | SLEAFORD 33kV S STN | 33kV or 66kV connection | 33 | Western Power Distribution (East Midlands) plc | Solar | Photovoltaic | No | 0 | 20 | 21.053 | [12 empty] | No | Accepted to Connect | 07/01/2021 | [6 empty] | 21.053 | 20 | 21.053 | 0.03 | 0.032 | 17/12/2019 | N/A
N/A | Panacea Resource Solutions Ltd |  | CHELTENHAM ROAD EAST |  | GLOUCESTER | GLOUCESTERSHIRE | GL2 9QH | United Kingdom | 388035.944 | 222191.169 | PORT HAM 132kV S STN | CASTLE MEADS 33kV S STN | ROTOL 33 11kV S STN | 33 | Western Power Distribution (West Midlands) plc | Storage battery | Battery | No | 0 | 5 | 5.263 | [12 empty] | No | Accepted to Connect | 07/01/2021 | [6 empty] | 5.263 | 5 | 5.263 | 5 | 5.263 | 19/07/2019 | N/A
N/A | Ecodev Group Ltd | A J LOWTHER & SON LIMITED | WHITCHURCH |  | ROSS ON WYE | HEREFORDSHIRE | HR9 6DF | United Kingdom | 358855.43 | 217490.635 | PORT HAM 132kV S STN | LYDNEY 33kV S STN | STOWFIELD 33 11kV S STN | 33 | Western Power Distribution (West Midlands) plc | Solar | Photovoltaic | No | 0 | 1 | 1.053 | [12 empty] | No | Accepted to Connect | 07/01/2021 | [6 empty] | 1.053 | 1 | 1.053 | 0.4 | 0.421 | 01/10/2019 | N/A
N/A | Lightsource Renewable Energy Ltd | Gonerby Moor | Cliff Lane |  | Marston |  | NG32 2HU | United Kingdom | 476078.366 | 353863.694 | STAYTHORPE C 132kV S STN | To be confirmed | 33kV or 66kV connection | 33 | Western Power Distribution (East Midlands) plc | Solar | Photovoltaic | No | 0 | 49.99 | 52.621 | [12 empty] | No | Accepted to Connect | 07/01/2021 | [6 empty] | 52.621 | 49.99 | 52.621 | 0.001 | 0.001 | 27/11/2019 | N/A
N/A | Wentlooge Solar Project Limited | WENTLOOGE SOLAR PROJECT | St Brides | Wentlooge | Newport | Np10 8sr |  | United Kingdom | 331904.516 | 188043.728 | Uskmouth | Newport East | 33kV or 66kV connection | 33 | Western Power Distribution (South Wales) plc | Solar | Photovoltaic | No | 0 | 36 | 37.895 | [12 empty] | No | Accepted to Connect | 07/01/2021 | [6 empty] | 37.895 | 36 | 37.895 | 0.1 | 0.105 | 04/09/2019 | N/A
N/A | Amberside Energy Ltd | Balladoole Solar A Roundhill | Near Salt Way | Redditch | Worcestershire |  | B96 6JR | United Kingdom | 401968.072 | 261611.575 | FECKENHAM 66 11kV S STN | To be confirmed | 33kV or 66kV connection | 33 | Western Power Distribution (West Midlands) plc | Solar | Photovoltaic | No | 0 | 49.9 | 52.526 | [12 empty] | No | Accepted to Connect | 07/01/2021 | [6 empty] | 52.526 | 49.9 | 52.526 | 0.001 | 0.001 | 20/11/2019 | N/A
N/A | Midlands Power Networks Limited | PANDROL UK LIMITED | BONEMILL LANE |  | WORKSOP | NOTTINGHAMSHIRE | S81 7AX | United Kingdom | 457658.113 | 380330.423 | WEST BURTON 132kV S STN | WORKSOP 33kV S STN | WORKSOP WEST 33 11kV S STN | 33 | Western Power Distribution (East Midlands) plc | Other | Other | No | 0 | 3.2 | 3.368 | [12 empty] | No | Accepted to Connect | 07/01/2021 | [6 empty] | 3.368 | 0 | 0 | 3.2 | 3.368 | 04/12/2019 | N/A
N/A | El (Avonmouth) Limited | "Severn Road 2" | Severn Road |  | Avonmouth |  | BS10 7SE | United Kingdom | 348427.945 | 176924.867 | Seabank Sgp | Portishead New Bsp | To be confirmed | 33 | Western Power Distribution (South West) plc | Other | Other | No | 0 | 9.9 | 10.421 | [12 empty] | No | Accepted to Connect | 07/01/2021 | [6 empty] | 10.421 | 9.9 | 10.421 | 4.6 | 4.842 | 19/07/2019 | N/A
N/A | Fpc Industry & Enterprise 2 Ltd | LCA972 | Bowbridge Lane | Fernwood Cp | Bewark And Sherwood | Nottinghamshire | NG24 3BY | United Kingdom | 480159.374 | 351012.16 | STAYTHORPE C 132kV S STN | HAWTON 33kV S STN | HAWTON 11kV S STN | 33 | Western Power Distribution (East Midlands) plc | Storage pumped | Other | No | 0 | 7 | 7.368 | [12 empty] | No | Accepted to Connect | 07/01/2021 | [6 empty] | 7.368 | 7 | 7.368 | 0.1 | 0.105 | 08/10/2019 | N/A
N/A | Sirius Dev (Oaklands) Limited | OAKLANDS FARM SOLAR FARM |  |  | Bonvillston |  | CF5 6TQ | United Kingdom | 310109.76 | 187021.029 | Upper Boat | Upper Boat Bsp | 33kV or 66kV connection | 33 | Western Power Distribution (South Wales) plc | Solar | Photovoltaic | No | 0 | 50 | 52.632 | [12 empty] | No | Accepted to Connect | 07/01/2021 | [6 empty] | 52.632 | 50 | 52.632 | 0.1 | 0.105 | 09/10/2019 | N/A
1100039669044 | The Univeristy Of Nottingham | UNIVERSITY OF NOTTINGHAM | UNIVERSITY PARK |  | NOTTINGHAM |  | NG7 2RD | United Kingdom | 454602.197 | 338802.159 | RATCLIFFE ON SOAR 132kV S STN | NOTTINGHAM 33kV S STN | LENTON 33 11kV S STN | 33 | Western Power Distribution (East Midlands) plc | Other | Other | No | 0 | 0 | 0 | [12 empty] | No | Accepted to Connect | 07/01/2021 | [6 empty] | 0 | 3 | 3.158 | 10 | 10.526 | 10/09/2019 | N/A
N/A | Surf Bristol Ltd | THE WAVE | Over Lane | Almondsbury | Bristol |  | BS32 4DF | United Kingdom | 360621.608 | 183605.269 | Iron Acton S.G.P. | Bradley Stoke Bsp | Almondsbury | 33 | Western Power Distribution (South West) plc | Solar | Photovoltaic | No | 0 | 3 | 3.158 | [12 empty] | No | Accepted to Connect | 07/01/2021 | [6 empty] | 3.158 | 3 | 3.158 | 0 | 0 | 04/12/2019 | N/A
N/A | Collingwood Street Solar Limited |  | Duffryn Uchaf |  | Port Talbot |  | SA13 2YA | United Kingdom | 282651.661 | 183043.299 | Pyle Grid | To be confirmed | 33kV or 66kV connection | 33 | Western Power Distribution (South Wales) plc | Solar | Photovoltaic | No | 0 | 49.9 | 52.526 | [12 empty] | No | Accepted to Connect | 07/01/2021 | [6 empty] | 52.526 | 49.9 | 52.526 | 0.1 | 0.105 | 19/09/2019 | N/A
N/A | Grey Street Solar Limited | Fiskerton Airfield | Reepham Road | Fiskerton | Lincoln |  | LN3 4HZ | United Kingdom | 479467.927 | 385479.165 | WEST BURTON 132kV S STN | To be confirmed | 33kV or 66kV connection | 33 | Western Power Distribution (East Midlands) plc | Solar | Photovoltaic | No | 0 | 0.001 | 0.001 | [12 empty] | No | Accepted to Connect | 07/01/2021 | [6 empty] | 0.001 | 49.9 | 52.526 | 0 | 0 | 02/10/2019 | N/A
N/A | Conrad Energy |  | Maybrook Road | Minworth | Sutton Coldfield |  | B76 1BE | United Kingdom | 410238.558 | 289834.665 | NECHELLS EAST 132kV S STN | To be confirmed | 33kV or 66kV connection | 33 | Western Power Distribution (West Midlands) plc | Other | Other | No | 0 | 12.7 | 13.368 | [12 empty] | No | Accepted to Connect | 07/01/2021 | [6 empty] | 13.368 | 12.7 | 13.368 | 0.3 | 0.316 | 24/10/2019 | N/A
N/A | Uk Power Dist | Plot 3 | East Midlands Gateway | Derby | . |  | DE74 2BB | United Kingdom | 449538.756 | 335739.06 | RATCLIFFE ON SOAR 132kV S STN | TOTON 3 33kV S STN | 33kV or 66kV connection | 33 | Western Power Distribution (East Midlands) plc | Other | Other | No | 0 | 3.2 | 3.368 | [12 empty] | No | Accepted to Connect | 07/01/2021 | [6 empty] | 3.368 | 3.2 | 3.368 | 3 | 3.158 | 11/07/2019 | N/A
N/A | Centrica Business Solutions | Muller Telford | Donnington Woodk |  | Telford |  | TF2 7GJ | United Kingdom | 370785.111 | 314370.701 | IRONBRIDGE 132kV S STN | KETLEY 132kV S STN | DONNINGTON 33 11kV S STN | 33 | Western Power Distribution (West Midlands) plc | Other | Other | Yes | 0 | 1.516 | 1.596 | [12 empty] | No | Accepted to Connect | 07/01/2021 | [6 empty] | 1.596 | 0 | 0 | 3.5 | 3.684 | 07/08/2019 | N/A
N/A | Meaford Energy Limited | Meaford Business Park | Meaford Road |  | Meaford |  | ST15 8UZ | United Kingdom | 394276.766 | 349350.136 | Cellarhead 132kV | To be confirmed | 33kV or 66kV connection | 33 | Western Power Distribution (West Midlands) plc | Other | Other | No | 0 | 299 | 314.737 | [12 empty] | No | Accepted to Connect | 07/01/2021 | [6 empty] | 314.737 | 299 | 314.737 | 6 | 6.316 | 22/10/2019 | N/A
N/A | CENIN RENEWABLES LTD | LLwyncelyn Porth Wind Llwyn33 |  | Llwyncelyn | Porth |  |  | United Kingdom | 310109.76 | 187021.029 | Upper Boat | Upper Boat Bsp | 33kV or 66kV connection | 33 | Western Power Distribution (South Wales) plc | Wind | Onshore wind turbines | No | 0 | 29.4 | 30.947 | [12 empty] | No | Accepted to Connect | 07/01/2021 | [6 empty] | 30.947 | 29.4 | 30.947 | 0.7 | 0.737 | 23/09/2019 | N/A |  |  |  | Y | D_WPD_SWal_019
N/A | Jbm Solar Projects 10 Limited | Belvoir Solar PV | Easthorpe Lane | Muston | Nottingham |  | NG13 0FD | United Kingdom | 476078.366 | 353863.694 | STAYTHORPE C 132kV S STN | 132kV connection | 132kV connection | 132 | Western Power Distribution (East Midlands) plc | Solar | Photovoltaic | No | 0 | 38 | 40 | [12 empty] | No | Accepted to Connect | 07/01/2021 | [6 empty] | 40 | 38 | 40 | 0.35 | 0.368 | 08/10/2019 | N/A
N/A | Suncore Uk Ltd | Peplow PV Farm | The Old Airfield | Nr Market Drayton | Shropshire |  | TF9 2BX | United Kingdom | 365621.66 | 303956.439 | IRONBRIDGE 132kV S STN | To be confirmed | 33kV or 66kV connection | 33 | Western Power Distribution (West Midlands) plc | Solar | Photovoltaic | No | 0 | 100 | 105.263 | [12 empty] | No | Accepted to Connect | 07/01/2021 | [6 empty] | 105.263 | 100 | 105.263 | 0.99 | 1.042 | 04/09/2019 | N/A |  |  |  | N | D_WPD_WM_007
N/A | Flexy 1 Limited | Crimscote Fields Farm | Crimscote |  | Stratford-Upon-Avon |  | CV37 8UF | United Kingdom | 417765.884 | 255146.984 | FECKENHAM 66 11kV S STN | Feckenham 66/11kVDUMMY | 33kV or 66kV connection | 33 | Western Power Distribution (West Midlands) plc | Solar | Photovoltaic | No | 0 | 40 | 42.105 | [12 empty] | No | Accepted to Connect | 07/01/2021 | [6 empty] | 42.105 | 40 | 42.105 | 3 | 3.158 | 28/10/2019 | N/A |  |  |  | N | D_WPD_WM_006
N/A | Ave 003 Limited | - | Devon Street |  | Birmingham |  | B7 4TH | United Kingdom | 409741.682 | 289843.811 | NECHELLS EAST 132kV S STN | NECHELLS WEST 132 25kV S STN | Nechells West 132/25/11kVDUMMY | 33 | Western Power Distribution (West Midlands) plc | Other | Other | Yes | 0 | 7 | 7.368 | [12 empty] | No | Accepted to Connect | 07/01/2021 | [6 empty] | 7.368 | 7 | 7.368 | 0.15 | 0.158 | 09/07/2019 | N/A
N/A | Re Projects Development Ltd | Hamilton Farm | Cauldwell Road |  | Sutton-In-Ashfield |  | NG17 5LB | United Kingdom | 451519.059 | 358737.472 | CHESTERFIELD 132kV S STN | ANNESLEY 33kV S STN | SUTTON JUNCTION 33 11kV S STN | 33 | Western Power Distribution (East Midlands) plc | Solar | Photovoltaic | No | 0 | 7 | 7.368 | [12 empty] | No | Accepted to Connect | 07/01/2021 | [6 empty] | 7.368 | 7 | 7.368 | 0.05 | 0.053 | 25/09/2019 | N/A
N/A | Conrad Energy (Developments) Ltd | MINEHEAD FLEXIBLE GAS GENERATING STATION | Brunel Way |  | Minehead |  | TA24 5BY | United Kingdom | 297727.661 | 145507.29 | Taunton S.G.P. | Bowhays Cross Bsp | Alcombe | 33 | Western Power Distribution (South West) plc | Other | Other | No | 0 | 7.2 | 7.579 | [12 empty] | No | Accepted to Connect | 07/01/2021 | [6 empty] | 7.579 | 7.2 | 7.579 | 0.2 | 0.211 | 09/09/2019 | N/A
N/A | Low Carbon Uk Solar Investment Company | Inkersall Farm | Staveley | Inkersall | Chesterfield |  | S43 3YH | United Kingdom | 441082.667 | 374619.131 | CHESTERFIELD 132kV S STN | STAVELEY 33kV S STN | 33kV or 66kV connection | 33 | Western Power Distribution (East Midlands) plc | Solar | Photovoltaic | No | 0 | 20 | 21.053 | [12 empty] | No | Accepted to Connect | 07/01/2021 | [6 empty] | 21.053 | 20 | 21.053 | 0.05 | 0.053 | 24/05/2019 | N/A |  |  |  | Y | D_WPD_EM_0020 / D_WPD_EM_0021
N/A | Asset Utilities Ltd | Swan Farm | Watling Street |  | Grendon | Warwickshire | CV9 2PZ | United Kingdom | 425540.909 | 299392.068 | LEA MARSTON 132kV S STN | TAMWORTH 33kV S STN | BIRCH COPPICE 33 11kV S STN | 33 | Western Power Distribution (East Midlands) plc | Solar | Photovoltaic | No | 0 | 4.875 | 5.132 | [12 empty] | No | Accepted to Connect | 07/01/2021 | [6 empty] | 5.132 | 4.875 | 5.132 | 0.1 | 0.105 | 29/08/2019 | N/A
N/A | Gazeley Uk Ltd | DHL | Mere Lane | Magna Park | Lutterworth |  | LE17 4JH | United Kingdom | 451044.915 | 283736.428 | COVENTRY 132kV S STN | PAILTON 33KV S STN | MAGNA PARK 33 11kV S STN | 33 | Western Power Distribution (East Midlands) plc | Solar | Photovoltaic | No | 0 | 0.75 | 0.789 | [12 empty] | No | Accepted to Connect | 07/01/2021 | [6 empty] | 0.789 | 0.75 | 0.789 | 3 | 3.158 | 30/07/2019 | N/A
N/A | Warwickshire Solar 1 Ltd | Harborough Fields Solar Farm | Near Churchover |  | Rugby |  | CV23 0ER | United Kingdom | 450356.568 | 276916.946 | COVENTRY 132kV S STN | RUGBY 33kV S STN | 33kV or 66kV connection | 33 | Western Power Distribution (East Midlands) plc | Solar | Photovoltaic | No | 0 | 21.8 | 22.947 | [12 empty] | No | Accepted to Connect | 07/01/2021 | [6 empty] | 22.947 | 21.8 | 22.947 | 0.26 | 0.274 | 19/08/2019 | N/A
N/A | Centrica Business Solutions | Muller Minsterley | Station Road | MINSTERLEY | SHREWSBURY | SHROPSHIRE | SY5 0BN | United Kingdom | 338487 | 306211.846 | SHREWSBURY 132kV S STN | Shrewsbury 132/33kVDUMMY | MALEHURST 33 11kV S STN | 33 | Western Power Distribution (West Midlands) plc | Other | Other | Yes | 0 | 1.5 | 1.579 | [12 empty] | No | Accepted to Connect | 07/01/2021 | [6 empty] | 1.579 | 0 | 0 | 2.4 | 2.526 | 09/08/2019 | N/A
2200043123000 | Conrad (Langage) Limited | LANGAGE FLEXIBLE GAS GENERATIO | Langage Industrial Estate |  | Plymouth |  | PL7 5ET | United Kingdom | 256647.514 | 55870.911 | Abham S.G.P. | Plympton Bsp | Langage | 33 | Western Power Distribution (South West) plc | Biofuel landfill gas | Gas turbine (OCGT) | No | 0 | 4.25 | 4.474 | [12 empty] | No | Accepted to Connect | 07/01/2021 | [6 empty] | 4.474 | 4.25 | 4.474 | 0.2 | 0.211 | 19/06/2019 | N/A
N/A | Lightsource Renewable Development Ltd | PENLLERGAER ESTATE PV SOLAR PARK | Bryn Bach Road |  | Pontlliw |  | SA4 9ED | United Kingdom | 264462.559 | 200039.621 | Swansea North Grid | Swansea North Bsp | 33kV or 66kV connection | 33 | Western Power Distribution (South Wales) plc | Solar | Photovoltaic | No | 0 | 30 | 31.579 | [12 empty] | No | Accepted to Connect | 07/01/2021 | [6 empty] | 31.579 | 30 | 31.579 | 0.3 | 0.316 | 06/09/2019 | N/A |  |  |  | Y | D_WPD_SWal_001
N/A | Lightsource Renewable Uk Development Lt | Winkburn Solar farm | The Winkburn Estate | Winkburn Lane | Winkburn |  | NG22 8PF | United Kingdom | 476078.366 | 353863.694 | STAYTHORPE C 132kV S STN | To be confirmed | 33kV or 66kV connection | 33 | Western Power Distribution (East Midlands) plc | Solar | Photovoltaic | No | 0 | 33.7 | 35.474 | [12 empty] | No | Accepted to Connect | 07/01/2021 | [6 empty] | 35.474 | 32 | 33.684 | 0.32 | 0.337 | 11/09/2019 | N/A
N/A | Centrica | Carland Cross Windfarm |  | Carland Cross | Mitchell |  |  | United Kingdom | 191317.627 | 56958.849 | Indian Queens S.G.P. | Fraddon Bsp | To be confirmed | 33 | Western Power Distribution (South West) plc | Other | Other | No | 0 | 21 | 22.105 | [12 empty] | No | Accepted to Connect | 07/01/2021 | [6 empty] | 22.105 | 0 | 0 | 1 | 1.053 | 31/05/2019 | N/A
N/A | Brynrhyd Solar Farm Limited | BRYN Y RHYD |  | Pontarddulais | Hendy |  | SA4 0FD | United Kingdom | 259998.964 | 210115.901 | Swansea North Grid | Ammanford Grid | To be confirmed | 33 | Western Power Distribution (South Wales) plc | Solar | Photovoltaic | No | 0 | 31 | 32.632 | [12 empty] | No | Accepted to Connect | 07/01/2021 | [6 empty] | 32.632 | 30 | 31.579 | 0.2 | 0.211 | 14/11/2019 | N/A |  |  |  | N | D_WPD_SWal_002
N/A | Sping Che Ltd | Meadow Solar Farm | Bilthbury Road |  | Rugeley |  | WS15 3HQ | United Kingdom |  |  | To be confirmed | To be confirmed | 33kV or 66kV connection | 33 | Western Power Distribution (West Midlands) plc | Solar | Photovoltaic | No | 0 | 35 | 36.842 | [12 empty] | No | Accepted to Connect | 07/01/2021 | [6 empty] | 36.842 | 35 | 36.842 | 0.001 | 0.001 | 23/07/2019 | N/A
N/A | Ecotricity | GALSWORTHY FARM IMPORT MPAN | BUCKLAND BREWER |  | BIDEFORD | DEVON | EX39 5NR | United Kingdom | 250142.059 | 125140.66 | Alverdiscott S.G.P. | To be confirmed | To be confirmed | 33 | Western Power Distribution (South West) plc | Solar | Photovoltaic | No | 0 | 5 | 5.263 | [12 empty] | No | Accepted to Connect | 07/01/2021 | [6 empty] | 5.263 | 5 | 5.263 | 0 | 0 | 26/09/2019 | N/A
N/A | Ecotricity Next Generation Limited | Dalby Solar Park | Old Dalby Lodge Farm | Old Dalby | Melton Mowbray |  | LE14 3LY | United Kingdom | 462704.877 | 325772.133 | RATCLIFFE ON SOAR 132kV S STN | WILLOUGHBY 33kV S STN | 33kV or 66kV connection | 33 | Western Power Distribution (East Midlands) plc | Other | Other | No | 0 | 12.65 | 13.316 | [12 empty] | No | Accepted to Connect | 07/01/2021 | [6 empty] | 13.316 | 7.65 | 8.053 | 0.5 | 0.526 | 18/04/2019 | N/A
N/A | Solar Southwest | BOUNDARY STABLES | MOSTERTON ROAD | MISTERTON | CREWKERNE | SOMERSET | TA18 8NT | United Kingdom | 346038.036 | 107625.771 | Axminster S.G.P. | Woodcote Bsp | Crewkerne | 33 | Western Power Distribution (South West) plc | Solar | Photovoltaic | No | 0 | 1.56 | 1.642 | [12 empty] | No | Accepted to Connect | 07/01/2021 | [6 empty] | 1.642 | 1.56 | 1.642 | 1.2 | 1.263 | 19/08/2019 | N/A |  |  |  | Y | D_WPD_SWe_013, D_WPD_SWe_009
N/A | Light Rock Power |  | Crick Road | Daventry | Northamptonshire |  | NN6 6NA | United Kingdom | 436501.787 | 284284.289 | COVENTRY 132kV S STN | To be confirmed | 33kV or 66kV connection | 33 | Western Power Distribution (East Midlands) plc | Solar | Photovoltaic | No | 0 | 49.99 | 52.621 | [12 empty] | No | Accepted to Connect | 07/01/2021 | [6 empty] | 52.621 | 49.99 | 52.621 | 0.5 | 0.526 | 13/09/2019 | N/A
N/A | Tata Steel Uk Ltd | PORT TALBOT STEEL WORKS | Po Box 42 |  | Port Talbot |  | SA13 2NG | United Kingdom | 278354.541 | 186815.467 | Pyle Grid | Margam Grid | To be confirmed | 33 | Western Power Distribution (South Wales) plc | Other | Other | No | 0 | 117 | 123.158 | [12 empty] | No | Accepted to Connect | 07/01/2021 | [6 empty] | 123.158 | 19 | 20 | 124 | 130.526 | 16/12/2019 | N/A
N/A | Solar Southwest | SOLAR STORAGE PROJECT | Two Post Cross |  | Spreyton |  | EX17 5AZ | United Kingdom | 265212.591 | 101367.57 | Alverdiscott S.G.P. | North Tawton Bsp | 33kV or 66kV connection | 33 | Western Power Distribution (South West) plc | Solar | Photovoltaic | No | 0 | 8.5 | 8.947 | [12 empty] | No | Accepted to Connect | 07/01/2021 | [6 empty] | 8.947 | 8.5 | 8.947 | 1 | 1.053 | 30/07/2019 | N/A |  |  |  | Y | D_WPD_SWe_013, D_WPD_SWe_009
N/A | Potter Group |  | Hilltop Farm | Ketley | Telford |  | TF1 5HW | United Kingdom | 365621.66 | 303956.439 | IRONBRIDGE 132kV S STN | To be confirmed | To be confirmed | 33 | Western Power Distribution (West Midlands) plc | Other | Other | No | 0 | 0.001 | 0.001 | [12 empty] | No | Accepted to Connect | 07/01/2021 | [6 empty] | 0.001 | 19.86 | 20.905 | 0.001 | 0.001 | 27/06/2019 | N/A |  |  |  | N | D_WPD_WM_005
N/A | Eeb35 Limited | Proposed Solar Project 14219 | Land At Escott Estate |  | Ottery St Mary |  | EX11 1LU | United Kingdom | 300934.29 | 97243.871 | Exeter Main S.G.P. | Exeter Main Bsp | 33kV or 66kV connection | 33 | Western Power Distribution (South West) plc | Solar | Photovoltaic | No | 0 | 35 | 36.842 | [12 empty] | No | Accepted to Connect | 07/01/2021 | [6 empty] | 36.842 | 35 | 36.842 | 0.3 | 0.316 | 16/07/2019 | N/A |  |  |  | Y | D_WPD_SWe_001, D_WPD_SWe_012
N/A | Low Carbon Uk Solar Investment Company | Brackley Solar Farm - 20 MW | Blackpits Recycling Centre |  | Brackley |  | NN13 5QG | United Kingdom | 458615.907 | 239313.653 | EAST CLAYDON 132KV S STN | BRACKLEY 132kV S STN | 33kV or 66kV connection | 33 | Western Power Distribution (East Midlands) plc | Solar | Photovoltaic | No | 0 | 20 | 21.053 | [12 empty] | No | Accepted to Connect | 07/01/2021 | [6 empty] | 21.053 | 20 | 21.053 | 0.05 | 0.053 | 11/06/2019 | N/A
N/A | The Ernest Cook Trust | ECT Slimbridge Estate Solar | Land Off Tyndale Road |  | Slimbridge |  | GL2 7DJ | United Kingdom | 366792.393 | 185738.896 | IRON ACTON 132kV S STN | To be confirmed | 33kV or 66kV connection | 33 | Western Power Distribution (West Midlands) plc | Solar | Photovoltaic | No | 0 | 40 | 42.105 | [12 empty] | No | Accepted to Connect | 07/01/2021 | [6 empty] | 42.105 | 40 | 42.105 | 0.15 | 0.158 | 03/07/2019 | N/A
N/A | Lifes Energy | ROWECORD BUILDING | NEWPORT ROAD | RISCA | NEWPORT |  | NP11 6EY | United Kingdom | 325451.152 | 189443.39 | Uskmouth | Llantarnam | To be confirmed | 33 | Western Power Distribution (South Wales) plc | Solar | Photovoltaic | No | 0 | 0.6 | 0.632 | [12 empty] | No | Accepted to Connect | 07/01/2021 | [6 empty] | 0.632 | 0.6 | 0.632 | 1 | 1.053 | 15/03/2019 | N/A
N/A | Arl 029 Limited | - | Over Lane |  | Almondsbury |  | BS32 4BW | United Kingdom | 360621.608 | 183605.269 | Iron Acton S.G.P. | Bradley Stoke Bsp | Almondsbury | 33 | Western Power Distribution (South West) plc | Other | Other | No | 0 | 16 | 16.842 | [12 empty] | No | Accepted to Connect | 07/01/2021 | [6 empty] | 16.842 | 8 | 8.421 | 3.7 | 3.895 | 29/01/2019 | N/A
N/A | Conrad Energy (Developments) Ltd | MIDSOMER NORTON FLEXIBLE GAS GENERATION | North Of Radstock Road | Midsomer Norton | Radstock |  | BA3 2AF | United Kingdom | 366305.211 | 154698.865 | Seabank Sgp | Radstock Bsp 132kv | Midsomer Norton | 33 | Western Power Distribution (South West) plc | Other | Other | No | 0 | 7.605 | 8.005 | [12 empty] | No | Accepted to Connect | 07/01/2021 | [6 empty] | 8.005 | 7 | 7.368 | 0.2 | 0.211 | 22/03/2019 | N/A |  |  |  | Y | D_WPD_SWe_007
N/A | Res | CHURCHTOWN SOLAR PARK LTD IMPORT MPAN | NANTERROW LANE |  | CONNOR DOWNS | CORNWALL | TR27 5BX | United Kingdom | 166222.578 | 41679.912 | Indian Queens S.G.P. | Camborne Bsp | 33kV or 66kV connection | 33 | Western Power Distribution (South West) plc | Storage battery | Battery | No | 0 | 9 | 9.474 | [12 empty] | No | Accepted to Connect | 07/01/2021 | [6 empty] | 9.474 | 9 | 9.474 | 9 | 9.474 | 08/08/2019 | N/A |  |  |  | Y | D_WPD_SWe_009
1170001377868 | Mercia Power Response Ltd | Fulwood Road B | Fulwood Road North |  | Huthwaite | Nottinghamshire | NG17 2NB | United Kingdom | 446758 | 356706 | CHESTERFIELD 132kV S STN | PINXTON 132kV S STN | PINXTON 11kV S STN | 33 | Western Power Distribution (East Midlands) plc | Other | Other | No | 0 | 4.5 | 4.737 | [12 empty] | No | Accepted to Connect | 07/01/2021 | [6 empty] | 4.737 | 4.5 | 4.737 | 0.15 | 0.158 | 25/02/2019 | N/A
N/A | Aura Power Ltd | Bishampton Solar PV | Broad Lane | Bishampton | Pershore | Worcestershire | WR10 2LY | United Kingdom | 401968.072 | 261611.575 | FECKENHAM 66 11kV S STN | Feckenham 66/11kVDUMMY | 33kV or 66kV connection | 33 | Western Power Distribution (West Midlands) plc | Solar | Photovoltaic | No | 0 | 30 | 31.579 | [12 empty] | No | Accepted to Connect | 07/01/2021 | [6 empty] | 31.579 | 30 | 31.579 | 0.5 | 0.526 | 20/06/2019 | N/A
1170001302506 | Thornton Estate Energy Limited | Unit A Land at Sports Direct Site | Brook Park East |  | Shirebrook |  | NG20 8RY | United Kingdom | 453635.89 | 362357.604 | CHESTERFIELD 132kV S STN | MANSFIELD 33kV S STN | 33kV or 66kV connection | 33 | Western Power Distribution (East Midlands) plc | Other | Other | No | 0 | 20 | 21.053 | [12 empty] | No | Accepted to Connect | 07/01/2021 | [6 empty] | 21.053 | 20 | 21.053 | 0.2 | 0.211 | 06/08/2019 | N/A |  |  |  | Y | D_WPD_EM_0022 / D_WPD_EM_0023
N/A | Mwat Ltd | Property at Leland Way | Marsh Lane Ind Estate | Boston | Lincolnshire |  | PE21 7SW | United Kingdom | 533551.969 | 342323.325 | WALPOLE 132kV S STN | BOSTON 33kV S STN | MARSH LANE 33 11kV S STN | 33 | Western Power Distribution (East Midlands) plc | Storage pumped | Other | No | 0 | 6 | 6.316 | [12 empty] | No | Accepted to Connect | 07/01/2021 | [6 empty] | 6.316 | 6 | 6.316 | 0.1 | 0.105 | 21/02/2019 | N/A
N/A | Cs Uk Holdings III Limited | Home Farm | Strensham |  | Worcester |  | WR8 9JZ | United Kingdom | 390507.632 | 241064.431 | FECKENHAM 66 11kV S STN | Feckenham 66/11kVDUMMY | 33kV or 66kV connection | 33 | Western Power Distribution (West Midlands) plc | Solar | Photovoltaic | No | 0 | 32 | 33.684 | [12 empty] | No | Accepted to Connect | 07/01/2021 | [6 empty] | 33.684 | 32 | 33.684 | 0.32 | 0.337 | 27/06/2019 | N/A
N/A | Eclipse Power Networks | ryall y409 | Whitminster |  | Gloucester |  | GL2 7PN | United Kingdom | 381767.388 | 219262.531 | PORT HAM 132kV S STN | To be confirmed | 33kV or 66kV connection | 33 | Western Power Distribution (West Midlands) plc | Solar | Photovoltaic | No | 0 | 49.9 | 52.526 | [12 empty] | No | Accepted to Connect | 07/01/2021 | [6 empty] | 52.526 | 49.9 | 52.526 | 0.4 | 0.421 | 24/06/2019 | N/A
N/A | Wykes Engineering Ltd | Energy Park Chelveston Renewable | The Old Airfield | Chelveston | Northants |  |  | United Kingdom | 494597.25 | 269927.726 | GRENDON 132kV S STN | IRTHLINGBOROUGH 33kV S STN | 33kV or 66kV connection | 33 | Western Power Distribution (East Midlands) plc | Storage battery | Battery | No | 0 | 4 | 4.211 | [12 empty] | No | Accepted to Connect | 07/01/2021 | [6 empty] | 4.211 | 4 | 4.211 | 0 | 0 | 13/05/2019 | N/A
N/A | Liverton 2014 Ltd. | EXPORT MPAN | LIVERTON BUSINESS PARK |  | EXMOUTH | DEVON | EX8 2NU | United Kingdom | 301034.607 | 82182.439 | Exeter Main S.G.P. | Exmouth Bsp | To be confirmed | 33 | Western Power Distribution (South West) plc | Other | Other | No | 0 | 6 | 6.316 | [12 empty] | No | Accepted to Connect | 07/01/2021 | [6 empty] | 6.316 | 6 | 6.316 | 0.072 | 0.076 | 26/03/2019 | N/A
N/A | Tge Management Company Limited | Blackbridge Farm | Cranford Road |  | Burton Latimer |  | NN15 5TB | United Kingdom | 485951.466 | 278872.894 | GRENDON 132kV S STN | KETTERING 33kV S STN | 33kV or 66kV connection | 33 | Western Power Distribution (East Midlands) plc | Other | Other | No | 0 | 10 | 10.526 | [12 empty] | No | Accepted to Connect | 07/01/2021 | [6 empty] | 10.526 | 10 | 10.526 | 0.15 | 0.158 | 29/08/2018 | N/A |  |  |  | N | D_WPD_EM_0001
1170001258210 | Midlands Power Networks |  | Meadow Lane | Shirebrorok | Mansfield |  | NG20 8RY | United Kingdom | 452998.061 | 366753.878 | CHESTERFIELD 132kV S STN | MANSFIELD 33kV S STN | ACREAGE LANE 33 11kV S STN | 33 | Western Power Distribution (East Midlands) plc | Other | Other | No | 0 | 4 | 4.211 | [12 empty] | No | Accepted to Connect | 07/01/2021 | [6 empty] | 4.211 | 0.5 | 0.526 | 7.05 | 7.421 | 07/03/2019 | N/A
N/A | Scottishpower Renewables (Uk) Ltd | Oakley Bushes Solar Farm | Oakley Bushes | Little Oakley | Corby |  |  | United Kingdom | 487111.876 | 261407.385 | GRENDON 132kV S STN | To be confirmed | To be confirmed | 33 | Western Power Distribution (East Midlands) plc | Solar | Photovoltaic | No | 0 | 40 | 42.105 | [12 empty] | No | Accepted to Connect | 07/01/2021 | [6 empty] | 42.105 | 40 | 42.105 | 0.4 | 0.421 | 03/10/2019 | N/A |  |  |  | Y | D_WPD_EM_0026
N/A | Spring Dev 01 Ltd | NIRO SOLAR FARM | Land South Of Rockbeare Hill | Rockbeare | Exeter |  | EX5 2EZ | United Kingdom | 300934.29 | 97243.871 | Exeter Main S.G.P. | Exeter Main Bsp | 33kV or 66kV connection | 33 | Western Power Distribution (South West) plc | Solar | Photovoltaic | No | 0 | 10 | 10.526 | [12 empty] | No | Accepted to Connect | 07/01/2021 | [6 empty] | 10.526 | 10 | 10.526 | 0.23 | 0.242 | 09/05/2019 | N/A
N/A | Elgin Energy Esco Ltd | TYTHEGSTON SOLAR PV | Tythegston Estate | Tythegston | Bridgend |  | CF32 0NW | United Kingdom | 282651.661 | 183043.299 | Pyle Grid | Pyle Bsp | 33kV or 66kV connection | 33 | Western Power Distribution (South Wales) plc | Solar | Photovoltaic | No | 0 | 75 | 78.947 | [12 empty] | No | Accepted to Connect | 07/01/2021 | [6 empty] | 78.947 | 75 | 78.947 | 0.3 | 0.316 | 20/05/2019 | N/A
N/A | Spring Dev 02 Limited | HOPKINS SOLAR FARM | Pontardulais Road | Tycroes | Ammanford |  | SA18 3RE | United Kingdom | 259998.964 | 210115.901 | Swansea North Grid | Ammanford Grid | 33kV or 66kV connection | 33 | Western Power Distribution (South Wales) plc | Solar | Photovoltaic | No | 0 | 30 | 31.579 | [12 empty] | No | Accepted to Connect | 07/01/2021 | [6 empty] | 31.579 | 30 | 31.579 | 0.05 | 0.053 | 15/03/2019 | N/A
N/A | Gridserve Emea Depc Ltd | Tachbrook Hill Farm Gs303-Warwick 2 | Banbury Road | Bishops Tachbrook | Leamington Spa |  | CV33 9QG | United Kingdom | 429710.45 | 265381.967 | BERKSWELL 132kV S STN | WARWICK 33kV S STN | 33kV or 66kV connection | 33 | Western Power Distribution (East Midlands) plc | Storage battery | Battery | No | 0 | 12.73 | 13.4 | [12 empty] | No | Accepted to Connect | 07/01/2021 | [6 empty] | 13.4 | 6 | 6.316 | 6 | 6.316 | 27/06/2019 | N/A
N/A | M W A T Ltd | Denby Transport STOR Site | Sadler Road |  | Lincoln | Lincolnshire | LN6 3JR | United Kingdom | 492564.558 | 368551.744 | WEST BURTON 132kV S STN | LINCOLN MAIN No 1 33kV S STN | DODDINGTON PARK 33 11kV S STN | 33 | Western Power Distribution (East Midlands) plc | Storage pumped | Other | No | 0 | 5 | 5.263 | [12 empty] | No | Accepted to Connect | 07/01/2021 | [6 empty] | 5.263 | 5 | 5.263 | 0.1 | 0.105 | 21/12/2018 | N/A
N/A | Astra Power Generation | Croome Airfield Solar Farm | Crome |  | Worcester |  | WR8 9AT | United Kingdom | 390507.632 | 241064.431 | FECKENHAM 66 11kV S STN | Feckenham 66/11kVDUMMY | 33kV or 66kV connection | 33 | Western Power Distribution (West Midlands) plc | Solar | Photovoltaic | No | 0 | 49 | 51.579 | [12 empty] | No | Accepted to Connect | 07/01/2021 | [6 empty] | 51.579 | 49 | 51.579 | 0.3 | 0.316 | 07/01/2019 | N/A
2100041620352 | Lightsource Spv 75 Limited | 1 BRYN HENLLYS | Ystradowen | Cwmtwrch | Upper Cwmtwrch |  | SA9 2XX | United Kingdom | 278891.407 | 208741.223 | Swansea North Grid | Ystradgynlais Grid | To be confirmed | 33 | Western Power Distribution (South Wales) plc | Solar | Photovoltaic | No | 0 | 25 | 26.316 | [12 empty] | No | Accepted to Connect | 07/01/2021 | [6 empty] | 26.316 | 25 | 26.316 | 0.1 | 0.105 | 10/04/2019 | N/A
N/A | John Pointon And Sons | JOHN POINTON & SONS | Bones Lane | Cheddleton | Leek |  | ST13 7BT | United Kingdom | 397678.841 | 352657.152 | Cellarhead 132kV | WHITFIELD 132 33kV S STN | CHEDDLETON 33 11kV S STN | 33 | Western Power Distribution (West Midlands) plc | Other | Other | No | 0 | 2.026 | 2.133 | [12 empty] | No | Accepted to Connect | 07/01/2021 | [6 empty] | 2.133 | 0 | 0 | 3.7 | 3.895 | 14/03/2019 | N/A
N/A | Gridserve Emea Depc Ltd | BW003 - Markham Vale | Enterprise Way |  | Chesterfield |  | S44 5HB | United Kingdom | 441082.667 | 374619.131 | CHESTERFIELD 132kV S STN | STAVELEY 33kV S STN | 33kV or 66kV connection | 33 | Western Power Distribution (East Midlands) plc | Other | Other | No | 0 | 6 | 6.316 | [12 empty] | No | Accepted to Connect | 07/01/2021 | [6 empty] | 6.316 | 6 | 6.316 | 6 | 6.316 | 02/04/2019 | N/A
N/A | CENIN RENEWABLES LTD | GENERATION SCHEME | Mynydd Maen | Hafodyrynys | Crumlin |  | NP11 5AY | United Kingdom | 320003.293 | 197958.622 | Rassau G.S.P. | Crumlin | To be confirmed | 33 | Western Power Distribution (South Wales) plc | Other | Other | No | 0 | 74 | 77.895 | [12 empty] | No | Accepted to Connect | 07/01/2021 | [6 empty] | 77.895 | 77.895 | 81.995 | 10 | 10.526 | 11/06/2019 | N/A |  |  |  | Y | D_WPD_SWal_019
N/A | Power Generation (Midlands)Ltd | The Forge Lye Forge | Stourport Road |  | Kidderminster |  | DY11 7QE | United Kingdom | 381741.137 | 271061.89 | BISHOPS WOOD 132kV S STN | STOURPORT 132 66 33kV S STN | Stourport 132/66/33/11kV | 33 | Western Power Distribution (West Midlands) plc | Other | Other | Yes | 0 | 5.5 | 5.789 | [12 empty] | No | Accepted to Connect | 07/01/2021 | [6 empty] | 5.789 | 5.5 | 5.789 | 0.5 | 0.526 | 21/02/2019 | N/A
N/A | Eeb 36 Limited | Ref 321018 Pedwell Hill PV | Land Around Nythe Road | Pedwell | Ashcott |  | TA7 9BQ | United Kingdom | 332542.726 | 135865.318 | Bridgwater S.G.P. | Bridgwater Grid Bsp | 33kV or 66kV connection | 33 | Western Power Distribution (South West) plc | Solar | Photovoltaic | No | 0 | 40 | 42.105 | [12 empty] | No | Accepted to Connect | 07/01/2021 | [6 empty] | 42.105 | 40 | 42.105 | 0.09 | 0.095 | 02/04/2019 | N/A |  |  |  | N | D_WPD_SWe_11
N/A | Keele University | Keele SEND Project Keele University |  |  | Keele | Staffordshire | ST5 5BG | United Kingdom | 394276.766 | 349350.136 | Cellarhead 132kV | To be confirmed | 33kV or 66kV connection | 33 | Western Power Distribution (West Midlands) plc | Solar | Photovoltaic | No | 0 | 13.4 | 14.105 | [12 empty] | No | Accepted to Connect | 07/01/2021 | [6 empty] | 14.105 | 13.4 | 14.105 | 6 | 6.316 | 19/02/2019 | N/A
N/A | Next Energy Solar Holdings I I I Ltd | Land At Crifton Lodge Farm | Forest Lane | Bilsthorpe | Newark |  | NG22 8TR | United Kingdom | 440954.678 | 369846.71 | CHESTERFIELD 132kV S STN | To be confirmed | 33kV or 66kV connection | 33 | Western Power Distribution (East Midlands) plc | Solar | Photovoltaic | No | 0 | 40 | 42.105 | [12 empty] | No | Accepted to Connect | 07/01/2021 | [6 empty] | 42.105 | 40 | 42.105 | 0.2 | 0.211 | 07/05/2019 | N/A |  |  |  | Y | D_WPD_EM_0025
N/A | Caerphilly County Borough Council | CWM IFOR FARM SOLAR PARK |  |  | Caerphilly |  | CF83 2TU | United Kingdom | 310109.76 | 187021.029 | Upper Boat | Upper Boat Bsp | 33kV or 66kV connection | 33 | Western Power Distribution (South Wales) plc | Solar | Photovoltaic | No | 0 | 15 | 15.789 | [12 empty] | No | Accepted to Connect | 07/01/2021 | [6 empty] | 15.789 | 15 | 15.789 | 0.05 | 0.053 | 14/01/2019 | N/A
N/A | Minehead Solar Electric Forecourt Ltd | electric vehicle charging Proposed Generation, battery storage & | Land East Side Of Seaward Way |  | Minehead |  |  | United Kingdom | 297727.661 | 145507.29 | Taunton S.G.P. | Bowhays Cross Bsp | Alcombe | 33 | Western Power Distribution (South West) plc | Storage battery | Battery | No | 0 | 3 | 3.158 | [12 empty] | No | Accepted to Connect | 07/01/2021 | [6 empty] | 3.158 | 3 | 3.158 | 0.045 | 0.047 | 07/03/2019 | N/A
N/A | Amberside Energy Ltd |  | Doverdale Solar B | Droitwich | Worcestershire |  | WR9 0QB | United Kingdom | 383553.215 | 268197.369 | BISHOPS WOOD 132kV S STN | To be confirmed | 33kV or 66kV connection | 33 | Western Power Distribution (West Midlands) plc | Solar | Photovoltaic | No | 0 | 49.9 | 52.526 | [12 empty] | No | Accepted to Connect | 07/01/2021 | [6 empty] | 52.526 | 49.9 | 52.526 | 0.25 | 0.263 | 06/02/2019 | N/A
N/A | Nd Solar Enterprises Limited | Lower Litchardon Solar Farm | Land Near Lower Litchardon Farm | Newton Tracey | Barnstaple |  | EX31 3QE | United Kingdom | 256148.449 | 131842.293 | Alverdiscott S.G.P. | Barnstaple Bsp | 33kV or 66kV connection | 33 | Western Power Distribution (South West) plc | Solar | Photovoltaic | No | 0 | 49.9 | 52.526 | [12 empty] | No | Accepted to Connect | 07/01/2021 | [6 empty] | 52.526 | 49.9 | 52.526 | 0.5 | 0.526 | 21/01/2019 | N/A |  |  |  | Y | D_WPD_SWe_009
N/A | Evans Energy Ltd | Proposed Wind Farm | Cold Northcott | St Clether | Launceston |  |  | United Kingdom | 207125.458 | 74185.108 | Indian Queens S.G.P. | St Tudy Bsp | 33kV or 66kV connection | 33 | Western Power Distribution (South West) plc | Wind | Offshore wind turbines | No | 0 | 20 | 21.053 | [12 empty] | No | Accepted to Connect | 07/01/2021 | [6 empty] | 21.053 | 20 | 21.053 | 0.25 | 0.263 | 11/04/2019 | N/A
N/A | Absolute Solar & Wind | WWTW |  | Bynea | Llanelli |  | SA14 9SA | United Kingdom | 253023.412 | 199790.933 | Swansea North Grid | Trostre Grid | Maesarddafen | 33 | Western Power Distribution (South Wales) plc | Solar | Photovoltaic | No | 0 | 1.299 | 1.367 | [12 empty] | No | Accepted to Connect | 07/01/2021 | [6 empty] | 1.367 | 0.099 | 0.104 | 1.246 | 1.312 | 19/11/2018 | N/A
N/A | E E B38 Limited | PENTRE BACH SOLAR V |  | Pentre Bah | Cwmbran |  | NP44 7AR | United Kingdom | 329748.169 | 192766.59 | Uskmouth | Llantarnam | 33kV or 66kV connection | 33 | Western Power Distribution (South Wales) plc | Solar | Photovoltaic | No | 0 | 20 | 21.053 | [12 empty] | No | Accepted to Connect | 07/01/2021 | [6 empty] | 21.053 | 20 | 21.053 | 0.9 | 0.947 | 01/03/2019 | N/A
N/A | Power Initiatives (2) Limited | - | Mucklow Hill Stor |  | Halesowen |  | B62 8DL | United Kingdom | 396954.744 | 283931.975 | KITWELL 132kV S STN | HALESOWEN 132kV S STN | Halesowen 132/11kVDUMMY | 33 | Western Power Distribution (West Midlands) plc | Biofuel landfill gas | Gas turbine (OCGT) | No | 0 | 5 | 5.263 | [12 empty] | No | Accepted to Connect | 07/01/2021 | [6 empty] | 5.263 | 5 | 5.263 | 0.06 | 0.063 | 11/01/2019 | N/A
N/A | Lightsource Spv 152 Limited | - | Inkersall Grange Farm | Bilsthorpe | Newark |  | NG22 8TN | United Kingdom | 440954.678 | 369846.71 | CHESTERFIELD 132kV S STN | To be confirmed | 33kV or 66kV connection | 33 | Western Power Distribution (East Midlands) plc | Solar | Photovoltaic | No | 0 | 49.99 | 52.621 | [12 empty] | No | Accepted to Connect | 07/01/2021 | [6 empty] | 52.621 | 49.99 | 52.621 | 1 | 1.053 | 08/01/2019 | N/A |  |  |  | Y | D_WPD_EM_0018
N/A | DNO Consulting | Land At Ploddy House Farm |  | Little Cugley | Newent |  | GL18 1JX | United Kingdom | 381767.388 | 219262.531 | To be confirmed | To be confirmed | 33kV or 66kV connection | 33 | Western Power Distribution (West Midlands) plc | Solar | Photovoltaic | No | 0 | 40 | 42.105 | [12 empty] | No | Accepted to Connect | 07/01/2021 | [6 empty] | 42.105 | 40 | 42.105 | 0.099 | 0.104 | 04/02/2019 | N/A
1170001339979 | Vital Energi | University Hospital | Clifford Bridge Road | Walsgrave | Coventry |  | CV2 2DX | United Kingdom | 437738.105 | 280934.256 | COVENTRY 132kV S STN | COVENTRY NORTH 33kV S STN | WALSGRAVE 33 11kV S STN | 33 | Western Power Distribution (East Midlands) plc | Other | Other | Yes | 0 | 3.36 | 3.537 | [12 empty] | No | Accepted to Connect | 07/01/2021 | [6 empty] | 3.537 | 0.999 | 1.052 | 8 | 8.421 | 03/12/2018 | N/A
1170001168995 | Energy Projects Services | EASTCROFT DEPOT BLOCK 4 NOTTINGHAM CITY CONTRACT WORKS | LONDON ROAD | MEADOWS | NOTTINGHAM | NOTTINGHAMSHIRE | NG2 3AH | United Kingdom | 458385.54 | 339384.658 | RATCLIFFE ON SOAR 132kV S STN | NOTTINGHAM 33kV S STN | SNEINTON 33 11kV S STN | 33 | Western Power Distribution (East Midlands) plc | Storage battery | Battery | No | 0 | 0.92 | 0.968 | [12 empty] | No | Accepted to Connect | 07/01/2021 | [6 empty] | 0.968 | 0.92 | 0.968 | 1.915 | 2.016 | 12/02/2019 | N/A
N/A | Jdm Solar Projects 6 Limited | Hallughton Solar Farm 50A |  | Southwell | Nottinghamshire |  | NG25 0QR | United Kingdom | 476078.366 | 353863.694 | STAYTHORPE C 132kV S STN | To be confirmed | 33kV or 66kV connection | 33 | Western Power Distribution (East Midlands) plc | Solar | Photovoltaic | No | 0 | 59.92 | 63.074 | [12 empty] | No | Accepted to Connect | 07/01/2021 | [6 empty] | 63.074 | 49.9 | 52.526 | 0.25 | 0.263 | 15/02/2019 | N/A
N/A | Amberside Energy Ltd |  | Fraddon Solar Farm 50a |  | Fraddon |  | TR8 4LX | United Kingdom | 191317.627 | 56958.849 | Indian Queens S.G.P. | Fraddon Bsp | 33kV or 66kV connection | 33 | Western Power Distribution (South West) plc | Solar | Photovoltaic | No | 0 | 49.9 | 52.526 | [12 empty] | No | Accepted to Connect | 07/01/2021 | [6 empty] | 52.526 | 49.9 | 52.526 | 0.025 | 0.026 | 28/11/2018 | N/A
N/A | Biogas Technology Limited | Axbridge 2 | Prowses Lane |  | Axbridge |  | BS26 2HP | United Kingdom | 343188.357 | 154362.054 | Bridgwater S.G.P. | Churchill Bsp 132kv | 33kV or 66kV connection | 33 | Western Power Distribution (South West) plc | Other | Other | No | 0 | 7 | 7.368 | [12 empty] | No | Accepted to Connect | 07/01/2021 | [6 empty] | 7.368 | 7 | 7.368 | 0.25 | 0.263 | 04/01/2019 | N/A |  |  |  | Y | D_WPD_SWe_007
N/A | Roadnight Taylor |  | Tiln Farm | Retford | . |  | DN22 9JH | United Kingdom | 479467.927 | 385479.165 | WEST BURTON 132kV S STN | To be confirmed | 33kV or 66kV connection | 33 | Western Power Distribution (East Midlands) plc | Solar | Photovoltaic | No | 0 | 49.9 | 52.526 | [12 empty] | No | Accepted to Connect | 07/01/2021 | [6 empty] | 52.526 | 49.9 | 52.526 | 25 | 26.316 | 02/01/2019 | N/A
N/A | Mercia Power Response Ltd | 7 Geddington Rd (Power Staion Name) | The Grove |  | Corby |  | NN18 8EW | United Kingdom | 490491 | 289042 | GRENDON 132kV S STN | CORBY No2 33kV S STN | CORBY No2 11kV S STN | 33 | Western Power Distribution (East Midlands) plc | Other | Other | Yes | 0 | 6 | 6.316 | [12 empty] | No | Accepted to Connect | 07/01/2021 | [6 empty] | 6.316 | 5 | 5.263 | 0.15 | 0.158 | 15/01/2019 | N/A
N/A | EVANS ENERGY LTD | Rose Park Farm Otterham Wind Farm | Otterham Station |  | Camelford |  | PL32 9SW | United Kingdom | 207125.458 | 74185.108 | Indian Queens S.G.P. | St Tudy Bsp | 33kV or 66kV connection | 33 | Western Power Distribution (South West) plc | Other | Other | No | 0 | 1 | 1.053 | [12 empty] | No | Accepted to Connect | 07/01/2021 | [6 empty] | 1.053 | 1 | 1.053 | 0.02 | 0.021 | 28/02/2019 | N/A
N/A | DNO Consulting | Bellamour Lane | Colton |  | Rugeley | Staffordshire | WS15 3JT | United Kingdom | 405943.52 | 317384.128 | RUGELEY 132kV S STN | 132kV connection | 132kV connection | 132 | Western Power Distribution (West Midlands) plc | Solar | Photovoltaic | No | 0 | 0.001 | 0.001 | [12 empty] | No | Accepted to Connect | 07/01/2021 | [6 empty] | 0.001 | 99.99 | 105.253 | 0.001 | 0.001 | 18/09/2018 | N/A
N/A | Balance Power Projects Limited |  | Woodhouse Lane | Bolsover | Chesterfield |  | S44 6BJ | United Kingdom | 445136.055 | 371121.481 | CHESTERFIELD 132kV S STN | CHESTERFIELD 33kV S STN | Bolsover 11kV S Stn | 33 | Western Power Distribution (East Midlands) plc | Other | Other | No | 0 | 5 | 5.263 | [12 empty] | No | Accepted to Connect | 07/01/2021 | [6 empty] | 5.263 | 5 | 5.263 | 0.25 | 0.263 | 30/11/2018 | N/A
N/A | Biogas Technology Limited |  | Old Milss | Radstock | Somerset |  | BS39 7SS | United Kingdom | 366305.211 | 154698.865 | Seabank Sgp | Radstock Bsp 132kv | Midsomer Norton | 33 | Western Power Distribution (South West) plc | Other | Other | No | 0 | 6 | 6.316 | [12 empty] | No | Accepted to Connect | 07/01/2021 | [6 empty] | 6.316 | 6 | 6.316 | 0.2 | 0.211 | 02/01/2019 | N/A |  |  |  | Y | D_WPD_SWe_007
N/A | Balance Power Projects Limited | 7.6mw Gen | Land Off Mount Road | Castle Gresley | Swadlincote |  | DE11 9ES | United Kingdom | 427802 | 317938 | DRAKELOW 132kV | GRESLEY 33kV S STN | GRESLEY 11kV S STN | 33 | Western Power Distribution (East Midlands) plc | Other | Other | No | 0 | 7.6 | 8 | [12 empty] | No | Accepted to Connect | 07/01/2021 | [6 empty] | 8 | 7.22 | 7.6 | 0.25 | 0.263 | 18/01/2019 | N/A
N/A | British Solar Renewables Limited | COLDHARBOUR FARM | ASHREIGNEY |  | CHULMLEIGH | DEVON | EX18 7NQ | United Kingdom | 265212.591 | 101367.57 | Alverdiscott S.G.P. | North Tawton Bsp | 33kV or 66kV connection | 33 | Western Power Distribution (South West) plc | Solar | Photovoltaic | No | 0 | 49.99 | 52.621 | [12 empty] | No | Accepted to Connect | 07/01/2021 | [6 empty] | 52.621 | 49.99 | 52.621 | 0.5 | 0.526 | 30/11/2018 | N/A
N/A | Mynydd Fforch Dwm Wind Energy Ltd | MYNYDD FORCH DWM GENERATION | Forch Dwm Road |  | Port Talbot |  | SA13 3LG | United Kingdom | 273939.5 | 193375.234 | Swansea North Grid | Briton Ferry Grid | 33kV or 66kV connection | 33 | Western Power Distribution (South Wales) plc | Other | Other | No | 0 | 27 | 28.421 | [12 empty] | No | Accepted to Connect | 07/01/2021 | [6 empty] | 28.421 | 27.368 | 28.808 | 0.25 | 0.263 | 01/10/2018 | N/A
N/A | Vital Energi | The Energy Centre | City Hospital Campus | Hucknall Road | Nottingham |  | NG5 1PB | United Kingdom | 455601 | 342662 | RATCLIFFE ON SOAR 132kV S STN | To be confirmed | NOTTINGHAM NORTH 11kV S STN | 33 | Western Power Distribution (East Midlands) plc | Other | Other | Yes | 0 | 3 | 3.158 | [12 empty] | No | Accepted to Connect | 07/01/2021 | [6 empty] | 3.158 | 3 | 3.158 | 0 | 0 | 17/07/2018 | N/A
N/A | Swinford Wind Farm Limited | - | Swinford Wind Farm | Swinford Wind Farm | Lutterworth |  | LE17 6BQ | United Kingdom | 449305.944 | 282560.957 | COVENTRY 132kV S STN | PAILTON 33KV S STN | 33kV or 66kV connection | 33 | Western Power Distribution (East Midlands) plc | Other | Other | No | 0 | 15 | 15.789 | [12 empty] | No | Accepted to Connect | 07/01/2021 | [6 empty] | 15.789 | 10 | 10.526 | 0 | 0 | 30/10/2018 | N/A
N/A | Newhurst Erf Limited | Newhurst Quarry | Shepshed |  | Leicestershire |  | LE12 9BU | United Kingdom | 450426.145 | 329757.854 | RATCLIFFE ON SOAR 132kV S STN | To be confirmed | To be confirmed | 33 | Western Power Distribution (East Midlands) plc | Other | Other | No | 0 | 43 | 45.263 | [12 empty] | No | Accepted to Connect | 07/01/2021 | [6 empty] | 45.263 | 43 | 45.263 | 6.45 | 6.789 | 21/12/2018 | N/A |  |  |  | N | D_WPD_EM_0019
N/A | Nextenergy Solar Holdings Iii Limited |  | Chapel Street |  | Stapleton |  | LE9 8FT | United Kingdom | 441127.012 | 292466.649 | COVENTRY 132kV S STN | HINCKLEY 33kV S STN | 33kV or 66kV connection | 33 | Western Power Distribution (East Midlands) plc | Solar | Photovoltaic | No | 0 | 15 | 15.789 | [12 empty] | No | Accepted to Connect | 07/01/2021 | [6 empty] | 15.789 | 15 | 15.789 | 0.05 | 0.053 | 22/11/2018 | N/A |  |  |  | N | D_WPD_EM_0017
N/A | Feeder Grid Storage Limited | BRISTOL TELEVISION & FILM SERV Feeder Road Battery, | FEEDER ROAD |  | BRISTOL |  | BS2 0TH | United Kingdom | 360910 | 172320 | Iron Acton S.G.P. | Feeder Road 132kv | 33kV or 66kV connection | 33 | Western Power Distribution (South West) plc | Storage battery | Battery | No | 0 | 20 | 21.053 | [12 empty] | No | Accepted to Connect | 07/01/2021 | [6 empty] | 21.053 | 20 | 21.053 | 20 | 21.053 | 19/10/2018 | N/A
N/A | Eeb33 Ltd | Sparrow Lodge Farm | Wicken Park Road | Wicken | Milton Keynes |  | MK19 6BZ | United Kingdom | 477822.653 | 236143.689 | EAST CLAYDON 132KV S STN | STONY STRATFORD 33kV S STN | 33kV or 66kV connection | 33 | Western Power Distribution (East Midlands) plc | Solar | Photovoltaic | No | 0 | 20 | 21.053 | [12 empty] | No | Accepted to Connect | 07/01/2021 | [6 empty] | 21.053 | 20 | 21.053 | 0.05 | 0.053 | 08/12/2018 | N/A
N/A | Aller Langport Solar Park Ltd | Aller Langport Solar Farm |  | Aller | Langport | Somerset | TA10 0QR | United Kingdom | 332542.726 | 135865.318 | Bridgwater S.G.P. | Bridgwater Grid Bsp | 33kV or 66kV connection | 33 | Western Power Distribution (South West) plc | Solar | Photovoltaic | No | 0 | 10 | 10.526 | [12 empty] | No | Accepted to Connect | 07/01/2021 | [6 empty] | 10.526 | 10 | 10.526 | 0.15 | 0.158 | 17/09/2018 | N/A |  |  |  | N | D_WPD_SWe_008
N/A | Jbm Solar Projects 2 Ltd | NON Firm Solar 2 | Tale Lane |  | . |  | EX15 1RF | United Kingdom | 301033.164 | 97241.393 | Exeter Main S.G.P. | To be confirmed | 33kV or 66kV connection | 33 | Western Power Distribution (South West) plc | Solar | Photovoltaic | No | 0 | 35 | 36.842 | [12 empty] | No | Accepted to Connect | 07/01/2021 | [6 empty] | 36.842 | 35 | 36.842 | 1 | 1.053 | 08/08/2018 | N/A
N/A | Statera Energy Limited | Desford Road ESS | Desford Road | Enderby | Leicester |  | LE19 3LR | United Kingdom | 458179.628 | 303085.984 | ENDERBY 132kV S STN | LEICESTER 33kV S STN | 33kV or 66kV connection | 33 | Western Power Distribution (East Midlands) plc | Storage battery | Battery | No | 0 | 50 | 52.632 | [12 empty] | No | Accepted to Connect | 07/01/2021 | [6 empty] | 52.632 | 50 | 52.632 | 50 | 52.632 | 23/11/2018 | N/A
N/A | British Solar Renewables Limited | Proposed Solar Park | Longlands Farm | Redwick | Nr Newport | Gwent | NP26 3DX | United Kingdom | 341566.639 | 187320.357 | Uskmouth | 132kV connection | 132kV connection | 132 | Western Power Distribution (South Wales) plc | Solar | Photovoltaic | No | 0 | 49.99 | 52.621 | [12 empty] | No | Accepted to Connect | 07/01/2021 | [6 empty] | 52.621 | 49.99 | 52.621 | 0.5 | 0.526 | 24/07/2018 | N/A
N/A | Mercia Power Response Ltd | Mercia Power Response Ltd | Lubenham Road |  | Market Harborough |  | LE16 9NP | United Kingdom | 472539.492 | 286412.74 | GRENDON 132kV S STN | KETTERING 33kV S STN | FARNDON ROAD 33 11kV S STN | 33 | Western Power Distribution (East Midlands) plc | Biofuel landfill gas | Gas turbine (OCGT) | No | 0 | 10 | 10.526 | [12 empty] | No | Accepted to Connect | 07/01/2021 | [6 empty] | 10.526 | 10 | 10.526 | 0.2 | 0.211 | 10/08/2018 | N/A
N/A | Asset Utilities Ltd | - | 4273-01 Williamthorpe Colliery |  | Chesterfield | Derbyshire |  | United Kingdom | 441253.099 | 367157.676 | CHESTERFIELD 132kV S STN | CHESTERFIELD 33kV S STN | GRASSMOOR 33 11kV S STN | 33 | Western Power Distribution (East Midlands) plc | Solar | Photovoltaic | No | 0 | 3.75 | 3.947 | [12 empty] | No | Accepted to Connect | 07/01/2021 | [6 empty] | 3.947 | 3.75 | 3.947 | 0.05 | 0.053 | 18/09/2018 | N/A
N/A | Castor Projects | POC 3MW - Evercreech Junction | Industrial Estate | Ditcheat | Shepton Mallet | Somerset | BA4 6NB | United Kingdom | 364397.261 | 138762.201 | Seabank Sgp | Radstock Bsp 132kv | Evercreech | 33 | Western Power Distribution (South West) plc | Other | Other | No | 0 | 3 | 3.158 | [12 empty] | No | Accepted to Connect | 07/01/2021 | [6 empty] | 3.158 | 3 | 3.158 | 0.5 | 0.526 | 28/08/2018 | N/A
N/A | Aura Power Solar Uk2 Limited | Clyst St Lawrence Energy Storage | Clyst Hydon |  | Cullompton | Devon | EX15 2NH | United Kingdom | 301033.164 | 97241.393 | Exeter Main S.G.P. | To be confirmed | 33kV or 66kV connection | 33 | Western Power Distribution (South West) plc | Solar | Photovoltaic | No | 0 | 50 | 52.632 | [12 empty] | No | Accepted to Connect | 07/01/2021 | [6 empty] | 52.632 | 50 | 52.632 | 0.3 | 0.316 | 08/08/2018 | N/A
N/A | Aura Power Solar Uk 1 Limited | Trenoweth Farm | Praze An Beeble |  | Cambourne |  | TR14 0PL | United Kingdom | 155252.321 | 38186.195 | Indian Queens S.G.P. | Hayle Bsp | 33kV or 66kV connection | 33 | Western Power Distribution (South West) plc | Solar | Photovoltaic | No | 0 | 30 | 31.579 | [12 empty] | No | Accepted to Connect | 07/01/2021 | [6 empty] | 31.579 | 30 | 31.579 | 0 | 0 | 08/08/2018 | N/A |  |  |  | Y | D_WPD_SWe_009
1170001247398 | Arl 027 Ltd | - | Back Lane | Calow | Chesterfield |  | S44 5XQ | United Kingdom | 441045.635 | 369968.028 | CHESTERFIELD 132kV S STN | CHESTERFIELD 33kV S STN | 33kV or 66kV connection | 33 | Western Power Distribution (East Midlands) plc | Storage battery | Battery | No | 0 | 20 | 21.053 | [12 empty] | No | Accepted to Connect | 07/01/2021 | [6 empty] | 21.053 | 20 | 21.053 | 20 | 21.053 | 20/07/2018 | N/A
N/A | Lark Connections Limited | Clay Cross - EfW | 20 Bridge Street | Clay Cross | Chesterfield |  | S45 9NY | United Kingdom | 441045.635 | 369968.028 | CHESTERFIELD 132kV S STN | CHESTERFIELD 33kV S STN | To be confirmed | 33 | Western Power Distribution (East Midlands) plc | Other | Other | No | 0 | 16.8 | 17.684 | [12 empty] | No | Accepted to Connect | 07/01/2021 | [6 empty] | 17.684 | 16.8 | 17.684 | 0.03 | 0.032 | 16/08/2018 | N/A |  |  |  | N | D_WPD_EM_0016
N/A | Leicestershire County Council | Poole Farm |  |  | Loughborough |  | LE12 8EN | United Kingdom | 453371.118 | 321250.972 | RATCLIFFE ON SOAR 132kV S STN | LOUGHBOROUGH 33kV S STN | 33kV or 66kV connection | 33 | Western Power Distribution (East Midlands) plc | Solar | Photovoltaic | No | 0 | 10 | 10.526 | [12 empty] | No | Accepted to Connect | 07/01/2021 | [6 empty] | 10.526 | 10 | 10.526 | 0.05 | 0.053 | 22/06/2018 | N/A
N/A | Jbm Solar Projects Limited | Rag Lane Solar |  |  | Wotton-Under-Edge | Gloucetershire | GL12 8LD | United Kingdom | 371537.616 | 183858.654 | IRON ACTON 132kV S STN | CHIPPING SODBURY 132kV S STN | 33kV or 66kV connection | 33 | Western Power Distribution (West Midlands) plc | Solar | Photovoltaic | No | 0 | 30 | 31.579 | [12 empty] | No | Accepted to Connect | 07/01/2021 | [6 empty] | 31.579 | 30 | 31.579 | 0.2 | 0.211 | 05/09/2018 | N/A |  |  |  | N | D_WPD_WM_002
1470000958086 | Shovel Ready 11 Limited | WOLVERHAMPTON POWER HOUSE | Commercial Road |  | Wolverhampton |  | WV1 3QS | United Kingdom | 392386.899 | 298159.547 | WILLENHALL 132 25kV S STN | WOLVERHAMPTON 132kV S STN | Wolverhampton 132/33/11kV DUMMY | 33 | Western Power Distribution (West Midlands) plc | Other | Other | Yes | 0 | 4.5 | 4.737 | [12 empty] | No | Accepted to Connect | 07/01/2021 | [6 empty] | 4.737 | 4.5 | 4.737 | 0.04 | 0.042 | 29/03/2018 | N/A
N/A | Awel Y Gwrhyd Cic | MYNYDD Y GWRHYD WIND |  |  | Ammanford |  |  | United Kingdom | 264462.559 | 200039.621 | Swansea North Grid | Swansea North Bsp | To be confirmed | 33 | Western Power Distribution (South Wales) plc | Wind | Onshore wind turbines | No | 0 | 13.7 | 14.421 | [12 empty] | No | Accepted to Connect | 07/01/2021 | [6 empty] | 14.421 | 13.7 | 14.421 | 0.18 | 0.189 | 30/05/2018 | N/A |  |  |  | Y | D_WPD_SWal_001, D_WPD_Swal_017, D_WPD_Swal_018
N/A | Renewable Energy Systems Limited | Land at Potash Farm | Nash Road |  | Beachampton |  | MK19 6EA | United Kingdom | 477822.653 | 236143.689 | EAST CLAYDON 132KV S STN | STONY STRATFORD 33kV S STN | 33kV or 66kV connection | 33 | Western Power Distribution (East Midlands) plc | Storage battery | Battery | No | 0 | 30 | 31.579 | [12 empty] | No | Accepted to Connect | 07/01/2021 | [6 empty] | 31.579 | 30 | 31.579 | 30 | 31.579 | 22/06/2018 | N/A
N/A | Nextenergy Solar Holdings Iii Ltd | Mill Farm | Cotes |  | Loughborough |  | LE12 5TL | United Kingdom | 453371.118 | 321250.972 | RATCLIFFE ON SOAR 132kV S STN | LOUGHBOROUGH 33kV S STN | 33kV or 66kV connection | 33 | Western Power Distribution (East Midlands) plc | Solar | Photovoltaic | No | 0 | 22 | 23.158 | [12 empty] | No | Accepted to Connect | 07/01/2021 | [6 empty] | 23.158 | 22 | 23.158 | 0.05 | 0.053 | 20/06/2018 | N/A
1170001377840 | Mercia Power Response Ltd | Land at : | Fulwood Road |  | Sutton In Ashfield |  | NG17 2NB | United Kingdom | 446758 | 356706 | CHESTERFIELD 132kV S STN | PINXTON 132kV S STN | PINXTON 11kV S STN | 33 | Western Power Distribution (East Midlands) plc | Other | Other | No | 0 | 6 | 6.316 | [12 empty] | No | Accepted to Connect | 07/01/2021 | [6 empty] | 6.316 | 6 | 6.316 | 0.15 | 0.158 | 02/05/2018 | N/A
N/A | Butyric Holdings Ltd | Fiskerton Solar Farm | Reepham Road |  | Fiskerton |  | LN3 4HZ | United Kingdom | 498973.515 | 371160.495 | WEST BURTON 132kV S STN | LINCOLN MAIN No 1 33kV S STN | To be confirmed | 33 | Western Power Distribution (East Midlands) plc | Solar | Photovoltaic | No | 0 | 20 | 21.053 | [12 empty] | No | Accepted to Connect | 07/01/2021 | [6 empty] | 21.053 | 20 | 21.053 | 1.25 | 1.316 | 15/06/2018 | N/A |  |  |  | N | D_WPD_EM_0015
N/A | Hatton Farm Energy Limited | Hoon Hay Farm | Marston Lane | Hatton | Derbyshire |  | DE65 5EA | United Kingdom | 421529.683 | 329633.164 | DRAKELOW 132kV | Burton 33kV | HATTON 33 11kV S STN | 33 | Western Power Distribution (East Midlands) plc | Biomass | Other | No | 0 | 6.3 | 6.632 | [12 empty] | No | Accepted to Connect | 07/01/2021 | [6 empty] | 6.632 | 6 | 6.316 | 0.5 | 0.526 | 16/07/2018 | N/A
1170001326302 | Uk Energy Reserve Limited | Land off Energy Storage Facility at | Battery Lane |  | Boston |  | PE21 7SU | United Kingdom | 533477.036 | 342835.75 | WALPOLE 132kV S STN | BOSTON 33kV S STN | 33kV or 66kV connection | 33 | Western Power Distribution (East Midlands) plc | Storage battery | Battery | No | 0 | 10 | 10.526 | [12 empty] | No | Accepted to Connect | 07/01/2021 | [6 empty] | 10.526 | 10 | 10.526 | 10 | 10.526 | 23/05/2018 | N/A
N/A | Johnsons Generators Ltd |  | Sheepbridge Lane | Sheepbridge | Chesterfield |  | S41 9RX | United Kingdom | 437162.406 | 370775.402 | CHESTERFIELD 132kV S STN | GOITSIDE 132kV S STN | 33kV or 66kV connection | 33 | Western Power Distribution (East Midlands) plc | Storage battery | Battery | No | 0 | 20 | 21.053 | [12 empty] | No | Accepted to Connect | 07/01/2021 | [6 empty] | 21.053 | 20 | 21.053 | 0.4 | 0.421 | 29/03/2018 | N/A |  |  |  | Y | D_WPD_EM_0013 / D_WPD_EM_0014
N/A | Alkane Energy Uk Ltd | Rufford Hill Farm |  | Wellow | Nottinghamshire |  | NG22 9DQ | United Kingdom | 465347.047 | 366868.432 | CHESTERFIELD 132kV S STN | CLIPSTONE 33kV S STN | OLLERTON 33 11kV S STN | 33 | Western Power Distribution (East Midlands) plc | Biofuel landfill gas | Gas turbine (OCGT) | No | 0 | 6.5 | 6.842 | [12 empty] | No | Accepted to Connect | 07/01/2021 | [6 empty] | 6.842 | 6.5 | 6.842 | 0.2 | 0.211 | 13/03/2018 | N/A
N/A | Nextpower Spv 6 Limited | Land North Side of | White Cross Lane |  | Burton Pedwardine |  | NG34 0BN | United Kingdom | 507129.778 | 345001.881 | BICKER FEN 132kV S STN | SLEAFORD 33kV S STN | 33kV or 66kV connection | 33 | Western Power Distribution (East Midlands) plc | Solar | Photovoltaic | No | 0 | 23 | 24.211 | [12 empty] | No | Accepted to Connect | 07/01/2021 | [6 empty] | 24.211 | 23 | 24.211 | 0.05 | 0.053 | 27/03/2018 | N/A
N/A | Island Steel Uk | Island Steel Uk |  |  | NEWPORT |  | NP20 2UW | United Kingdom | 330457.757 | 185815.062 | Uskmouth | Newport West | Newport West Primary | 33 | Western Power Distribution (South Wales) plc | Solar | Photovoltaic | No | 0 | 0.72 | 0.758 | [12 empty] | No | Accepted to Connect | 07/01/2021 | [6 empty] | 0.758 | 0.72 | 0.758 | 1.55 | 1.632 | 22/02/2018 | N/A
N/A | Sinclair Works Energy Centre Limited | Sinclair Works Hybrid | Holyhead Road | Ketley | Telford |  | TF1 5AD | United Kingdom | 399136.902 | 281552.347 | KITWELL 132kV S STN | To be confirmed | 33kV or 66kV connection | 33 | Western Power Distribution (West Midlands) plc | Other | Other | No | 0 | 50 | 52.632 | [12 empty] | No | Accepted to Connect | 07/01/2021 | [6 empty] | 52.632 | 40 | 42.105 | 10 | 10.526 | 04/04/2018 | N/A
N/A | G2 Energy | - | Deanshanger Road | Wicken | Milton Keynes |  | MK19 6BS | United Kingdom | 475209.592 | 239392.454 | EAST CLAYDON 132KV S STN | STONY STRATFORD 33kV S STN | WICKEN 33 11kV S STN | 33 | Western Power Distribution (East Midlands) plc | Storage battery | Battery | No | 0 | 5 | 5.263 | [12 empty] | No | Accepted to Connect | 07/01/2021 | [6 empty] | 5.263 | 5 | 5.263 | 5 | 5.263 | 22/01/2018 | N/A
N/A | Eeb32 Ltd | East Wood End PV Generation |  |  | Milton Keynes |  | MK17 0PG | United Kingdom | 475176.566 | 226053.515 | EAST CLAYDON 132KV S STN | To be confirmed | 33kV or 66kV connection | 33 | Western Power Distribution (East Midlands) plc | Solar | Photovoltaic | No | 0 | 40 | 42.105 | [12 empty] | No | Accepted to Connect | 07/01/2021 | [6 empty] | 42.105 | 40 | 42.105 | 0.09 | 0.095 | 20/04/2018 | N/A
N/A | Awel Aman Tawe | MYNYDD Y GWRHYD SOLAR FARM |  | Rhydyfro | Port Talbot |  | SA8 4TA | United Kingdom | 278891.407 | 208741.223 | Swansea North Grid | Ystradgynlais Grid | To be confirmed | 33 | Western Power Distribution (South Wales) plc | Solar | Photovoltaic | No | 0 | 4.7 | 4.947 | [12 empty] | No | Accepted to Connect | 07/01/2021 | [6 empty] | 4.947 | 4.7 | 4.947 | 0.1 | 0.105 | 14/02/2018 | N/A
N/A | Gfpii Limited | Fire Station Lane | Third Way | Avonmouth | Bristol |  | BS11 9HL | United Kingdom | 352853.818 | 178396.189 | Seabank Sgp | Avonmouth Bsp | 33kV or 66kV connection | 33 | Western Power Distribution (South West) plc | Other | Other | No | 0 | 20 | 21.053 | [12 empty] | No | Accepted to Connect | 07/01/2021 | [6 empty] | 21.053 | 20 | 21.053 | 0.598 | 0.629 | 09/01/2018 | N/A |  |  |  | N | D_WPD_SWe_005
N/A | Statera Energy Limited | Grendon Lakes | Land Off Station Road | Grendon | Northampton |  | NN7 1JD | United Kingdom | 487111.876 | 261407.385 | GRENDON 132kV S STN | To be confirmed | 33kV or 66kV connection | 33 | Western Power Distribution (East Midlands) plc | Storage battery | Battery | No | 0 | 49.9 | 52.526 | [12 empty] | No | Accepted to Connect | 07/01/2021 | [6 empty] | 52.526 | 49.9 | 52.526 | 49.9 | 52.526 | 21/05/2018 | N/A
N/A | Batsworthy Cross Wind Farm Limited | Batsworthy Cross Wind Farm | Knowstone | South Molton | South Molton |  |  | United Kingdom | 256148.449 | 131842.293 | Alverdiscott S.G.P. | Barnstaple Bsp | 33kV or 66kV connection | 33 | Western Power Distribution (South West) plc | Wind | Onshore wind turbines | No | 0 | 0 | 0 | [12 empty] | No | Accepted to Connect | 07/01/2021 | [6 empty] | 0 | 1.2 | 1.263 | 0.2 | 0.211 | 12/03/2018 | N/A
N/A | Gas Generation Retford Road Limited |  | Retford Road |  | Worksop |  | S80 2RZ | United Kingdom | 460013.726 | 379166.009 | WEST BURTON 132kV S STN | WORKSOP 33kV S STN | 33kV or 66kV connection | 33 | Western Power Distribution (East Midlands) plc | Biofuel landfill gas | Gas turbine (OCGT) | No | 0 | 25 | 26.316 | [12 empty] | No | Accepted to Connect | 07/01/2021 | [6 empty] | 26.316 | 20 | 21.053 | 1.2 | 1.263 | 20/10/2017 | N/A
N/A | Halesfield Energy Centre Ltd | Halesfield Corner Energy Storage | Halesfield 13 |  | Telford |  | TF7 4ER | United Kingdom | 370795.973 | 304889.997 | IRONBRIDGE 132kV S STN | IRONBRIDGE 132 33kV S STN | HALESFIELD 33 11kV S STN | 33 | Western Power Distribution (West Midlands) plc | Storage battery | Battery | No | 0 | 5.263 | 5.54 | [12 empty] | No | Accepted to Connect | 07/01/2021 | [6 empty] | 5.54 | 5 | 5.263 | 5 | 5.263 | 09/02/2018 | N/A
N/A | Hallen Energy Limited | Severn Road Battery Storage 2 Hallen 33kv Battery | Land At Severn Road |  | Avonmouth |  | BS10 7SE | United Kingdom | 353531.4 | 182184.849 | Iron Acton S.G.P. | Seabank Bsp | 33kV or 66kV connection | 33 | Western Power Distribution (South West) plc | Storage battery | Battery | No | 0 | 33 | 34.737 | [12 empty] | No | Accepted to Connect | 07/01/2021 | [6 empty] | 34.737 | 33 | 34.737 | 33 | 34.737 | 12/01/2018 | N/A |  |  |  | N | D_WPD_SWe_004
N/A | Brk 010 Limited | - | Stratford Road |  | Alcester |  | B49 6NN | United Kingdom | 417765.884 | 255146.984 | FECKENHAM 66 11kV S STN | Feckenham 66/11kVDUMMY | 33kV or 66kV connection | 33 | Western Power Distribution (West Midlands) plc | Other | Other | No | 0 | 0.001 | 0.001 | [12 empty] | No | Accepted to Connect | 07/01/2021 | [6 empty] | 0.001 | 41.24 | 43.411 | 1.174 | 1.236 | 02/02/2018 | N/A
N/A | Eeb28 Ltd | Boughton Estate | Grafton Underwood |  | Kettering |  | NN14 3NB | United Kingdom | 487111.876 | 261407.385 | GRENDON 132kV S STN | To be confirmed | 33kV or 66kV connection | 33 | Western Power Distribution (East Midlands) plc | Solar | Photovoltaic | No | 0 | 40 | 42.105 | [12 empty] | No | Accepted to Connect | 07/01/2021 | [6 empty] | 42.105 | 40 | 42.105 | 0.09 | 0.095 | 02/02/2018 | N/A
N/A | Eeb24 Limited | Tuckey Farm Solar PV | Winslow |  | Buckingham |  | MK18 3ND | United Kingdom | 475176.566 | 226053.515 | EAST CLAYDON 132KV S STN | To be confirmed | 33kV or 66kV connection | 33 | Western Power Distribution (East Midlands) plc | Solar | Photovoltaic | No | 0 | 25 | 26.316 | [12 empty] | No | Accepted to Connect | 07/01/2021 | [6 empty] | 26.316 | 25 | 26.316 | 0.09 | 0.095 | 12/01/2018 | N/A
N/A | Eeb26 Limited | 1031- Lands at Sutton Cheney | - | Nuneaton | . |  | CV13 0AG | United Kingdom | 453315.216 | 300391.331 | ENDERBY 132kV S STN | To be confirmed | 33kV or 66kV connection | 33 | Western Power Distribution (East Midlands) plc | Solar | Photovoltaic | No | 0 | 40 | 42.105 | [12 empty] | No | Accepted to Connect | 07/01/2021 | [6 empty] | 42.105 | 40 | 42.105 | 0.09 | 0.095 | 06/11/2017 | N/A
N/A | CENIN RENEWABLES LTD | MANMOEL 33 | Manmoel Common |  | Ebbw Vale |  | NP22 4NJ | United Kingdom | 317529.197 | 208130.241 | Rassau G.S.P. | Ebbw Vale | 33kV or 66kV connection | 33 | Western Power Distribution (South Wales) plc | Wind | Onshore wind turbines | No | 0 | 10 | 10.526 | [12 empty] | No | Accepted to Connect | 07/01/2021 | [6 empty] | 10.526 | 10 | 10.526 | 0.24 | 0.253 | 05/12/2017 | N/A |  |  |  | Y | D_WPD_SWal_019
N/A | Adam Wood | Weights Farm Storage | Weights Lane |  | Redditch |  | B97 6RG | United Kingdom | 403433.55 | 268347.283 | FECKENHAM 66 11kV S STN | Feckenham 66/11kVDUMMY | REDDITCH NORTH 66 11kV S STN | 11 | Western Power Distribution (West Midlands) plc | Storage battery | Battery | No | 0 | 0 | 0 | [12 empty] | No | Accepted to Connect | 07/01/2021 | [6 empty] | 0 | 2.5 | 2.632 | 2.5 | 2.632 | 27/10/2017 | N/A |  |  |  | N | D_WPD_WM_001
N/A | Anesco Ltd | Newton Wood Farm | Newton |  | Alfreton |  | DE55 5SG | United Kingdom | 440954.678 | 369846.71 | CHESTERFIELD 132kV S STN | To be confirmed | 33kV or 66kV connection | 33 | Western Power Distribution (East Midlands) plc | Storage battery | Battery | No | 0 | 50 | 52.632 | [12 empty] | No | Accepted to Connect | 07/01/2021 | [6 empty] | 52.632 | 50 | 52.632 | 50.8 | 53.474 | 08/01/2018 | N/A |  |  |  | N | D_WPD_EM_0010
N/A | Wykes Engineering Ltd | Wykes Engineering Ltd | Goosey Lodge Estate | Wymington | Northants |  | NN10 9LU | United Kingdom | 494597.25 | 269927.726 | GRENDON 132kV S STN | IRTHLINGBOROUGH 33kV S STN | To be confirmed | 33 | Western Power Distribution (East Midlands) plc | Storage battery | Battery | No | 0 | 0.001 | 0.001 | [12 empty] | No | Accepted to Connect | 07/01/2021 | [6 empty] | 0.001 | 0.001 | 0.001 | 5 | 5.263 | 04/09/2017 | N/A
1470001236098 | Conrad (Bilston) Limited | 2 Anchor Lane Gas Generator | Anchor Lane | Bilston | Wolverhampton |  | WV14 9NA | United Kingdom | 393843.456 | 294858.846 | PENN 132kV S STN | COSELEY 132kV S STN | 33kV or 66kV connection | 33 | Western Power Distribution (West Midlands) plc | Other | Other | No | 0 | 24 | 25.263 | [12 empty] | No | Accepted to Connect | 07/01/2021 | [6 empty] | 25.263 | 24 | 25.263 | 0.3 | 0.316 | 24/10/2017 | N/A
N/A | Fpc Industry & Enterprise 2 Ltd |  | Traston Road |  | Newport |  | NP19 4PW | United Kingdom | 332970.823 | 185685.314 | Uskmouth | Newport South | 33kV or 66kV connection | 33 | Western Power Distribution (South Wales) plc | Storage battery | Battery | No | 0 | 20 | 21.053 | [12 empty] | No | Accepted to Connect | 07/01/2021 | [6 empty] | 21.053 | 20 | 21.053 | 20 | 21.053 | 18/08/2017 | N/A
N/A | Suncredit Solutions Limited |  | Belvedere Lane | Bletchley | Milton Keynes |  | MK17 9JH | United Kingdom | 486277.465 | 235502.403 | EAST CLAYDON 132KV S STN | BLETCHLEY 33KV S STN | To be confirmed | 33 | Western Power Distribution (East Midlands) plc | Other | Other | No | 0 | 6 | 6.316 | [12 empty] | No | Accepted to Connect | 07/01/2021 | [6 empty] | 6.316 | 6 | 6.316 | 0.06 | 0.063 | 21/08/2017 | N/A
N/A | Kier Construction | David Ross Sports Centre Sports Centre CHP | University Of Nottingham |  | . |  | NG7 2RD | United Kingdom | 454539.251 | 338664.025 | RATCLIFFE ON SOAR 132kV S STN | NOTTINGHAM 33kV S STN | LENTON 33 11kV S STN | 33 | Western Power Distribution (East Midlands) plc | Other | Other | No | 0 | 0.1825 | 0.192 | [12 empty] | No | Accepted to Connect | 07/01/2021 | [6 empty] | 0.192 | 0 | 0 | 6.5 | 6.842 | 30/06/2017 | N/A
N/A | G S C 1 Limited | proposed generation | Warne Road |  | Weston Super Mare |  |  | United Kingdom | 333514.336 | 161112.887 | Seabank Sgp | Weston Bsp 132kv | 33kV or 66kV connection | 33 | Western Power Distribution (South West) plc | Other | Other | No | 0 | 20 | 21.053 | [12 empty] | No | Accepted to Connect | 07/01/2021 | [6 empty] | 21.053 | 20 | 21.053 | 1 | 1.053 | 09/10/2017 | N/A |  |  |  | N | D_WPD_SWe_003
N/A | Eeb30 Limited | LAND AT SOUTH WHEATLEY PV 1019 | Sturton Road | South Wheatley | Retford | Nottinghamshire | DN22 9DW | United Kingdom | 479467.927 | 385479.165 | WEST BURTON 132kV S STN | To be confirmed | 33kV or 66kV connection | 33 | Western Power Distribution (East Midlands) plc | Solar | Photovoltaic | No | 0 | 40.477 | 42.607 | [12 empty] | No | Accepted to Connect | 07/01/2021 | [6 empty] | 42.607 | 40 | 42.105 | 0.03 | 0.032 | 29/09/2017 | N/A
N/A | Eeb23 Limited | LAND SOUTH OF | Gorse Lane |  | Sleaford |  | NG34 8SF | United Kingdom | 507129.778 | 345001.881 | BICKER FEN 132kV S STN | SLEAFORD 33kV S STN | 33kV or 66kV connection | 33 | Western Power Distribution (East Midlands) plc | Solar | Photovoltaic | No | 0 | 20.23 | 21.295 | [12 empty] | No | Accepted to Connect | 07/01/2021 | [6 empty] | 21.295 | 20 | 21.053 | 0.03 | 0.032 | 17/11/2017 | N/A
N/A | ECOTRICITY GROUP LTD | SCIENCE & TECHNOLOGY PARK GENERATION SCHEME | Berkeley Green | Berkeley Centre | Berkeley |  | GL13 9PA | United Kingdom | 367741.141 | 200447.492 | IRON ACTON 132kV S STN | RYEFORD 132kV S STN | BERKELEY 33 11kV S STN | 33 | Western Power Distribution (West Midlands) plc | Storage battery | Battery | No | 0 | 1 | 1.053 | [12 empty] | No | Accepted to Connect | 07/01/2021 | [6 empty] | 1.053 | 1 | 1.053 | 2 | 2.105 | 19/09/2017 | N/A
N/A | Burnett Industrial Ltd | Berkeley Battery Storage 2 Ltd | Kitts Green Lane |  | Berkeley |  | GL11 6BB | United Kingdom | 366792.393 | 185738.896 | IRON ACTON 132kV S STN | To be confirmed | 33kV or 66kV connection | 33 | Western Power Distribution (West Midlands) plc | Storage battery | Battery | No | 0 | 49.9 | 52.526 | [12 empty] | No | Accepted to Connect | 07/01/2021 | [6 empty] | 52.526 | 49.9 | 52.526 | 49.9 | 52.526 | 06/09/2017 | N/A
N/A | Elgin Energy Esco Ltd | RANKSBOROUGH FARM 1014 | Langham |  | Oakham | Leicestershire | LE15 7EJ | United Kingdom | 487385.509 | 308598.574 | GRENDON 132kV S STN | OAKHAM 33kV S STN | 33kV or 66kV connection | 33 | Western Power Distribution (East Midlands) plc | Solar | Photovoltaic | No | 0 | 0.04 | 0.042 | [12 empty] | No | Accepted to Connect | 07/01/2021 | [6 empty] | 0.042 | 30 | 31.579 | 0.03 | 0.032 | 28/09/2017 | N/A
N/A | Renewable Energy Systems Limited | Land at Potash Farm | Nash Road |  | Beachampton |  | MK19 6EA | United Kingdom | 475176.566 | 226053.515 | EAST CLAYDON 132KV S STN | To be confirmed | 33kV or 66kV connection | 33 | Western Power Distribution (East Midlands) plc | Storage battery | Battery | No | 0 | 49.99 | 52.621 | [12 empty] | No | Accepted to Connect | 07/01/2021 | [6 empty] | 52.621 | 49.99 | 52.621 | 49.99 | 52.621 | 27/11/2017 | N/A
1170001154487 | Stepnell Ltd | lawford road | Rugby |  | Warwickshire |  | CV21 2HS | United Kingdom | 448536.161 | 275491.082 | COVENTRY 132kV S STN | RUGBY 33kV S STN | LAWFORD 33 11kV S STN | 33 | Western Power Distribution (East Midlands) plc | Solar | Photovoltaic | No | 0 | 1.155 | 1.216 | [12 empty] | No | Accepted to Connect | 07/01/2021 | [6 empty] | 1.216 | 1.155 | 1.216 | 0 | 0 | 01/08/2017 | N/A
N/A | El (Avonmouth) Limited | "Severn Road 2" | Severn Road |  | Avonmouth |  | BS10 7SE | United Kingdom | 348427.945 | 176924.867 | Seabank Sgp | Portishead New Bsp | 33kV or 66kV connection | 33 | Western Power Distribution (South West) plc | Other | Other | No | 0 | 20 | 21.053 | [12 empty] | No | Accepted to Connect | 07/01/2021 | [6 empty] | 21.053 | 20 | 21.053 | 0.2 | 0.211 | 08/06/2017 | N/A
N/A | Gheb2 C6 Limited | Whitehouse Farm | Rhydd Road |  | Guarlford | Malvern | WR13 6NZ | United Kingdom | 383553.215 | 268197.369 | BISHOPS WOOD 132kV S STN | To be confirmed | 33kV or 66kV connection | 33 | Western Power Distribution (West Midlands) plc | Storage battery | Battery | No | 0 | 40 | 42.105 | [12 empty] | No | Accepted to Connect | 07/01/2021 | [6 empty] | 42.105 | 40 | 42.105 | 40 | 42.105 | 23/05/2017 | N/A
N/A | Capital On Site Limited | cornwall bio park | Hallenbeagle / Scorrier |  | Camborne Pool |  | TR16 5BD | United Kingdom | 166222.578 | 41679.912 | Indian Queens S.G.P. | Camborne Bsp | 33kV or 66kV connection | 33 | Western Power Distribution (South West) plc | Other | Other | No | 0 | 10 | 10.526 | [12 empty] | No | Accepted to Connect | 07/01/2021 | [6 empty] | 10.526 | 10 | 10.526 | 0.3 | 0.316 | 24/08/2017 | N/A |  |  |  | N | D_WPD_SWe_009
N/A | Corby Renewable Energy Limited | Corby Biomass Power Station | Gretton Brook Road |  | Corby |  | NN17 2BA | United Kingdom | 490527.862 | 288985.828 | GRENDON 132kV S STN | CORBY No2 33kV S STN | 33kV or 66kV connection | 33 | Western Power Distribution (East Midlands) plc | Biomass | Other | No | 0 | 9 | 9.474 | [12 empty] | No | Accepted to Connect | 07/01/2021 | [6 empty] | 9.474 | 9 | 9.474 | 1.2 | 1.263 | 06/11/2017 | N/A |  |  |  | N | D_WPD_EM_0002
N/A | Statera Energy Limited | Ess Option | Land Ne Of Cogenhoe Road |  | Grendon | Northamptonshire |  | United Kingdom | 487111.876 | 261407.385 | GRENDON 132kV S STN | To be confirmed | 33kV or 66kV connection | 33 | Western Power Distribution (East Midlands) plc | Storage battery | Battery | No | 0 | 0.001 | 0.001 | [12 empty] | No | Accepted to Connect | 07/01/2021 | [6 empty] | 0.001 | 49.9 | 52.526 | 49.9 | 52.526 | 28/06/2017 | N/A
N/A | El (Avonmouth) Limited | Severn Road (Gas) 132kv | Land At: Severn Road |  | Avonmouth |  | BS10 7SE. | United Kingdom | 348427.945 | 176924.867 | Seabank Sgp | Portishead New Bsp | 33kV or 66kV connection | 33 | Western Power Distribution (South West) plc | Other | Other | No | 0 | 20 | 21.053 | [12 empty] | No | Accepted to Connect | 07/01/2021 | [6 empty] | 21.053 | 20 | 21.053 | 0.2 | 0.211 | 03/04/2017 | N/A
N/A | Renewable Energy Systems Ltd | BRECHFA EAST WIND FARM |  | Llansawel | Llandeilo |  |  | United Kingdom | 264462.559 | 200039.621 | Swansea North Grid | To be confirmed | To be confirmed | 33 | Western Power Distribution (South Wales) plc | Wind | Onshore wind turbines | No | 0 | 31.579 | 33.241 | [12 empty] | No | Accepted to Connect | 07/01/2021 | [6 empty] | 33.241 | 31.579 | 33.241 | 0.15 | 0.158 | 06/12/2017 | N/A
N/A | Gheb2c1 Ltd | Meadowcroft Farm | Gretton Fields | Cheltenham | Gloucestershire |  | GL54 5HJ | United Kingdom | 400212.449 | 232508.608 | PORT HAM 132kV S STN | CHELTENHAM 66kV S STN | ALDERTON 66 11kV S STN | 66 | Western Power Distribution (West Midlands) plc | Storage battery | Battery | No | 0 | 5 | 5.263 | [12 empty] | No | Accepted to Connect | 07/01/2021 | [6 empty] | 5.263 | 5 | 5.263 | 5 | 5.263 | 29/11/2016 | N/A
2200043210940 | Wse West Holcombe Ltd | QUARTLEY FARM West Holcombe | BOWDENS LANE | SHILLINGFORD | TIVERTON | DEVON | EX16 9BU | United Kingdom | 295567.671 | 112078.203 | Exeter Main S.G.P. | Tiverton Bsp | 33kV or 66kV connection | 33 | Western Power Distribution (South West) plc | Solar | Photovoltaic | No | 0 | 8 | 8.421 | [12 empty] | No | Accepted to Connect | 07/01/2021 | [6 empty] | 8.421 | 8 | 8.421 | 0.198 | 0.208 | 07/04/2017 | N/A
N/A | Meaford Energy Limited | Meaford Business Park Meaford Energy Centre | Meaford Road | Meaford | Staffordshire |  | ST15 8UZ | United Kingdom | 388866.165 | 336388.548 | Cellarhead 132kV | BARLASTON 132kV S STN | 33kV or 66kV connection | 33 | Western Power Distribution (West Midlands) plc | Other | Other | Yes | 0 | 294 | 309.474 | [12 empty] | No | Accepted to Connect | 07/01/2021 | [6 empty] | 309.474 | 294 | 309.474 | 6 | 6.316 | 05/06/2017 | N/A
1470000970890 | Wednesbury Power Limited | Wednesbury Power | Bilport Lane Industrial Estate |  | Wednesbury |  | WS10 0PA | United Kingdom | 398078.798 | 293814.58 | To be confirmed | Ocker Hill C 132kVDUMMY | To be confirmed | 132 | Western Power Distribution (West Midlands) plc | Other | Other | No | 0 | 20.44 | 21.516 | [12 empty] | No | Accepted to Connect | 07/01/2021 | [6 empty] | 21.516 | 20.44 | 21.516 | 0.67 | 0.705 | 01/11/2016 | N/A
N/A | Alveston Wind Park Limited | Old Green Battery |  |  | Bristol |  | BS35 3TD | United Kingdom | 366717.026 | 185659.702 | Iron Acton S.G.P. | To be confirmed | 33kV or 66kV connection | 33 | Western Power Distribution (South West) plc | Storage battery | Battery | No | 0 | 10 | 10.526 | [12 empty] | No | Accepted to Connect | 07/01/2021 | [6 empty] | 10.526 | 10 | 10.526 | 10 | 10.526 | 10/02/2017 | N/A
N/A | Edge Power Grid Limited | Stourton Estate | Top Yard | Baumber | Horncastle |  | LN9 5PB | United Kingdom | 500842.972 | 374117.825 | WEST BURTON 132kV S STN | 132kV connection | 132kV connection | 132 | Western Power Distribution (East Midlands) plc | Other | Other | No | 0 | 60 | 63.158 | [12 empty] | No | Accepted to Connect | 07/01/2021 | [6 empty] | 63.158 | 60 | 63.158 | 1 | 1.053 | 17/01/2017 | N/A
N/A | Waters Wye Associates Ltd | SIMEC Power 1 | Corporation Road |  | Newport |  | NP19 4XE | United Kingdom | 332970.823 | 185685.314 | Uskmouth | Newport South | To be confirmed | 33 | Western Power Distribution (South Wales) plc | Other | Other | No | 0 | 19.8 | 20.842 | [12 empty] | No | Accepted to Connect | 07/01/2021 | [6 empty] | 20.842 | 19.8 | 20.842 | 0.12 | 0.126 | 18/08/2016 | N/A
N/A | Gheb2 B1 Ltd | - | Breach Farm At 132 |  | Swadlincote, | Derbyshire | DE12 6RJ | United Kingdom | 427748.854 | 317936.263 | DRAKELOW 132kV | GRESLEY 132kV S STN | 33kV or 66kV connection | 33 | Western Power Distribution (East Midlands) plc | Storage battery | Battery | No | 0 | 0.001 | 0.001 | [12 empty] | No | Accepted to Connect | 07/01/2021 | [6 empty] | 0.001 | 40 | 42.105 | 40 | 42.105 | 04/08/2016 | N/A |  |  |  | N | D_WPD_EM_0006 / D_WPD_EM_0009
N/A | Elgin Energy Esco Ltd | Thurlaston Estate | Desford Road | Thurlaston | Leicester |  | LE9 7TD | United Kingdom | 453315.216 | 300391.331 | ENDERBY 132kV S STN | To be confirmed | 33kV or 66kV connection | 33 | Western Power Distribution (East Midlands) plc | Solar | Photovoltaic | No | 0 | 49.9 | 52.526 | [12 empty] | No | Accepted to Connect | 07/01/2021 | [6 empty] | 52.526 | 49.9 | 52.526 | 0.09 | 0.095 | 18/10/2016 | N/A
N/A | Fishpond Energy Ltd | Ashland Farm | Off Skegby Lane |  | Sutton In Ashfield |  | NG19 6PG | United Kingdom | 453635.89 | 362357.604 | CHESTERFIELD 132kV S STN | MANSFIELD 33kV S STN | 33kV or 66kV connection | 33 | Western Power Distribution (East Midlands) plc | Other | Other | No | 0 | 10 | 10.526 | [12 empty] | No | Accepted to Connect | 07/01/2021 | [6 empty] | 10.526 | 10 | 10.526 | 0.05 | 0.053 | 21/07/2016 | N/A
N/A | Energion Ltd | PENCOED Diesel/Biodiesel engine | Felindre Road |  | Pencoed |  | CF35 5HU | United Kingdom | 310109.76 | 187021.029 | Upper Boat | 132kV connection | 132kV connection | 132 | Western Power Distribution (South Wales) plc | Biofuel landfill gas | Gas turbine (OCGT) | No | 0 | 40 | 42.105 | [12 empty] | No | Accepted to Connect | 07/01/2021 | [6 empty] | 42.105 | 40 | 42.105 | 0.1 | 0.105 | 13/07/2016 | N/A
N/A | Elgin Energy Esco Ltd | Generation Scheme | Longney Estate |  | Gloucestershire |  | GL2 3SH | United Kingdom | 381767.388 | 219262.531 | PORT HAM 132kV S STN | To be confirmed | 33kV or 66kV connection | 33 | Western Power Distribution (West Midlands) plc | Solar | Photovoltaic | No | 0 | 25 | 26.316 | [12 empty] | No | Accepted to Connect | 07/01/2021 | [6 empty] | 26.316 | 25 | 26.316 | 0.03 | 0.032 | 15/08/2016 | N/A
N/A | Harlaxton Engineering Services | Boston 2 Biomass Power Station | Riverside Industrial Estate |  | Boston |  | PE21 7RQ | United Kingdom | 548717.517 | 316664.391 | WALPOLE 132kV S STN | To be confirmed | 33kV or 66kV connection | 33 | Western Power Distribution (East Midlands) plc | Biomass | Other | No | 0 | 20 | 21.053 | [12 empty] | No | Accepted to Connect | 07/01/2021 | [6 empty] | 21.053 | 80 | 84.211 | 5.062 | 5.328 | 22/09/2016 | N/A
N/A | Southbrook Gas Generation Limited | Land at Southbrook Farm | Sudbrook Road | Caldicot | Gwent |  | NP26 5SR | United Kingdom | 350750.409 | 187675.005 | Uskmouth | Sudbrook | 33kV or 66kV connection | 33 | Western Power Distribution (South Wales) plc | Biomass | Other | No | 0 | 20 | 21.053 | [12 empty] | No | Accepted to Connect | 07/01/2021 | [6 empty] | 21.053 | 20 | 21.053 | 0.01 | 0.011 | 23/05/2016 | N/A
N/A | Level Energy Ltd | GRID CONNECTION IMPORT METER | ERNESETTLE LANE | ERNESETTLE | PLYMOUTH |  | PL5 2TT | United Kingdom | 244687.942 | 60394.97 | Landulph S.G.P. | Ernesettle Bsp | 33kV or 66kV connection | 33 | Western Power Distribution (South West) plc | Other | Other | No | 0 | 42 | 44.211 | [12 empty] | No | Accepted to Connect | 07/01/2021 | [6 empty] | 44.211 | 20 | 21.053 | 22 | 23.158 | 27/07/2016 | N/A
N/A | Noriker Perseverance Limited | Land off | Perseverance Road |  | Hereford |  | HR4 9SE | United Kingdom | 357558.315 | 239762.135 | BISHOPS WOOD 132kV S STN | HEREFORD 66kV S STN | 33kV or 66kV connection | 66 | Western Power Distribution (West Midlands) plc | Storage battery | Battery | No | 0 | 28 | 29.474 | [12 empty] | No | Accepted to Connect | 07/01/2021 | [6 empty] | 29.474 | 28 | 29.474 | 8 | 8.421 | 11/05/2016 | N/A
1470000970872 | Sandwell Power Limited | Sandwell Power | Bilport Lane |  | Wednesbury |  | WS10 0NS | United Kingdom | 397590.774 | 293692.484 | OCKER HILL C 132kV S STN | OCKER HILL B 132kV S STN | To be confirmed | 132 | Western Power Distribution (West Midlands) plc | Other | Other | No | 0 | 21 | 22.105 | [12 empty] | No | Accepted to Connect | 07/01/2021 | [6 empty] | 22.105 | 21 | 22.105 | 0.067 | 0.071 | 08/04/2016 | N/A
N/A | Reg Ling Hall Solar Ltd | Ling Hall Solar Farm | Lawford Heath Lane |  | Lawford Heath |  | CV23 9LH | United Kingdom | 448536.161 | 275491.082 | COVENTRY 132kV S STN | RUGBY 33kV S STN | LAWFORD 33 11kV S STN | 33 | Western Power Distribution (East Midlands) plc | Solar | Photovoltaic | No | 0 | 2 | 2.105 | [12 empty] | No | Accepted to Connect | 07/01/2021 | [6 empty] | 2.105 | 2 | 2.105 | 0.06 | 0.063 | 24/03/2016 | N/A
N/A | Renewable Energy Systems Ltd | UPPER OGMORE WIND FARM | Land At Blaengarw | Nant Y Moel | Bridgend |  |  | United Kingdom | 278516.329 | 186006.704 | Grange | Grange Bsp | To be confirmed | 33 | Western Power Distribution (South Wales) plc | Wind | Onshore wind turbines | No | 0 | 23.8 | 25.053 | [12 empty] | No | Accepted to Connect | 07/01/2021 | [6 empty] | 25.053 | 23.8 | 25.053 | 0.1 | 0.105 | 11/01/2016 | N/A
2100041380947 | G-LEC ELECTRICAL LIMITED | LONG ACRE | TEMP SUPPLY | COURT COLMAN | BRIDGEND | MID GLAMORGAN | CF32 0HD | United Kingdom | 288281.657 | 182891.375 | Pyle Grid | Bridgend Grid | Litchard | 33 | Western Power Distribution (South Wales) plc | Solar | Photovoltaic | No | 0 | 1 | 1.053 | [12 empty] | No | Accepted to Connect | 07/01/2021 | [6 empty] | 1.053 | 1 | 1.053 | 0.04 | 0.042 | 29/02/2016 | N/A
1170000652009 | Future Earth Energy (Drakelow) Ltd | Drakelow Renewable Energy Centre | Walton Road |  | Burton On Trent |  | DE15 | United Kingdom | 423965.246 | 319485.28 | DRAKELOW 132kV | BURTON SOUTH 33kV S STN | 33kV or 66kV connection | 33 | Western Power Distribution (East Midlands) plc | Biofuel landfill gas | Gas turbine (OCGT) | No | 0 | 18 | 18.947 | [12 empty] | No | Accepted to Connect | 07/01/2021 | [6 empty] | 18.947 | 18 | 18.947 | 4.5 | 4.737 | 09/02/2016 | N/A
N/A | Eeb14 Limited | WAUNTYSSWG FARK 30MW SOLAR PV |  | Rhymney | Tredegar |  | NP2 5BQ | United Kingdom | 317529.197 | 208130.241 | Rassau G.S.P. | Ebbw Vale | 33kV or 66kV connection | 33 | Western Power Distribution (South Wales) plc | Solar | Photovoltaic | No | 0 | 30.612 | 32.223 | [12 empty] | No | Accepted to Connect | 07/01/2021 | [6 empty] | 32.223 | 30.612 | 32.223 | 0.03 | 0.032 | 11/12/2015 | N/A |  |  |  | N | D_WPD_SWal_019
N/A | Rwe Innogy Uk Ltd | BRECHFA WEST EXTENSION WIND FARM |  | Brechfa | Carmarthen |  | SA32 7QR | United Kingdom | 237980.347 | 236768.466 | Swansea North Grid | Rhos Grid | To be confirmed | 33 | Western Power Distribution (South Wales) plc | Wind | Onshore wind turbines | No | 0 | 18 | 18.947 | [12 empty] | No | Accepted to Connect | 07/01/2021 | [6 empty] | 18.947 | 18 | 18.947 | 0.1 | 0.105 | 09/02/2016 | N/A
N/A | Melin Court Wind Farm Ltd | Melin Court Wind Farm | Llwyncoedwr | Resolven | Neath |  | SA11 4EF | United Kingdom | 293969.085 | 205833.786 | Swansea North Grid | Hirwaun Grid | To be confirmed | 33 | Western Power Distribution (South Wales) plc | Wind | Onshore wind turbines | No | 0 | 15 | 15.789 | [12 empty] | No | Accepted to Connect | 07/01/2021 | [6 empty] | 15.789 | 15 | 15.789 | 0.2 | 0.211 | 05/10/2015 | N/A
N/A | Reg Abergorki Ltd | Abergorki Wind Farm |  |  | Treorchy |  | CF42 6TF | United Kingdom | 293969.085 | 205833.786 | Swansea North Grid | Hirwaun Grid | 33kV or 66kV connection | 33 | Western Power Distribution (South Wales) plc | Wind | Onshore wind turbines | No | 0 | 9.9 | 10.421 | [12 empty] | No | Accepted to Connect | 07/01/2021 | [6 empty] | 10.421 | 9.9 | 10.421 | 0.12 | 0.126 | 14/07/2015 | N/A |  |  |  | N | D_WPD_SWal_001
1470000542319 | Essence Energy Limited | Awbridge Farm | Union Lane |  | Trysull | South Staffordshire | WV5 7JD | United Kingdom | 387515.737 | 297283.098 | PENN 132kV S STN | WOLVERHAMPTON WEST 132kV S STN | To be confirmed | 132 | Western Power Distribution (West Midlands) plc | Other | Other | No | 0 | 20 | 21.053 | [12 empty] | No | Accepted to Connect | 07/01/2021 | [6 empty] | 21.053 | 20 | 21.053 | 0.28 | 0.295 | 15/05/2015 | N/A
N/A | Solar Park Developments Ltd | MORFA YNYS FARMLANDS | Lower Trostre Road |  | Llanelli |  |  | United Kingdom | 251766.368 | 198532.254 | Swansea North Grid | Llanelli Grid | Llanelli Primary | 33 | Western Power Distribution (South Wales) plc | Solar | Photovoltaic | No | 0 | 2.3 | 2.421 | [12 empty] | No | Accepted to Connect | 07/01/2021 | [6 empty] | 2.421 | 2.3 | 2.421 | 0.02 | 0.021 | 30/04/2015 | N/A
N/A | Renewable Energy Systems Ltd | BRECGFA NORTH WIND FARM |  | Llanllwni | Pencader |  | SA39 9ED | United Kingdom | 264462.559 | 200039.621 | Swansea North Grid | Swansea North Bsp | To be confirmed | 33 | Western Power Distribution (South Wales) plc | Wind | Onshore wind turbines | No | 0 | 20 | 21.053 | [12 empty] | No | Accepted to Connect | 07/01/2021 | [6 empty] | 21.053 | 20 | 21.053 | 0.32 | 0.337 | 14/07/2015 | N/A
1170000726584 | Tge Management Company Limited | Blackbridge Farm | Cranford Road |  | Burton Latimer |  | NN15 5TB | United Kingdom | 488941.494 | 274750.685 | GRENDON 132kV S STN | KETTERING 33kV S STN | 33kV or 66kV connection | 33 | Western Power Distribution (East Midlands) plc | Solar | Photovoltaic | No | 0 | 10 | 10.526 | [12 empty] | No | Accepted to Connect | 07/01/2021 | [6 empty] | 10.526 | 10 | 10.526 | 0.001 | 0.001 | 19/02/2015 | N/A |  |  |  | N | D_WPD_EM_0001
N/A | Ecotricity | Six Hundred Farm Heckington Fen | Six Hundred Drove | East Heckington | Lincolnshire |  | PE20 3QQ | United Kingdom | 519650.844 | 338706.652 | BICKER FEN 132kV S STN | To be confirmed | To be confirmed | 33 | Western Power Distribution (East Midlands) plc | Wind | Onshore wind turbines | No | 0 | 54 | 56.842 | [12 empty] | No | Accepted to Connect | 07/01/2021 | [6 empty] | 56.842 | 54 | 56.842 | 1.305 | 1.374 | 17/04/2015 | N/A
N/A | Wentloog Farmers' Solar Scheme Limited | HAWSE FARM WENTLOOG LEVELS SOLAR PARK | Hawse Lane | Stbrides Wentloog | Newport |  | NP10 8SR | United Kingdom | 330457.757 | 185815.062 | Uskmouth | 132kV connection | 132kV connection | 132 | Western Power Distribution (South Wales) plc | Solar | Photovoltaic | No | 0 | 41 | 43.158 | [12 empty] | No | Accepted to Connect | 07/01/2021 | [6 empty] | 43.158 | 41 | 43.158 | 0.001 | 0.001 | 20/03/2015 | N/A
N/A | Powersystems Uk Ltd | Willowbrook Industrial Estate | Shelton Road | Corby | . |  | NN17 5XH | United Kingdom | 490527.862 | 288985.828 | GRENDON 132kV S STN | CORBY No2 33kV S STN | To be confirmed | 33 | Western Power Distribution (East Midlands) plc | Solar | Photovoltaic | No | 0 | 5 | 5.263 | [12 empty] | No | Accepted to Connect | 07/01/2021 | [6 empty] | 5.263 | 5 | 5.263 | 2.5 | 2.632 | 22/12/2014 | N/A
2200042615083 | Water And Waste Services Ltd | Queen Charlton Recycling Centre |  | Keynsham | Bristol |  | BS31 2TN | United Kingdom | 361150.815 | 168242.825 | Iron Acton S.G.P. | Feeder Road 33kv | Whitchurch | 33 | Western Power Distribution (South West) plc | Biofuel landfill gas | Gas turbine (OCGT) | No | 0 | 1.6 | 1.684 | [12 empty] | No | Accepted to Connect | 07/01/2021 | [6 empty] | 1.684 | 1.6 | 1.684 | 0.5 | 0.526 | 24/10/2014 | N/A
N/A | Wse Pembrokeshire Limited | Blackberry Lane Solar Park | Pembroke Dock |  | Pembrokeshire |  |  | United Kingdom | 199103.15 | 202330.079 | Pembroke Power Station | Golden Hill Grid | To be confirmed | 33 | Western Power Distribution (South Wales) plc | Solar | Photovoltaic | No | 0 | 22 | 23.158 | [12 empty] | No | Accepted to Connect | 07/01/2021 | [6 empty] | 23.158 | 22 | 23.158 | 0.1 | 0.105 | 29/10/2014 | N/A
2100041495912 | Beaufort Power Ltd | UNIT 26C |  | Rassau | Ebbw Vale |  | NP23 5DD | United Kingdom | 317529.197 | 208130.241 | Rassau G.S.P. | Ebbw Vale | To be confirmed | 33 | Western Power Distribution (South Wales) plc | Other | Other | No | 0 | 20.92 | 22.021 | [12 empty] | No | Accepted to Connect | 07/01/2021 | [6 empty] | 22.021 | 20.92 | 22.021 | 0.048 | 0.051 | 13/10/2014 | N/A
N/A | Mr Stuart Watcham | FOEL TRAWSNANT WIND FARM |  |  | Port Talbot |  |  | United Kingdom | 282651.661 | 183043.299 | Pyle Grid | Pyle Bsp | To be confirmed | 33 | Western Power Distribution (South Wales) plc | Wind | Onshore wind turbines | No | 0 | 35 | 36.842 | [12 empty] | No | Accepted to Connect | 07/01/2021 | [6 empty] | 36.842 | 35 | 36.842 | 0.5 | 0.526 | 14/10/2014 | N/A
2200043154018 | Bridgwater Resource Recovery Ltd | Hopkins Concrete Land Adj | Showground Road | Bridgewater | Ta6 6aj |  |  | United Kingdom | 330925.652 | 135112.796 | Bridgwater S.G.P. | Bridgwater Grid Bsp | Colley Lane | 33 | Western Power Distribution (South West) plc | Solar | Photovoltaic | No | 0 | 7.75 | 8.158 | [12 empty] | No | Accepted to Connect | 07/01/2021 | [6 empty] | 8.158 | 7.75 | 8.158 | 1.9 | 2 | 14/10/2014 | N/A
N/A | Rdf Energy No.1 Limited | Baldwins Crane Hire Land Immediately South of | Westway Road | Alexandria Dock | Newport |  | NP20 2WE | United Kingdom | 332970.823 | 185685.314 | Uskmouth | Newport South | To be confirmed | 33 | Western Power Distribution (South Wales) plc | Other | Other | No | 0 | 19 | 20 | [12 empty] | No | Accepted to Connect | 07/01/2021 | [6 empty] | 20 | 19 | 20 | 1.9 | 2 | 18/12/2014 | N/A |  |  |  | N | D_WPD_SWal_020
2100041665716 | Wse Afon Llan Limited | Maeseglwys Farm | Morriston |  | Swansea |  | SA6 6NR | United Kingdom | 264462.559 | 200039.621 | Swansea North Grid | Swansea North Bsp | 33kV or 66kV connection | 33 | Western Power Distribution (South Wales) plc | Solar | Photovoltaic | No | 0 | 9 | 9.474 | [12 empty] | No | Accepted to Connect | 07/01/2021 | [6 empty] | 9.474 | 9 | 9.474 | 0.1 | 0.105 | 12/11/2014 | N/A
2100041319358 | Carn Nicholas Solar Limited | CARN NICHOLAS FARM TIR JOHN SOLAR PARK |  | Bonymaen | Swansea |  | SA1 7BL | United Kingdom | 268717.222 | 193477.728 | Swansea North Grid | Tir John Power Station | 33kV or 66kV connection | 33 | Western Power Distribution (South Wales) plc | Solar | Photovoltaic | No | 0 | 8 | 8.421 | [12 empty] | No | Accepted to Connect | 07/01/2021 | [6 empty] | 8.421 | 7.84 | 8.253 | 0.05 | 0.053 | 07/05/2014 | N/A
N/A | Green Energy Networks Ltd | Wittering | Ford Road | Wittering | Stamford | Peterborough | PE6 | United Kingdom | 505776.547 | 302661.539 | WALPOLE 132kV S STN | STAMFORD 33kV S STN | WITTERING 33 11kV S STN | 33 | Western Power Distribution (East Midlands) plc | Solar | Photovoltaic | No | 0 | 3 | 3.158 | [12 empty] | No | Accepted to Connect | 07/01/2021 | [6 empty] | 3.158 | 3 | 3.158 | 0.1 | 0.105 | 07/10/2014 | N/A
N/A | Ecotricity Group Limited | LODGE FARM | Doulting |  | Shepton Mallet | Somerset | BA4 4ND | United Kingdom | 364634.072 | 154703.353 | Seabank Sgp | Radstock Bsp 132kv | To be confirmed | 33 | Western Power Distribution (South West) plc | Solar | Photovoltaic | No | 0 | 0 | 0 | [12 empty] | No | Accepted to Connect | 07/01/2021 | [6 empty] | 0 | 4.2 | 4.421 | 4.2 | 4.421 | 08/01/2014 | N/A
1170000474393 | Push Energy (Decoy) Ltd | Decoy Farm Organic Recycling Ltd | Spalding Road |  | Peterborough |  | PE6 0LX | United Kingdom | 525404.817 | 321105.873 | WALPOLE 132kV S STN | SPALDING CLAY LAKE 33kV S STN | To be confirmed | 33 | Western Power Distribution (East Midlands) plc | Other | Other | No | 0 | 18 | 18.947 | [12 empty] | No | Accepted to Connect | 07/01/2021 | [6 empty] | 18.947 | 18 | 18.947 | 0 | 0 | 06/08/2013 | N/A
1170001154334 | School Farm Solar Park Limited | Churchover Solar Farm | School Farm | Churchover | Rugby |  | CV23 0EG | United Kingdom | 450356.568 | 276916.946 | COVENTRY 132kV S STN | RUGBY 33kV S STN | 33kV or 66kV connection | 33 | Western Power Distribution (East Midlands) plc | Solar | Photovoltaic | No | 0 | 0 | 0 | [12 empty] | No | Accepted to Connect | 07/01/2021 | [6 empty] | 0 | 12 | 12.632 | 12 | 12.632 | 25/10/2013 | N/A
N/A | Trendeal Solar Farm Limited | Trendeal Solar Farm |  |  | Ladock |  |  | United Kingdom | 191317.627 | 56958.849 | Indian Queens S.G.P. | Fraddon Bsp | To be confirmed | 33 | Western Power Distribution (South West) plc | Solar | Photovoltaic | No | 0 | 0 | 0 | [12 empty] | No | Accepted to Connect | 07/01/2021 | [6 empty] | 0 | 24 | 25.263 | 24 | 25.263 | 19/06/2013 | N/A
N/A | Mts Exbury Solar Limited | Cil Ddewi Uchaf Solar Pv |  | Llannon | Llanelli |  | SA14 8JZ | United Kingdom | 264462.559 | 200039.621 | Swansea North Grid | 132kV connection | 132kV connection | 132 | Western Power Distribution (South Wales) plc | Solar | Photovoltaic | No | 0 | 0 | 0 | [12 empty] | No | Accepted to Connect | 07/01/2021 | [6 empty] | 0 | 30 | 31.579 | 0.1 | 0.105 | 05/09/2013 | N/A
N/A | Energie Kontor Uk Ltd | CEFN BLAENAU WIND TURBINES |  | Rhydcymerau | Llandeilo |  | SA19 7RF | United Kingdom | 256987.309 | 246080.861 | Swansea North Grid | Lampeter Grid | Lampeter Primary | 33 | Western Power Distribution (South Wales) plc | Wind | Onshore wind turbines | No | 0 | 0 | 0 | [12 empty] | No | Accepted to Connect | 07/01/2021 | [6 empty] | 0 | 5 | 5.263 | 5 | 5.263 | 06/03/2013 | N/A

## Drop Downs
Licence Area (Host DNO) | Status | Primary Resource type | Primary Technology/ Plant Type | CHP Co-Generation | Distribution Service Provider | Transmission Service Provider | In a Connection Queue | Countries | Point of Connection Voltage (kV) | Flexible Connection | Aggregated Service | Exclusivity | Reinforcement Driver | Reinforcement Type
Eastern Power Networks plc | Accepted to Connect | Advanced fuel gasification or pyrolysis | Battery | No | No | No | No | England | 0.415 | Yes | Yes | Yes | Connections Driven | Thermal Uprating
Electricity North West Limited | Connected | Biofuel biogas from anaerobic digestion (excluding landfill & sewage) | Compressed air system | To Be Confirmed | To Be Confirmed | To Be Confirmed | To Be Confirmed | Scotland | 6.6 | No | No | No | General Reinforcement | Voltage Related
London Power Networks plc |  | Biofuel landfill gas | Data not available | Yes | Yes | Yes | Yes | Wales | 11 | Data Not Available |  |  |  | Short Circuit Uprating
Northern Powergrid (Northeast) Limited |  | Biofuel other | Engine (combustion / reciprocating) | [5 empty] | 25 |  |  |  |  | Condition Based Replacement
Northern Powergrid (Yorkshire) plc |  | Biofuel sewage gas | Gas turbine (OCGT) | [5 empty] | 33 |  |  |  |  | Harmonics Related
Scottish Hydro Electric Power Distribution plc |  | Biomass | Geothermal power plant | [5 empty] | 66 |  |  |  |  | Other
South Eastern Power Networks plc |  | Data not available | Hydro power system | [5 empty] | 132
Southern Electric Power Distribution plc |  | Fossil (to be confirmed) | Liquid air system
SP Distribution Ltd |  | Fossil brown coal/lignite | Offshore wind turbines
SP Manweb plc |  | Fossil coal gas | Onshore wind turbines
Western Power Distribution (East Midlands) plc |  | Fossil Gas | Other
Western Power Distribution (South Wales) plc |  | Fossil hard coal | Photovoltaic
Western Power Distribution (South West) plc |  | Fossil oil | Steam turbine (thermal power plant)
Western Power Distribution (West Midlands) plc |  | Fossil oil shale | Steam-gas turbine (CCGT)
|  | Fossil peat | Tidal lagoons
|  | Geothermal | Tidal stream devices
|  | Hydro (to be confirmed) | Wave devices
Hydro reservoir (not pumped)
Hydro run of river
Hydrogen
Interconnector
Marine
Nuclear
Other
Solar
Storage battery
Storage other
Storage pumped
Waste
Wind
Flexible Demand

## DNO_SERVICES
NS1 | NS2 | NS3 | NS4 | NS5 | NS6 | NS7 | NS8
Distribution Services
Asset Reference | Aggregated Service? (Yes/No) | Service Reference | Grid Supply Point | Type of Service | MW Provided | Contract End Date | Exclusivity? (Yes/No)
WPD_SRVC_00002 | NO | CMZ_T2A_SWE_0002 | Exeter Main S.G.P. | Dynamic & Restore | 40 | 2020-09-30 | No
WPD_SRVC_00003 | NO | CMZ_T3B_EM_0007 | EAST CLAYDON 132KV S STN | Dynamic & Restore | 3.2 | 2020-09-30 | No
WPD_SRVC_00004 | NO | CMZ_T2A_SWE_0002 | Exeter Main S.G.P. | Dynamic & Restore | 20 | 2023-09-30 | No
WPD_SRVC_00005 | NO | CMZ_T2A_WM_0001 | RUGELEY 132kV S STN | Dynamic & Restore | 2 | 2023-09-30 | No
WPD_SRVC_00006 | NO | CMZ_T3A_SWE_0005 | Bridgwater S.G.P. | Dynamic & Restore | 1 | 2023-09-30 | No
WPD_SRVC_00007 | NO | CMZ_T3B_EM_0007 | EAST CLAYDON 132KV S STN | Dynamic & Restore | 2 | 2023-09-30 | No
WPD_SRVC_00008 | NO | CMZ_T3B_EM_0008 | BERKSWELL 132kV S STN | Secure & Restore | 1.5 | 2023-09-30 | No
WPD_SRVC_00094 | NO | CMZ_T2A_SWE_0001 | Abham S.G.P. | Dynamic & Restore | 5 | 2023-09-30 | No
WPD_SRVC_00095 | NO | CMZ_T2A_SWE_0001 | Abham S.G.P. | Dynamic & Restore | 4.25 | 2023-09-30 | No
WPD_SRVC_00096 | NO | CMZ_T2A_SWE_0001 | Abham S.G.P. | Dynamic & Restore | 6 | 2023-09-30 | No
WPD_SRVC_00097 | NO | CMZ_T3A_WM_0002 | EAST CLAYDON 132KV S STN | Dynamic & Restore | 6 | 2020-09-30 | No
WPD_AGG_SRVC_00018 | YES | CMZ_T3B_SWE_0008 | Indian Queens S.G.P. | Secure & Restore | 0.47065 | N/A | N/A
WPD_AGG_SRVC_00025 | YES | CMZ_T2A_SWE_0001 | Abham S.G.P. | Dynamic & Restore | 0.22712 | N/A | N/A
WPD_AGG_SRVC_00034 | YES | CMZ_T3B_EM_0008 | BERKSWELL 132kV S STN | Secure & Restore | 0.102 | N/A | N/A
WPD_AGG_SRVC_00035 | YES | CMZ_T2A_WM_0001 | RUGELEY 132kV S STN | Dynamic & Restore | 0.24456 | N/A | N/A

## Reinforcements Template
NR1 | NR2 | NR3 | NR4 | NR5 | NR6 | NR7
NETWORK REINFORCEMENT
Distribution Reinforcement Reference (DER Template 54) | Works Reference | Works Description | Works Completion Date | Reinforcement Driver | Reinforcement Type | Licence Area
D_WPD_WM_001 | Feckenham GSP - Redditch North BSP | DOC and AVC replacement at Redditch North | Q2 2022 | Connections Driven | Other | Western Power Distribution (West Midlands) plc
D_WPD_WM_002 | Iron Acton GSP - Chipping Sodbury BSP | DOC and AVC replacement at Chipping Sodbury | 2022-03-01 | Connections Driven | Other | Western Power Distribution (West Midlands) plc
D_WPD_WM_003 | Bishops Wood GSP - Upton Warren BSP | DOC and AVC replacement at Upton Warren | Q4 2021 | Connections Driven | Other | Western Power Distribution (West Midlands) plc
D_WPD_WM_004 | Bishops Wood GSP - Hereford BSP | DOC and AVC replacement at Hereford BSP | 2022-12-01 | Connections Driven | Other | Western Power Distribution (West Midlands) plc
D_WPD_WM_005 | Ironbridge/Shrewsbury GSP -Ironbridge BSP | Fault Level replacement of 3x132kV circuit breakers, 9x isolators and oil filled cables at Ironbridge substation | 2022-12-01 | Connections Driven | Short Circuit Uprating | Western Power Distribution (West Midlands) plc
D_WPD_WM_006 | Feckenham GSP - Shipston BSP | 5MVAr Statcom for low volts on Feckenham-Shipston 66kV Network | 2023-04-01 | Connections Driven | Voltage Related | Western Power Distribution (West Midlands) plc
D_WPD_WM_007 | Ironbridge/Shrewsbury GSP | Ironbridge T3 132/33kV transformer replacement and new Shrewsbury 132kV bus-section | 2023-03-01 | Connections Driven | Thermal Uprating | Western Power Distribution (West Midlands) plc
D_WPD_WM_008 | Cellarhead GSP | Fault level replacement at Burslem (2x132kV CB, 6x132kV isolators) and Whitfield (10x132kV isolators) | 2024-04-01 | Connections Driven | Short Circuit Uprating | Western Power Distribution (West Midlands) plc
D_WPD_WM_009 | Bishops Wood GSP - Warndon BSP | Replacement of 12x11kV switchgear at Warndon | 2021-06-01 | Connections Driven | Short Circuit Uprating | Western Power Distribution (West Midlands) plc
D_WPD_WM_010 | Bishops Wood GSP - Stourport/Upton Warren BSPs | DOC and AVC replacement at Stourport GT1 and Upton Warren GT3 | 2023-09-01 | Connections Driven | Other | Western Power Distribution (West Midlands) plc
D_WPD_WM_011 | Feckenham GSP - Ipsley BSP | DOC and AVC replacement at Ipsley | Q2 2022 | Connections Driven | Other | Western Power Distribution (West Midlands) plc
D_WPD_EM_0001 | Grendon GSP_Kettering | Replace 33kV switchboard and DOC relays at Kettering PSS. Replace AVC relays at Burton Latimer PSS. | 2021-08-31 | Connections Driven | Short Circuit Uprating | Western Power Distribution (East Midlands) plc
D_WPD_EM_0002 | Grendon GSP_Corby | Replace AVC relays at Earlstrees | 2021-08-31 | Connections Driven | Voltage Related | Western Power Distribution (East Midlands) plc
D_WPD_EM_0003 | Chesterfield GSP_Alfreton | Replace AVC/DOC relays at Alfreton BSP | 2021-08-31 | Connections Driven | Voltage Related | Western Power Distribution (East Midlands) plc
D_WPD_EM_0004 | ChesterfieldGSP | Chesterfield 132kV replacement of isolators, clamps, busbars and associated equipment | 2021-09-01 | Connections Driven | Short Circuit Uprating | Western Power Distribution (East Midlands) plc
D_WPD_EM_0005 | ChesterfieldGSP_Stavely | Replacement of switchboard at Stavely BSP | 2021-09-01 | Connections Driven | Thermal Uprating | Western Power Distribution (East Midlands) plc
D_WPD_EM_0006 | Drakelow GSP | Restring of Gresley-Drakelow 132kV double circuit | 2020-10-01 | Connections Driven | Thermal Uprating | Western Power Distribution (East Midlands) plc
D_WPD_EM_0007 | Bicker Fen GSP_Grantham | Restring of 132kV Sleaford Tee to Bickerfen circuit. Replacement of 33kV circuit breakers and switchboard at Grantham BSP | 2021-05-20 | Connections Driven | Thermal Uprating | Western Power Distribution (East Midlands) plc
D_WPD_EM_0008 | Grendon GSP | Corby 132kV Sw/Gr FL change. Corby-Grendon 132kV Thermal reinforcement. | 2021-01-11 | Connections Driven | Thermal Uprating | Western Power Distribution (East Midlands) plc
D_WPD_EM_0009 | Drakelow GSP_Burton South | Reconfiguration of MicroTAPP AVCs at Burton South BSP and new switchboard at Burton South BSP | 2020-10-01 | Connections Driven | Voltage Related | Western Power Distribution (East Midlands) plc
D_WPD_EM_0010 | Chesterfield GSP | 132 kV reinforcement works at Chesterfield GSP due to fault leve | 2021-10-01 | Connections Driven | Thermal Uprating | Western Power Distribution (East Midlands) plc
D_WPD_EM_0011 | Ratcliffe GSP_Loughborough | Replace AVC/DOC relays at Loughborough BSP | 2021-09-14 | Connections Driven | Voltage Related | Western Power Distribution (East Midlands) plc
D_WPD_EM_0012 | Grendon GSP_Oakham | Oakham AVC & DOC require changing to remove reverse power restriction. 2.25km 33kVOHL restring from Oakham to PoC. | 2021-01-11 | Connections Driven | Thermal Uprating | Western Power Distribution (East Midlands) plc
D_WPD_EM_0013 | Chesterfield GSP | Upgrade 132kV switchgear at Chesterfield GSP due to fault level contributions. Expected timescales 2-3 years. | 2020-10-01 | Connections Driven | Short Circuit Uprating | Western Power Distribution (East Midlands) plc
D_WPD_EM_0014 | Chesterfield GSP_Goitside | Change 33kV 14-panel switchboard at Goitside BSP. Expected timescales 2-3 years. Replace DOC’s and AVC relays at Goitside BSP due to transformer reverse power flow constraints. | 2020-10-01 | Connections Driven | Thermal Uprating | Western Power Distribution (East Midlands) plc
D_WPD_EM_0015 | West Burton GSP_Lincoln | Replace 3 x DOC relays at Lincoln 33kV substation Replace approximately 4,605m of 33kV cable/ overhead line with approximately 5,180m of 33kV cable Re-string approximately 1,125m of 33kV overhead line | 2021-12-15 | Connections Driven | Thermal Uprating | Western Power Distribution (East Midlands) plc
D_WPD_EM_0016 | Chesterfield GSP_Chesterfield | Replace the AVC Relays at Chesterfield BSP | 2020-12-31 | Connections Driven | Voltage Related | Western Power Distribution (East Midlands) plc
D_WPD_EM_0017 | Coventry GSP_Hinckley | Replace DOC protection at Hinckley 132/33kV S/S | 2020-10-30 | Connections Driven | Condition Based Replacement | Western Power Distribution (East Midlands) plc
D_WPD_EM_0018 | Chesterfield GSP | Approx. 950m of 132kV cable reinforcement between Mansfield BSP and Clipstone BSP. 132kV fault level reinforcement works at Chesterfield GSP due to fault level. | 2020-12-31 | Connections Driven | Thermal Uprating | Western Power Distribution (East Midlands) plc
D_WPD_EM_0019 | Ratcliffe GSP_Coalville | Reinforce the 132kV overhead line between Ratcliffe GSP and Coalville BSP. | 2022-06-21 | Connections Driven | Thermal Uprating | Western Power Distribution (East Midlands) plc
D_WPD_EM_0020 | Chesterfield GSP | Chesterfield 132 kV fault level reinforcement | 2020-11-30 | Connections Driven | Short Circuit Uprating | Western Power Distribution (East Midlands) plc
D_WPD_EM_0021 | Chesterfield GSP_Staveley | Staveley 33kV fault level reinforcement Reinforcement of the 11kV switchboard at Halfway 33/11kV Substation | 2020-11-30 | Connections Driven | Short Circuit Uprating | Western Power Distribution (East Midlands) plc
D_WPD_EM_0022 | Chesterfield GSP | Chesterfield 132 kV fault level reinforcement | 2020-12-31 | Connections Driven | Short Circuit Uprating | Western Power Distribution (East Midlands) plc
D_WPD_EM_0023 | Chesterfield GSP_Mansfield | AVC and DOC relay replacement at Mansfield 132/33kV Substation | 2020-12-31 | Connections Driven | Voltage Related | Western Power Distribution (East Midlands) plc
D_WPD_EM_0024 | Staythorpe C GSP_Hawton | Re-string approximately 3,945m of 33kV overhead line with 300HDA conductor between Carlton-on-Trent tee and the POC. | 2020-12-31 | Connections Driven | Thermal Uprating | Western Power Distribution (East Midlands) plc
D_WPD_EM_0025 | Chesterfield GSP | Approx. 1020m of 132kV cable reinforcement between Mansfield BSP and Clipstone BSP 132kV reinforcement works at Chesterfield GSP due to fault level | 2020-12-31 | Connections Driven | Thermal Uprating | Western Power Distribution (East Midlands) plc
D_WPD_EM_0026 | Grendon GSP | Multi-phase 132kV circuit reinforcement required in the Grendon Grid Group between Corby and Grendon. | 2022-04-03 | Connections Driven | Thermal Uprating | Western Power Distribution (East Midlands) plc
D_WPD_EM_0027 | Bicker Fen GSP | Re-string of 14.3km of 132kV double-circuit overhead line | 2020-09-30 | Connections Driven | Thermal Uprating | Western Power Distribution (East Midlands) plc
D_WPD_EM_0028 | West Burton GSP | Re-string a section of 132kV line | 2021-03-31 | Connections Driven | Thermal Uprating | Western Power Distribution (East Midlands) plc
D_WPD_EM_0029 | Grendon GSP | Multi-phase 132kV circuit reinforcement required in the Grendon Grid Group between Corby and Grendon. | 2022-07-22 | Connections Driven | Thermal Uprating | Western Power Distribution (East Midlands) plc
D_WPD_EM_0030 | East Claydon GSP_Stony Stratford | Replace AVC scheme and DOC protection at Stony Stratford 132/33kV S/S. | 2021-01-12 | Connections Driven | Voltage Related | Western Power Distribution (East Midlands) plc
D_WPD_EM_0031 | Staythorpe C GSP | Reinforce Staythorpe B-C interconnector Staythorpe B board change required due to fault levels. | 2020-09-30 | Connections Driven | Short Circuit Uprating | Western Power Distribution (East Midlands) plc
D_WPD_EM_0032 | West Burton GSP_Worksop | Replace the AVC and DOC relays at Worksop BSP Restring two spans of 132kV overhead line on the Retford-West Burton circuit Completion of fault level assessment at Kilton Rd and Worksop West primaries. Should the outcome of this assessment require works to be carried out, these will need to be complete prior to energisation of this connection. | 2020-12-31 | Connections Driven | Thermal Uprating | Western Power Distribution (East Midlands) plc
D_WPD_EM_0033 | Staythorpe C GSP | Reinforce Staythorpe B-C interconnector Staythorpe B board change required due to fault levels. | 2021-02-05 | Connections Driven | Short Circuit Uprating | Western Power Distribution (East Midlands) plc
D_WPD_EM_0034 | East Claydon GSP_Stony Stratford | Replace AVC scheme and directional overcurrent protection at Stony Stratford 132/33kV S/S | 2021-10-01 | Connections Driven | Voltage Related | Western Power Distribution (East Midlands) plc
D_WPD_SWe_001 | 2666648 | Exeter main 132kV non-circuit breaker fault level upgrade | 2023/24 | Connections Driven | Short Circuit Uprating | Western Power Distribution (South West) plc
D_WPD_SWe_002 | 2719077 | Install a larger conductor/cable on the 33kV circuit between Radstock BSP and Newbury primary substation | 2022/23 | Connections Driven | Thermal Uprating | Western Power Distribution (South West) plc
D_WPD_SWe_003 | 2809949 | Replace two 33kV disconnectors at Weston BSP with higher rated units | 2021/22 | Connections Driven | Thermal Uprating | Western Power Distribution (South West) plc
D_WPD_SWe_004 | 2873419 | Replace the existing 60MVA 132/33kV grid transformers at Seabank BSP with 90MVA units | 2021/22 | Connections Driven | Thermal Uprating | western Power Distribution (South West) plc
D_WPD_SWe_005 | 2896330 | Overlay approx. 200m of 132kV underground cable between Seabank GSP and Avonmouth BSP | 2023/24 | Connections Driven | Thermal Uprating | Western Power Distribution (South West) plc
D_WPD_SWe_006 | 2929570 | Install a larger conductor on the 33kV overhead line between St Austell BSP and Blackpool primary substation | 2021/22 | Connections Driven | Thermal Uprating | Western Power Distribution (South West) plc
D_WPD_SWe_007 | 3062940 | Radstock BSP 33kV fault level upgrade | 2021/22 | Connections Driven | Short Circuit Uprating | Western Power Distribution (South West) plc
D_WPD_SWe_008 | 3104626 | Overlay a section of 33kV underground cable between Bridgwater BSP and North Street Langport primary substation | 2021/22 | Connections Driven | Thermal Uprating | Western Power Distribution (South West) plc
D_WPD_SWe_009 | 2701537 | Indian Queens 132kV fault level upgrade / alternative running arrangement | 2021/22 | Connections Driven | Short Circuit Uprating | Western Power Distribution (South West) plc
D_WPD_SWe_010 | 3197786 | Upgrade of the 33/11kV transformers at Dunkeswell primary substation | 2022/23 | Connections Driven | Thermal Uprating | Western Power Distribution (South West) plc
D_WPD_SWe_011 | 3230453 | Installation of a new 132kV circuit between Bridgwater and Taunton GSPs | 2023/24 | Connections Driven | Thermal Uprating | Western Power Distribution (South West) plc
D_WPD_SWe_012 | 3305555 | Replace disconnectors 1S4 and 1S8 at Exeter Main BSP with higher rated units | 2022/23 | Connections Driven | Thermal Uprating | Western Power Distribution (South West) plc
D_WPD_SWe_013 | 3310481 | Install a larger conductor/cable on the 33kV circuit between Pyworthy BSP and Holsworthy primary substation | 2022/23 | Connections Driven | Thermal Uprating | Western Power Distribution (South West) plc
D_WPD_SWe_014 | 3455121 | Lockleaze BSP 33kV fault level upgrade | 2021/22 | Connections Driven | Thermal Uprating | Western Power Distribution (South West) plc
D_WPD_SWe_015 | 3517289 | Install a larger conductor on the 132kV circuit between Exeter main GSP and Tiverton BSP | 2023/24 | Connections Driven | Thermal Uprating | Western Power Distribution (South West) plc
D_WPD_SWe_016 | 3530339 | Replace the existing 132/33kV grid transformer (GT3) at Rame BSP with a 90MVA unit | 2022/23 | Connections Driven | Thermal Uprating | Western Power Distribution (South West) plc
D_WPD_SWe_017 | 3538167 | Install a larger conductor on the 33kV circuit between Churchill BSP and West Wick primary substation | 2022/23 | Connections Driven | Thermal Uprating | Western Power Distribution (South West) plc
D_WPD_SWe_018 | 3567665 | Upgrade the 33kV disconnector associated with GT1 at St Austell BSP | 2022/23 | Connections Driven | Thermal Uprating | Western Power Distribution (South West) plc
D_WPD_SWal_001 | 2158413 | Upgrade 2x 132/33kV transformers to 90MVA units at Hirwaun BSP | Q3 2023 | Connections Driven | Thermal Uprating | Western Power Distribution (South Wales) plc
D_WPD_SWal_002 | 3335779 | Upgrade 2x 132/33kV transformers to 90MVA units at Ammanford BSP | Q3 2023 | Connections Driven | Thermal Uprating | Western Power Distribution (South Wales) plc
D_WPD_SWal_003 | 3533718 | Overlay 800m of 33kV u/g cable and upgrade 3.45km of o/h line on the Inco South B 33kV circuit | Q3 2021 | Connections Driven | Thermal Uprating | Western Power Distribution (South Wales) plc
D_WPD_SWal_004 | 3486196 | Upgrade 132/33kV GTx at East Aberthaw to 90MVA unit | Q4 2023 | Connections Driven | Thermal Uprating | Western Power Distribution (South Wales) plc
D_WPD_SWal_005 | 3486196 | Survey & reprofile 33kV o/h line between Brynhill BSP and Whitton Mawr to 75 degC | Q4 2023 | Connections Driven | Thermal Uprating | Western Power Distribution (South Wales) plc
D_WPD_SWal_006 | 3486196 | Survey & reprofile 132kV o/h circuit between Aberthaw BSP and Cardiff West BSP to 75 degC | Q4 2023 | Connections Driven | Thermal Uprating | Western Power Distribution (South Wales) plc
D_WPD_SWal_007 | 3486196 | Survey & reprofile 132kV o/h circuit between Aberhaw BSP and Brynhill BSP to 75 degC | Q4 2023 | Connections Driven | Thermal Uprating | Western Power Distribution (South Wales) plc
D_WPD_SWal_008 | 3486196 | Survey & reprofile 132kV o/h circuit between Brynhill BSP and Cardiff North BSP to 75 degC | Q4 2023 | Connections Driven | Thermal Uprating | Western Power Distribution (South Wales) plc
D_WPD_SWal_009 | 3569975 | Overlay 1.6km of 132kV u/g cable between Cardiff West BSP and Grangetown BSP | Q4 2023 | Connections Driven | Thermal Uprating | Western Power Distribution (South Wales) plc
D_WPD_SWal_010 | 3569975 | Overlay 3.9km of 132kV u/g cable between Tower MM48 and cardiff North BSP | Q4 2023 | Connections Driven | Thermal Uprating | Western Power Distribution (South Wales) plc
D_WPD_SWal_011 | 3599054 | Overlay 2.8km of 132kV u/g cable between Cardiff Central BSP and Cardiff East BSP | Q4 2023 | Connections Driven | Thermal Uprating | Western Power Distribution (South Wales) plc
D_WPD_SWal_012 | 3613690 | Upgrade 1250A, 132kV disconnectors with 2000A disconnectors at Upper Boat 132kV mesh | Q4 2023 | Connections Driven | Thermal Uprating | Western Power Distribution (South Wales) plc
D_WPD_SWal_013 | 3577535 | Survey and reprofile the Upper Boat/Tonypandy 33kV o/h circuit to operate at 75 degC | Q4 2023 | Connections Driven | Thermal Uprating | Western Power Distribution (South Wales) plc
D_WPD_SWal_014 | 3577535 | Survey and reprofile the Upper Boat/Tonyrefail/Taff Ely/Mynydd Portref 33kV o/h circuit to operate at 75 degC | Q4 2023 | Connections Driven | Thermal Uprating | Western Power Distribution (South Wales) plc
D_WPD_SWal_015 | 3577535 | Reconductor Upper Boat /Berthllydd Solar 33kV o/h circuit | Q4 2023 | Connections Driven | Thermal Uprating | Western Power Distribution (South Wales) plc
D_WPD_SWal_016 | 2466949 | Install 3rd u/g cable 2 x 1.2km to 33kV interplant circuits for 132/33kV GT units at Pyle BSP | Q4 2023 | Connections Driven | Thermal Uprating | Western Power Distribution (South Wales) plc
D_WPD_SWal_017 | 3017666 | Surevy and reprofile 26km of 132kV o/h circuit between tower 82PP1 and 82D32 to operate at 75 degC | Q4 2023 | Connections Driven | Thermal Uprating | Western Power Distribution (South Wales) plc
D_WPD_SWal_018 | 3017666 | Upgrade 2x 132/33kV transformers to 90MVA units at Travellers Rest BSP | Q4 2023 | Connections Driven | Thermal Uprating | Western Power Distribution (South Wales) plc
D_WPD_SWal_019 | 2848851 | Upgrade 2x 132/33kV transformers to 90MVA units at Ebbw Vale BSP | Q4 2021 | Connections Driven | Thermal Uprating | Western Power Distribution (South Wales) plc
¶ | 1998274 | Overlay 550m of 33kV u/g cable on the Ex Whiteheads No1 circuit | Q4 2021 | Connections Driven | Thermal Uprating | Western Power Distribution (South Wales) plc
NR1 | NR2 | NR3 | NR4 | NR5 | NR6 | NR7
NETWORK REINFORCEMENT
Transmission Reinforcement Reference (DER Template 55) | Works Reference | Works Description | Works Completion Date | Reinforcement Driver | Reinforcement Type | Licence Area
Transmission Reinforcement Reference 1
Transmission Reinforcement Reference 2
Transmission Reinforcement Reference 3
---
---
---
---
---
---

## Description of Fields
| General Points | 1) The register includes all generation, storage and flexible demand resources where the Installed Generation Capacity, the Export Capacity or the Import Capacity is greater or equal to 1MW.
2) Where there is an addition to an existing development at a site, this is included in the register at a separate row during the "Accepted to Connect" phase. The will mean that there are more than one row for such sites. Once the addition has been connected, the additional row(s) will be combined with the original row.
3) Where MW figures are converted to MVA for inclusion in the register (or vice-versa), a power factor of 0.95 will be used. (I.e 1MW converts to 1.05MVA, 1MVA converts to 0.95MW).
4) Information on service provision to DNOs is included for all assets of 1MW or greater that are providing services. Information is also provided for assets of less than 1MW by aggregating those assets that are providing a particular service.
| GENERAL DATA | This section is completed for all customers with an installed capacity of 1MW or greater. This includes generators and storage but only those demand sites which are providing services.
Ref | Field Tag | Field Descriptor | Further Explanation | Register Version
1 | MPAN | The core meter point administration number, a 13-digit reference used in MPAS to identify the relevant Metering Point. | The core meter point administration number, a 13-digit reference used in MPAS to identify the relevant Metering Point. For generation entries, the "Export" MPAN should be included. For storage entries, the "Export" MPAN should also be included. For flexible demands, the "Import" MPAN should be included. Where sites are CVA Registered, no MPAN is included but indicate "CVA Registered" For "Accepted to Connect" generation, please indicate "data not available". | 2020-07-01
2 | Customer Name | Name of party that is connected or contracted to connect. | This is the name of the customer and would normally be clear from the connection agreement. | 2020-01-01
3 | Customer Site | Name of customer site/project name. | Depending on network companies, the Customer Site field could be referred to as the name of the customer site or the project name. This is left to the discretion of DNOs as this will lead to the commonly used name being captured. | 2020-01-01
4 | Address Line 1 | Site location. | Added as part of DCP 350 changes. | 2020-07-01
5 | Address Line 2 | Site location. | Added as part of DCP 350 changes. | 2020-07-01
6 | Town/City | Site location. | Added as part of DCP 350 changes. | 2020-07-01
7 | County | Site location. | Added as part of DCP 350 changes. | 2020-07-01
8 | Post Code | Site location. | Added as part of DCP 350 changes. | 2020-07-01
9 | Country | GB country customer site is connected within. | Included following stakeholder feedback. | 2020-09-01
10 | Location (X-coordinate) : Eastings | X coordinates for development site in British National Grid. The co-ordinates should refer to the location of the metering point at the customer site. | X coordinates for development site in British National Grid. For "Accepted to Connect" generation, please include the location of the metering point agreed as part of the connection process as a 6/7 digit Easting. In exceptional cases where the metering point is not located at the DER site (e.g. some off-shore wind sites), please use the co-ordinates of the DER site if this is known. | 2020-07-01
11 | Location (Y-coordinate) : Northings | Y coordinates for development site in British National Grid. The co-ordinates should refer to the location of the metering point at the customer site. | Y coordinates for development site in British National Grid. For "Accepted to Connect" generation, please include the location of the metering point agreed as part of the connection process as a 6 digit Northing. In exceptional cases where the metering point is not located at the DER site (e.g. some off-shore wind sites), please use the co-ordinates of the DER site if this is known. | 2020-07-01
12 | Grid Supply Point (GSP) | This is the point of delivery from the transmission system to a distribution system that is linked with the Customer Site. | In most cases, the Customer Site is linked with a single GSP. This is the site that is most commonly used to supply the customer connection. In some cases, where the distribution network parallels more than one GSP, it is proposed that only a single site is included and that this would indicate the GSP that is electrically closest to the Customer. This would be the substation taking (or providing) the largest proportion of a site's output (or input). | 2020-01-01
13 | Bulk Supply Point | This is the supply point on the DNO system (representing an EHV/EHV transformation level) linked with the Customer Site. | As with GSPs, where the distribution network parallels more than one BSP, only a single site is included and this is the BSP that is electrically closest to the Customer. This would be the substation taking (or providing) the largest proportion of a site's output (or input). | 2020-01-01
14 | Primary | This is the relevant primary substation on the DNO system linked with the Customer Site. | As with GSPs, where the distribution network parallels more than one Primary, only a single is included and this is the Primary that is electrically closest to the Customer. This would be the substation taking (or providing) the largest proportion of a site's output (or input). | 2020-01-01
15 | Point of Connection (POC) Voltage (kV) | This is the voltage at the Point of Connection to the distribution network. | Included in Phase 2 following stakeholder feedback. This is not necessarily the metered voltage. For "Accepted to Connect" generation, please include the Point of Connection voltage agreed as part of the connection process. | 2020-09-01
16 | Licence Area | This is the DNO Licence Area in which the Customer Site is/will be connected. | This is one of the 14 GB DNO licence areas. This is set up as a drop down list. | 2020-01-01
17 | Primary Resource Type | Meaning any of the below resource types used by technology in the production of electricity: Fossil Gas, Fossil coal gas, Fossil oil, Fossil oil shale, Fossil peat, Fossil brown coal/lignite, Fossil hard coal, Fossil (to be confirmed), Nuclear, Interconnector, Hydrogen, Solar, Wind, Hydro run of river, Hydro reservoir (not pumped), Hydro (to be confirmed), Marine, Geothermal, Biomass, Waste, Biofuel landfill gas, Biofuel sewage gas, Biofuel biogas from anaerobic digestion (excluding landfill & sewage), Biofuel other, Advanced fuel gasification or pyrolysis, Storage battery, Storage pumped, Storage other, Other, Data not available. Flexible Demand is indicated as a resource type. | In most cases, there will be a single resource type at the site and this will be shown in the "Primary Resource Type" field. In some cases there may be more than one resource type at a site and these are shown in the Resource Type 2 and Resource Type 3 fields. This is set up as a drop down list. | 2020-01-01
18 | Primary Technology / Plant Type | Meaning any of the below types technologies that export electricity onto a distribution network: Steam turbine (thermal power plant), Steam-gas turbine (CCGT), Gas turbine (OCGT), Onshore wind turbines, Offshore wind turbines, Photovoltaic, Engine (combustion / reciprocating), Hydro power system, Tidal lagoons, Tidal stream devices, Wave devices, Geothermal power plant, Battery, Compressed air system, Liquid air system, Other, Data not available. | Added as part of DCP 350 changes. This is the technology / plant type associated with the Primary Resource Type. This is set up as a drop down list. | 2020-07-01
19 | CHP Cogeneration | The simultaneous generation of usable heat and power (usually electricity) in a single process, thereby leading to reductions in the amount of wasted heat. | Added as part of DCP 350 changes. This indicates whether the Primary Resource & Technology / Plant Type is part of a CHP process. This is set up as a drop down list. | 2020-07-01
20 | Storage Duration | Divide the storage capacity (MWh) by the installed capacity (MW) and round it down to the nearest 0.5 (half-hour). If the value is less than 0.5 before rounding, it could be rounded to 0.5 hours so that it is not zero. | Added as part of DCP 350 changes. | 2020-07-01
21 | Primary Resource Type - Installed Capacity (MW) | This is the installed capacity of the "Primary Resource Type" expressed in MW. | Added as part of DCP 350 changes. This figure corresponds to the installed capacity of the largest (by capacity) "Resource Type" at the site. Where there are other resource types at the site and the capacity of the largest "Resource Type" is not explicitly known, this field is shown as "Data Not Available". Where the installed capacity is recorded by the network company only as a MVA figure, this is converted to MW using a conversion factor of 1.05. (I.e. 1MW converts to 1.05MVA.) | 2020-07-01
22 | Primary Resource Type - Installed Capacity (MVA) | This is the installed capacity of the "Primary Resource Type" expressed in MVA. | This figure corresponds to the installed capacity of the largest (by capacity) "Resource Type" at the site. Where there are other resource types at the site and the capacity of the largest "Resource Type" is not explicitly known, this field is shown as "Data Not Available". Where the installed capacity is recorded by the network company only as a MW figure, this is converted to MVA using a conversion factor of 0.95. (I.e. 1MW converts to 1.05MVA.) | 2020-01-01
23 | Resource Type 2 | Where there is more than one plant type at a site, the "Resource Type 2" and "Resource Type 3" fields would be used to show the resource types additional to the "Primary Resource Type". Meaning any of the below resource types used by technology in the production of electricity: Fossil Gas, Fossil coal gas, Fossil oil, Fossil oil shale, Fossil peat, Fossil brown coal/lignite, Fossil hard coal, Fossil (to be confirmed), Nuclear, Interconnector, Hydrogen, Solar, Wind, Hydro run of river, Hydro reservoir (not pumped), Hydro (to be confirmed), Marine, Geothermal, Biomass, Waste, Biofuel landfill gas, Biofuel sewage gas, Biofuel biogas from anaerobic digestion (excluding landfill & sewage), Biofuel other, Advanced fuel gasification or pyrolysis, Storage battery, Storage pumped, Storage other, Other, Data not available. Flexible Demand is indicated as a resource type. | In most cases, there will be a single resource type at the site and this will be shown in the "Primary Resource Type" field. In some cases there may be more than one resource type at a site and these are shown in the Resource Type 2 and Resource Type 3 fields. This is set up as a drop down list. | 2020-01-01
24 | Technology / Plant Type 2 | Meaning any of the below types technologies that export electricity onto a distribution network: Steam turbine (thermal power plant), Steam-gas turbine (CCGT), Gas turbine (OCGT), Onshore wind turbines, Offshore wind turbines, Photovoltaic, Engine (combustion / reciprocating), Hydro power system, Tidal lagoons, Tidal stream devices, Wave devices, Geothermal power plant, Battery, Compressed air system, Liquid air system, Other, Data not available. | Added as part of DCP 350 changes. This is the technology / plant type associated with the Resource Type 2. This is set up as a drop down list. | 2020-07-01
25 | CHP Cogeneration Type 2 | The simultaneous generation of usable heat and power (usually electricity) in a single process, thereby leading to reductions in the amount of wasted heat. | Added as part of DCP 350 changes. This indicates whether the Resource & Technology / Plant Type 2 is part of a CHP process. This is set up as a drop down list. | 2020-07-01
26 | Storage Duration Type 2 | Divide the storage capacity (MWh) by the installed capacity (MW) and round it down to the nearest 0.5 (half-hour). If the value is less than 0.5 before rounding, it could be rounded to 0.5 hours so that it is not zero. | Added as part of DCP 350 changes. | 2020-07-01
27 | Resource Type 2 - Installed Capacity (MW) | This is the installed capacity of the "Resource Type 2" expressed in MW. | Added as part of DCP 350 changes. This figure corresponds to the installed capacity of the "Resource Type 2" at the site. Where the capacity of this "Resource Type" is not explicitly known, this field is shown as "Data Not Available". Where the installed capacity is recorded by the network company only as a MVA figure, this is converted to MW using a conversion factor of 1.05. (I.e. 1MW converts to 1.05MVA.) | 2020-07-01
28 | Resource Type 2 - Installed Capacity (MVA) | This is the installed capacity of the "Resource Type 2" expressed in MVA. | This figure corresponds to the installed capacity of the "Resource Type 2" at the site. Where the capacity of this "Resource Type" is not explicitly known, this field is shown as "Data Not Available". Where the installed capacity is recorded by the network company only as a MW figure, this is converted to MVA using a conversion factor of 0.95. (I.e. 1MW converts to 1.05MVA.) | 2020-01-01
29 | Resource Type 3 | Where there is more than one plant type at a site, the "Resource Type 2" and "Resource Type 3" fields would be used to show the resource types additional to the "Primary Resource Type". Meaning any of the below resource types used by technology in the production of electricity: Fossil Gas, Fossil coal gas, Fossil oil, Fossil oil shale, Fossil peat, Fossil brown coal/lignite, Fossil hard coal, Fossil (to be confirmed), Nuclear, Interconnector, Hydrogen, Solar, Wind, Hydro run of river, Hydro reservoir (not pumped), Hydro (to be confirmed), Marine, Geothermal, Biomass, Waste, Biofuel landfill gas, Biofuel sewage gas, Biofuel biogas from anaerobic digestion (excluding landfill & sewage), Biofuel other, Advanced fuel gasification or pyrolysis, Storage battery, Storage pumped, Storage other, Other, Data not available. Flexible Demand is indicated as a resource type. | In most cases, there will be a single resource type at the site and this will be shown in the "Primary Resource Type" field. In some cases there may be more than one resource type at a site and these are shown in the Resource Type 2 and Resource Type 3 fields. This is set up as a drop down list. | 2020-01-01
30 | Technology / Plant Type 3 | Meaning any of the below types technologies that export electricity onto a distribution network: Steam turbine (thermal power plant), Steam-gas turbine (CCGT), Gas turbine (OCGT), Onshore wind turbines, Offshore wind turbines, Photovoltaic, Engine (combustion / reciprocating), Hydro power system, Tidal lagoons, Tidal stream devices, Wave devices, Geothermal power plant, Battery, Compressed air system, Liquid air system, Other, Data not available. | Added as part of DCP 350 changes. This is the technology / plant type associated with the Resource Type 3. This is set up as a drop down list. | 2020-07-01
31 | CHP Cogeneration Type 3 | The simultaneous generation of usable heat and power (usually electricity) in a single process, thereby leading to reductions in the amount of wasted heat. | Added as part of DCP 350 changes. This indicates whether the Resource & Technology / Plant Type 3 is part of a CHP process. This is set up as a drop down list. | 2020-07-01
32 | Storage Duration Type 3 | Divide the storage capacity (MWh) by the installed capacity (MW) and round it down to the nearest 0.5 (half-hour). If the value is less than 0.5 before rounding, it could be rounded to 0.5 hours so that it is not zero. | Added as part of DCP 350 changes. | 2020-07-01
33 | Resource Type 3 - Installed Capacity (MW) | This is the installed capacity of the "Resource Type 3" expressed in MW. | Added as part of DCP 350 changes. This figure corresponds to the installed capacity of the "Resource Type 3" at the site. Where the capacity of this "Resource Type" is not explicitly known, this field is shown as "Data Not Available". Where the installed capacity is recorded by the network company only as a MVA figure, this is converted to MW using a conversion factor of 1.05. (I.e. 1MW converts to 1.05MVA.) | 2020-07-01
34 | Resource Type 3 - Installed Capacity (MVA) | This is the installed capacity of the "Resource Type 3" expressed in MVA. | This figure corresponds to the installed capacity of the "Resource Type 3" at the site. Where the capacity of this "Resource Type" is not explicitly known, this field is shown as "Data Not Available". Where the installed capacity is recorded by the network company only as a MW figure, this is converted to MVA using a conversion factor of 0.95. (I.e. 1MW converts to 1.05MVA.) | 2020-01-01
35 | Flexible Connection (Yes/No) | Is the connection contingent on a flexible connection arrangement during normal operating arrangements such as Active Network Management (ANM)? Note - This field has been amended in September 2020 to provide a wider view of DER with flexible connection arrangements. | This is a Yes/No selection to identify if, or if not, a managed connection arrangement is in place. To identify a "Flexible Connection", the the definition for "Flexible Connections" from the Terms and Definitions document published by the ENA Open Networks project is used. Going forward, the type of managed arrangement might be included. This is set up as a drop down list (Yes/No). Note - This field has been amended in September 2020 to provide a wider view of DER with flexible connection arrangements. | 2020-09-01
36 | Connection Status | "Connected" or "Accepted to Connect"? | Indicates whether the resource is already connected or accepted to connect. This is set up as a drop down list. | 2020-01-01
37 | Last Updated | Date on which item was last updated in the register. | Added as part of DCP 350 changes. For the first release of Embedded Capacity Register (ECR), this date would correspond to the ECR publication date for all resource entries. When resource entries are subsequently updated, the date would be updated to either the date on which the relevant data item changed, or the publication of the ECR first showing the change. | 2020-07-01
| ALREADY CONNECTED | This section is completed for all Customer Sites with an installed capacity of 1MW or greater which are already connected to the Distribution Network. This includes generators and storage but only those demand sites which are providing services.
| Field Tag | Field Descriptor | Further Explanation | Register Version
38 | Installed Generation Capacity (MVA) | This is the total installed capacity of generation which is connected at each Customer Site expressed in MVA. | This field is only completed for sites with generation. The capacity is given in MVA. If the installed capacity is recorded by the network company only as a MW figure, this is converted to MVA using a conversion factor of 0.95. (I.e. 1MW converts to 1.05MVA.) Where there are more than 1 resource type at a site, the "Installed Generation Capacity" is the sum of the capacities of these resource types. | 2020-01-01
39 | Export Capacity (MW) | This is the total MW export capacity permitted as per the connection agreement. | This field applies to sites with generation and storage facilities. If the export capacity is recorded by the network company only as a MVA figure, this is converted to MW using a conversion factor of 0.95. (I.e. 1MVA converts to 0.95MW.) | 2020-01-01
40 | Export Capacity (MVA) | This is the total MVA export capacity permitted as per the connection agreement. | This field applies to sites with generation and storage facilities. If the export capacity is recorded by the network company only as a MW figure, this is converted to MVA using a conversion factor of 0.95. (I.e. 1MW converts to 1.05MVA.) | 2020-01-01
41 | Import Capacity (MW) | This is the total MW import capacity permitted as per the connection agreement. | This field largely applies to sites with flexible demand and storage facilities. If the import capacity is recorded by the network company only as a MVA figure, this is converted to MW using a conversion factor of 0.95. (I.e. 1MVA coverts to 0.95MW.) For generator sites where the demand is relatively small to meet auxiliary site supplies, a MW figure is not given. Instead, "AUX" is inserted. | 2020-01-01
42 | Import Capacity (MVA) | This is the total MVA export capacity permitted as per the connection agreement. | This field largely applies to sites with flexible demand and storage facilities. If the import capacity is recorded by the network company only as a MW figure, this is converted to MVA using a conversion factor of 0.95. (I.e. 1MW converts to 1.05MVA.) For generator sites where the demand is relatively small to meet auxiliary site supplies, a MVA figure is not given. Instead, "AUX" is inserted. | 2020-01-01
43 | Date Connected | Date Project connected to network and energised. | This is the date the resource was connected and energised. Where there have been additions to the capacity at the site, this date reflects the date of the most recent change. | 2020-01-01
| ACCEPTED TO CONNECT | This section is completed for all Customer Sites with an installed capacity of 1MW or greater who have contracted (agreed) to connect to the Distribution Network. This includes generators and storage but only those demand sites which are providing services.
| Field Tag | Field Descriptor | Further Explanation | Register Version
44 | Accepted to Connect Generation Capacity (MVA) | This is the total additional generation that is accepted to connect at the site expressed in MVA. | This field is only completed for sites where additional generation is accepted to connect. The capacity is given in MVA. If the additional generation to be installed is recorded by the network company only as a MW figure, this is converted to MVA using a conversion factor of 0.95. (I.e. 1MW coverts to 1.05MVA.) | 2020-01-01
45 | Export Capacity (MW) | This is the total additional MW export capacity permitted as per the connection agreement. | This field applies to sites with generation and storage facilities. If the additional export capacity is recorded by the network company only as a MVA figure, this is converted to MW using a conversion factor of 0.95. (I.e. 1MVA converts to 0.95MW.) | 2020-01-01
46 | Export Capacity (MVA) | This is the total additional MVA export capacity permitted as per the connection agreement. | This field applies to sites with generation and storage facilities. If the additional export capacity is recorded by the network company only as a MW figure, this is converted to MVA using a conversion factor of 0.95. (I.e. 1MW converts to 1.05MVA.) | 2020-01-01
47 | Import Capacity (MW) | This is the total additional MW import capacity permitted as per the connection agreement. | This field applies to sites with flexible demand and storage facilities. If the additional import capacity is recorded by the network company only as a MVA figure, this is converted to MW using a conversion factor of 0.95. (I.e. 1MVA coverts to 0.95MW.) | 2020-01-01
48 | Import Capacity (MVA) | This is the total additional MVA import capacity permitted as per the connection agreement. | This field applies to sites with flexible demand and storage facilities. If the additional import capacity is recorded by the network company only as a MW figure, this is converted to MVA using a conversion factor of 0.95. (I.e. 1MW converts to 1.05MVA.) | 2020-01-01
49 | Date Accepted | Date customer contracted with GBSO/DNO/IDNO. | This refers to the date when the customer accepted their Connection Offer with the host network company. | 2020-01-01
50 | Target Energisation Date | Estimated date of energisation. This date is likely to change to reflect the latest date notified by customers. | This is the agreed or expected date for energisation of the customer facilities. For distribution connections, the date is likely to be a latest estimate based on the progress of the customer's project. The date is liable to change to reflect to latest date notified by customers. | 2020-01-01
| PROVIDING SERVICES | This section is completed for all customers with an installed capacity of 1MW or greater which are providing services to DNOs, the ESO or the TO.
Ref | Field Tag | Field Descriptor | Further Explanation | Register Version
51 | Distribution Service Provider (Y/N) | Does the resource provide services to a DNO? | This is set up as a drop down list. | 2020-01-01
52 | Transmission Service Provider (Y/N) | Does the resource provide services to the ESO or a TO? | This is set up as a drop down list. | 2020-01-01
53 | Reference | A unique reference to link to the Providing Services tab. | This is a reference used to identify the resource in the Providing Services tab. | 2020-01-01
| ACCEPTED TO CONNECT | This section should be completed for all customers of 1MW or more in size that have agreements in place to connect to the network. Include generators, storage but only those demand sites that are providing services.
| Field Tag | Field Descriptor | Further Explanation | SWRR Version
54 | In a Connection Queue (Y/N) | This field indicates whether the the "Accepted to Connect" resource is part of a connection queue. | This is set up as a drop down list (Yes/No). | 2020-09-01
55 | Distribution Reinforcement Reference | Unique reference to relevant distribution reinforcement required for connection. The provision of sole-use distribution assets are not included. | This is an internal reference (or references) to distribution and transmission reinforcements that may be required. Further reinforcement information is captured separately in the register. The unique references would indicate whether the reinforcement was distribution or transmission, the network company & area, and a number. Examples are "D_WPD_SW_02769" or "T_SPT_01642". For distribution reinforcements, the provision of sole-use assets are not included. | 2020-07-01
56 | Transmission Reinforcement Reference | Unique reference to relevant transmission reinforcement required for connection. | This is an internal reference (or references) to distribution and transmission reinforcements that may be required. Further reinforcement information is captured separately in the register. The unique references would indicate whether the reinforcement was distribution or transmission, the network company & area, and a number. Examples are "D_WPD_SW_02769" or "T_SPT_01642". | 2020-07-01
| NETWORK REINFORCEMENT | This section should be completed for all customers of 1MW or more in size that have agreements in place to connect to the network and where the connection is contingent on the completion of network reinforcement. Include generators, storage but only those demand sites that are providing services. For Distribution, only network reinforcements at HV and above voltages should be included.
Ref | Field Tag | Field Descriptor | Further Explanation | SWRR Version
NR1 | Distribution (or Transmission) Reinforcement Reference | This is a cross-reference from the DER Template. It is a unique reference to relevant distribution (or transmission) reinforcement required for connection. The provision of sole-use distribution assets are not included. | This is an internal reference (or references) to distribution and transmission reinforcements that may be required. This should cross reference to fields 55 and 56 from the DER Template. | 2020-07-01
NR2 | Works Reference | Reinforcement Reference Number. | This is a unique reference used by the network company to identify the reinforcement. | 2020-07-01
NR3 | Works Description | Reinforcement Title/Summary Description. | This would be limited to a fixed number of characters. It is anticipated that this information would be replicated from existing information elsewhere in network company systems. This field is limited to 1000 characters. | 2020-07-01
NR4 | Works Completion Date | Planned Completion Date of Works. |  | 2020-07-01
NR5 | Reinforcement Driver | Is reinforcement classed as "general reinforcement" or "connections driven"? Note - it is expected that all reinforcement, "connections driven" or "general reinforcement", that is needed to connect the generator will be included. Additional "general reinforcement" may be included in this part of the register to provide a fuller picture on ongoing distribution reinforcement. | This is either"general reinforcement" or "connections driven" and is set up as a drop-down selection. The provision of sole-use distribution assets are not included. Note - it is expected that all reinforcement, "connections driven" or "general reinforcement", that is needed to connect the generator will be included. Additional "general reinforcement" may be included in this part of the register to provide a fuller picture on ongoing distribution reinforcement. | 2020-07-01
NR6 | Reinforcement Type | Is reinforcement to enable increased thermal ratings, increased fault levels etc? | This would be a drop down list of key categories. Suggested categories are: "thermal uprating", "voltage reinforcement", "short circuit uprating", "condition based replacement", "harmonics related" or "other". The provision of sole-use distribution assets are not included. This is set up as a drop down list. | 2020-07-01
NR7 | Licence Area | Licence area where works will be delivered. | This is set up as a drop down list. | 2020-07-01
| PROVIDING SERVICES | This section is completed for all customers with an installed capacity of 1MW or greater which are providing services to DNOs. Information should also be provided for assets sized at less than 1MW by aggregating those assets that are providing a particular service.
Ref | Field Tag | Field Descriptor | Further Explanation | Register Version
NS1 | Asset Reference | This relates to the "Reference" column in the "Providing Services" section within the DNO_Connections Worksheet. This indicates individual assets with an installed capacity of 1MW or greater that are providing services. | This identifies the specific resource that is providing a service. It is a cross-reference from Ref 53 on the main DER Template. If the entry relates to assets of less than 1MW that are providing the service, this field is left blank. | 2020-01-01
NS2 | Aggregated Service | Are resources being aggregated to provide this part of the service? | This field is being used to indicate whether this row relates to an aggregated contribution from assets that are less than 1MW. This is set up as a drop down list (Yes/No). | 2020-01-01
NS3 | Service Identifier | This field identifies the particular network company service area. | This field is left to the discretion of the network company to identify a reference to a service. For example, it could be a particular Constraint Managed Zone identifier. | 2020-01-01
NS4 | Grid Supply Point | This is the Grid Supply Point that is linked electrically with the resource (or to the aggregated group of resources). | For assets of 1MW or greater, this would be same as Ref 3 in the in the main DER template. For resources less than 1MW that are being aggregated and that don’t appear in the General Data section of the register, this is the GSP that is electrically closest to the aggregated resources. This field provides a high level locational reference. | 2020-01-01
NS5 | Type of Service | The type of service being provided. | For services to DNOs, the 4 ENA service types are used. | 2020-01-01
NS6 | MW Provided | This is the capacity of service provided expressed in MW. | This is the amount of service that is contracted. | 2020-01-01
NS7 | Contract End Date | End date of ongoing contract. | This is the end-date of the ongoing contract. | 2020-01-01
NS8 | Exclusivity | Does contract require customer site to limit provision of services to other parties? | This indicates whether the terms of service provision mean that the resource(s) are precluded from providing other services. This is set up as a drop down list (Yes/No). | 2020-01-01