## DNO_CONNECTIONS
GENERAL DATA | [13 empty] | ALREADY CONNECTED | [5 empty] | ACCEPTED TO CONNECT | [6 empty] | PROVIDING SERVICES
Customer Name | Customer Site | Grid Supply Point (GSP) | Bulk Supply Point | Primary | Licence Area | Primary Resource Type | Primary Resource Type - Installed Capacity (MVA) | Resource Type 2 | Resource Type 2 - Installed Capacity (MVA) | Resource Type 3 | Resource Type 3 - Installed Capacity (MVA) | ANM Connection | Connection Status (Connected/Accepted to Connect) | Installed Generation Capacity (MVA) | Export Capacity (MW) | Export Capacity (MVA) | Import Capacity (MW) | Import Capacity (MVA) | Date Connected | Accepted to Connect Generation Capacity (MVA) | Export Capacity (MW) | Export Capacity (MVA) | Import Capacity (MW) | Import Capacity (MVA) | Date Accepted | Target Energisation Date | Distribution Service Provider (Yes/No) | Transmission Service Provider (Yes/No) | Reference
WPD_CONN_00001 | REDACTED INFORMATION | Axminster S.G.P. | Woodcote Bsp | Crewkerne | Western Power Distribution (South West) | Solar | 3 | - | - | - | - | No | Connected | 3 | 2.85 | 3 | 1.14 | 1.2 | 15/08/2016 | - | - | - | - | - | - | - | No | To be confirmed | -
WPD_CONN_00004 | REDACTED INFORMATION | Exeter Main S.G.P. | Exeter City Bsp | Haven Road | Western Power Distribution (South West) | Other | 1.025 | - | - | - | - | No | Connected | 1.025 | 0.97375 | 1.025 | 1.2825 | 1.35 | 01/07/1997 | - | - | - | - | - | - | - | No | To be confirmed | -
WPD_CONN_00005 | REDACTED INFORMATION | Iron Acton S.G.P. | Lockleaze Bsp 132kv | Clifton | Western Power Distribution (South West) | Other | 3.4 | - | - | - | - | No | Connected | 3.4 | 3.23 | 3.4 | 3.42 | 3.6 | 01/10/2002 | - | - | - | - | - | - | - | No | To be confirmed | -
WPD_CONN_00007 | REDACTED INFORMATION | Indian Queens S.G.P. | Hayle Bsp | Hayle | Western Power Distribution (South West) | Other | 4.068 | - | - | - | - | No | Connected | 4.068 | 3.8646 | 4.068 | 3.23 | 3.4 | 01/04/1996 | - | - | - | - | - | - | - | No | To be confirmed | -
WPD_CONN_00011 | REDACTED INFORMATION | Indian Queens S.G.P. | Fraddon Bsp | Newquay Trevemper | Western Power Distribution (South West) | Other | 1.6 | - | - | - | - | No | Connected | 1.6 | 1.52 | 1.6 | 1.14 | 1.2 | 01/01/2000 | - | - | - | - | - | - | - | No | To be confirmed | -
WPD_CONN_00012 | REDACTED INFORMATION | Indian Queens S.G.P. | Camborne Bsp | Camborne Carn Brea | Western Power Distribution (South West) | Other | 1.5 | - | - | - | - | No | Connected | 1.5 | 1.425 | 1.5 | 1.0602 | 1.116 | 29/09/2015 | - | - | - | - | - | - | - | No | To be confirmed | -
WPD_CONN_00014 | REDACTED INFORMATION | Axminster S.G.P. | Yeovil Bsp | Coker | Western Power Distribution (South West) | Other | 1 | - | - | - | - | No | Connected | 1 | 0.95 | 1 | 0.589 | 0.62 | 01/07/1995 | - | - | - | - | - | - | - | No | To be confirmed | -
WPD_CONN_00016 | REDACTED INFORMATION | Bridgwater S.G.P. | Churchill Bsp 132kv | Congresbury | Western Power Distribution (South West) | Other | 1.19 | - | - | - | - | No | Connected | 1.19 | 1.1305 | 1.19 | 1.9 | 2 | 01/04/2002 | - | - | - | - | - | - | - | No | To be confirmed | -
WPD_CONN_00017 | REDACTED INFORMATION | Taunton S.G.P. | Bowhays Cross Bsp | Alcombe | Western Power Distribution (South West) | Other | 0.315 | - | - | - | - | No | Connected | 0.315 | 0.29925 | 0.315 | 0.5415 | 0.57 | 01/03/1998 | - | - | - | - | - | - | - | No | To be confirmed | -
WPD_CONN_00018 | REDACTED INFORMATION | Bridgwater S.G.P. | Bridgwater Grid Bsp | Bath Road Primary | Western Power Distribution (South West) | Other | 1.25 | - | - | - | - | No | Connected | 1.25 | 1.1875 | 1.25 | 0.7885 | 0.83 | 01/04/2001 | - | - | - | - | - | - | - | No | To be confirmed | -
WPD_CONN_00020 | REDACTED INFORMATION | Bridgwater S.G.P. | Bridgwater Grid Bsp | Creech St Michael | Western Power Distribution (South West) | Other | 2.219 | - | - | - | - | No | Connected | 2.219 | 2.108 | 2.219 | 0.98895 | 1.041 | 01/08/2018 | - | - | - | - | - | - | - | No | To be confirmed | -
WPD_CONN_00021 | REDACTED INFORMATION | Seabank Sgp | Avonmouth Bsp | Avonmouth | Western Power Distribution (South West) | Other | 12 | - | - | - | - | No | Connected | 12 | 11.4 | 12 | 6.84 | 7.2 | 01/12/1999 | - | - | - | - | - | - | - | No | To be confirmed | -
WPD_CONN_00025 | REDACTED INFORMATION | Indian Queens S.G.P. | St Tudy Bsp | 33kV connection | Western Power Distribution (South West) | Wind onshore | 6.8 | - | - | - | - | No | Connected | 6.8 | 6.46 | 6.8 | 0.19 | 0.2 | 01/08/1992 | - | - | - | - | - | - | - | No | To be confirmed | -
WPD_CONN_00026 | REDACTED INFORMATION | Indian Queens S.G.P. | Truro Bsp | Twelveheads. | Western Power Distribution (South West) | Other | 3.726 | - | - | - | - | No | Connected | 3.726 | 3.5397 | 3.726 | 0.095 | 0.1 | 01/05/1998 | - | - | - | - | - | - | - | No | To be confirmed | -
WPD_CONN_00027 | REDACTED INFORMATION | Abham S.G.P. | Newton Abbot Bsp (Forde Road) | Chudleigh Knighton | Western Power Distribution (South West) | Other | 2.3 | - | - | - | - | No | Connected | 2.3 | 2.185 | 2.3 | 0.1425 | 0.15 | 01/06/1998 | - | - | - | - | - | - | - | No | To be confirmed | -
WPD_CONN_00028 | REDACTED INFORMATION | Abham S.G.P. | Newton Abbot Bsp (Forde Road) | Chudleigh Knighton | Western Power Distribution (South West) | Other | 1.68 | - | - | - | - | No | Connected | 1.68 | 1.596 | 1.68 | 0.19 | 0.2 | 02/07/2003 | - | - | - | - | - | - | - | No | To be confirmed | -
WPD_CONN_00029 | REDACTED INFORMATION | Exeter Main S.G.P. | 132kV connection | 132kV connection | Western Power Distribution (South West) | Other | 65 | - | - | - | - | No | Connected | 65 | 61.75 | 65 | 0.95 | 1 | 12/05/1999 | - | - | - | - | - | - | - | Yes | To be confirmed | WPD_SRVC_00002
WPD_CONN_00030 | REDACTED INFORMATION | Iron Acton S.G.P. | 132kV connection | 132kV connection | Western Power Distribution (South West) | Other | 60.24 | - | - | - | - | No | Connected | 60.24 | 57.228 | 60.24 | 8.55 | 9 | 20/09/2016 | - | - | - | - | - | - | - | No | To be confirmed | -
WPD_CONN_00032 | REDACTED INFORMATION | Alverdiscott S.G.P. | Barnstaple Bsp | Great Torrington | Western Power Distribution (South West) | Other | 2.5 | - | - | - | - | No | Connected | 2.5 | 2.375 | 2.5 | 0.057 | 0.06 | 01/06/1999 | - | - | - | - | - | - | - | No | To be confirmed | -
WPD_CONN_00034 | REDACTED INFORMATION | Iron Acton S.G.P. | Feeder Road 33kv | Bower Ashton | Western Power Distribution (South West) | Other | 1.052 | - | - | - | - | No | Connected | 1.052 | 0.9994 | 1.052 | 0.19 | 0.2 | 01/08/1996 | - | - | - | - | - | - | - | No | To be confirmed | -
WPD_CONN_00035 | REDACTED INFORMATION | To be confirmed | To be confirmed | To be confirmed | Western Power Distribution (South Wales) | Other | 8.402 | - | - | - | - | No | Connected | 8.402 | 7.9819 | 8.402 | 13.3 | 14 | 01/07/1990 | - | - | - | - | - | - | - | No | To be confirmed | -
WPD_CONN_00036 | REDACTED INFORMATION | Indian Queens S.G.P. | Fraddon Bsp | Fraddon | Western Power Distribution (South West) | Other | 1 | - | - | - | - | No | Connected | 1 | 0.95 | 1 | 6.65 | 7 | 01/04/1996 | - | - | - | - | - | - | - | No | To be confirmed | -
WPD_CONN_00037 | REDACTED INFORMATION | Indian Queens S.G.P. | Fraddon Bsp | 33kV connection | Western Power Distribution (South West) | Wind onshore | 9.6 | - | - | - | - | No | Connected | 9.6 | 9.12 | 9.6 | 0.038 | 0.04 | 03/07/2001 | - | - | - | - | - | - | - | No | To be confirmed | -
WPD_CONN_00038 | REDACTED INFORMATION | Bridgwater S.G.P. | Bridgwater Grid Bsp | 33kV connection | Western Power Distribution (South West) | Other | 12.6 | - | - | - | - | No | Connected | 12.6 | 11.97 | 12.6 | 0.19 | 0.2 | 02/11/2001 | - | - | - | - | - | - | - | No | To be confirmed | -
WPD_CONN_00039 | REDACTED INFORMATION | Landulph S.G.P. | Ernesettle Bsp | Tavistock | Western Power Distribution (South West) | Hydro water reservoir | 2.622 | - | - | - | - | No | Connected | 2.622 | 2.4909 | 2.622 | 0.095 | 0.1 | 12/04/1996 | - | - | - | - | - | - | - | No | To be confirmed | -
WPD_CONN_00042 | REDACTED INFORMATION | Indian Queens S.G.P. | Hayle Bsp | Isles Of Scilly | Western Power Distribution (South West) | Other | 3 | - | - | - | - | No | Connected | 3 | 2.85 | 3 | 0.475 | 0.5 | 01/10/1992 | - | - | - | - | - | - | - | No | To be confirmed | -
WPD_CONN_00046 | REDACTED INFORMATION | Taunton S.G.P. | Taunton Main Bsp | Wellington Town | Western Power Distribution (South West) | Other | 1.25 | - | - | - | - | No | Connected | 1.25 | 1.1875 | 1.25 | 0.19 | 0.2 | 01/02/2005 | - | - | - | - | - | - | - | No | To be confirmed | -
WPD_CONN_00047 | REDACTED INFORMATION | Seabank Sgp | Portishead New Bsp | Royal Portbury Dock | Western Power Distribution (South West) | Wind onshore | 2.3 | - | - | - | - | No | Connected | 2.3 | 2.185 | 2.3 | 7.125 | 7.5 | 01/03/2003 | - | - | - | - | - | - | - | No | To be confirmed | -
WPD_CONN_00050 | REDACTED INFORMATION | Indian Queens S.G.P. | Rame Bsp | 33kV connection | Western Power Distribution (South West) | Other | 3.156 | - | - | - | - | No | Connected | 3.156 | 2.9982 | 3.156 | 0.19 | 0.2 | 01/04/2003 | - | - | - | - | - | - | - | No | To be confirmed | -
WPD_CONN_00051 | REDACTED INFORMATION | Bridgwater S.G.P. | Bridgwater Grid Bsp | Watchfield | Western Power Distribution (South West) | Other | 1.2 | - | - | - | - | No | Connected | 1.2 | 1.14 | 1.2 | 0.6175 | 0.65 | 01/06/2003 | - | - | - | - | - | - | - | No | To be confirmed | -
WPD_CONN_00052 | REDACTED INFORMATION | Seabank Sgp | Weston Bsp 132kv | Bournville | Western Power Distribution (South West) | Other | 2 | - | - | - | - | No | Connected | 2 | 1.9 | 2 | 1.482 | 1.56 | 01/06/2003 | - | - | - | - | - | - | - | No | To be confirmed | -
WPD_CONN_00054 | REDACTED INFORMATION | Alverdiscott S.G.P. | Pyworthy Bsp | 33kV connection | Western Power Distribution (South West) | Other | 1.9 | - | - | - | - | No | Connected | 1.9 | 1.805 | 1.9 | 5.7 | 6 | 16/05/1990 | - | - | - | - | - | - | - | No | To be confirmed | -
WPD_CONN_00055 | REDACTED INFORMATION | Landulph S.G.P. | Ernesettle Bsp | Alexandra Road | Western Power Distribution (South West) | Other | 1.8 | - | - | - | - | No | Connected | 1.8 | 1.71 | 1.8 | 4.75 | 5 | 01/07/2004 | - | - | - | - | - | - | - | No | To be confirmed | -
WPD_CONN_00056 | REDACTED INFORMATION | Seabank Sgp | Portishead New Bsp | Gas Lane | Western Power Distribution (South West) | Other | 1.06 | - | - | - | - | No | Connected | 1.06 | 1.007 | 1.06 | 0.665 | 0.7 | 01/08/2011 | - | - | - | - | - | - | - | No | To be confirmed | -
WPD_CONN_00060 | REDACTED INFORMATION | Rassau G.S.P. | Ebbw Vale | Ebbw Vale Primary | Western Power Distribution (South Wales) | Other | 3.166 | - | - | - | - | No | Connected | 3.166 | 3.0077 | 3.166 | 0.095 | 0.1 | 01/08/2003 | - | - | - | - | - | - | - | No | To be confirmed | -
WPD_CONN_00061 | REDACTED INFORMATION | Landulph S.G.P. | St Germans Bsp | 33kV connection | Western Power Distribution (South West) | Other | 7.75 | - | - | - | - | No | Connected | 7.75 | 7.3625 | 7.75 | 0.1425 | 0.15 | 01/12/2003 | - | - | - | - | - | - | - | No | To be confirmed | -
WPD_CONN_00062 | REDACTED INFORMATION | Cardiff East Grid | Trowbridge 132/11 Kv S/S | Trowbridge Primary | Western Power Distribution (South Wales) | Other | 4 | - | - | - | - | No | Connected | 4 | 3.8 | 4 | 0.095 | 0.1 | 01/01/2004 | - | - | - | - | - | - | - | No | To be confirmed | -
WPD_CONN_00063 | REDACTED INFORMATION | Swansea North Grid | Tir John Power Station | Tir John Primary | Western Power Distribution (South Wales) | Other | 3.09 | - | - | - | - | No | Connected | 3.09 | 2.9355 | 3.09 | 0.095 | 0.1 | 01/10/2003 | - | - | - | - | - | - | - | No | To be confirmed | -
WPD_CONN_00065 | REDACTED INFORMATION | Swansea North Grid | Briton Ferry Grid | Wern | Western Power Distribution (South Wales) | Other | 1.15 | - | - | - | - | No | Connected | 1.15 | 1.0925 | 1.15 | 0.076 | 0.08 | 01/09/2004 | - | - | - | - | - | - | - | No | To be confirmed | -
WPD_CONN_00066 | REDACTED INFORMATION | Alverdiscott S.G.P. | Pyworthy Bsp | 33kV connection | Western Power Distribution (South West) | Other | 5.4 | - | - | - | - | No | Connected | 5.4 | 5.13 | 5.4 | 0.38 | 0.4 | 01/02/2005 | - | - | - | - | - | - | - | No | To be confirmed | -
WPD_CONN_00067 | REDACTED INFORMATION | Alverdiscott S.G.P. | Pyworthy Bsp | Holsworthy | Western Power Distribution (South West) | Other | 5.1387 | - | - | - | - | No | Connected | 5.1387 | 4.8818 | 5.1387 | 0.2375 | 0.25 | 23/07/2015 | - | - | - | - | - | - | - | No | To be confirmed | -
WPD_CONN_00069 | REDACTED INFORMATION | Abham S.G.P. | Plymouth Bsp | 33kV connection | Western Power Distribution (South West) | Other | 3.1 | - | - | - | - | No | Connected | 3.1 | 2.945 | 3.1 | 0.0665 | 0.07 | 01/11/2005 | - | - | - | - | - | - | - | No | To be confirmed | -
WPD_CONN_00072 | REDACTED INFORMATION | Grange | Grange Bsp | 33kV connection | Western Power Distribution (South Wales) | Wind onshore | 33.7 | - | - | - | - | No | Connected | 33.7 | 32.015 | 33.7 | 0.038 | 0.04 | 21/03/2006 | - | - | - | - | - | - | - | No | To be confirmed | -
WPD_CONN_00073 | REDACTED INFORMATION | Seabank Sgp | Avonmouth Bsp | Avonmouth Docks | Western Power Distribution (South West) | Wind onshore | 4.6 | - | - | - | - | No | Connected | 4.6 | 4.37 | 4.6 | 4.142 | 4.36 | 01/04/1991 | - | - | - | - | - | - | - | No | To be confirmed | -
WPD_CONN_00074 | REDACTED INFORMATION | Bridgwater S.G.P. | Bridgwater Grid Bsp | Bath Road Primary | Western Power Distribution (South West) | Other | 4.932 | - | - | - | - | No | Connected | 4.932 | 4.6854 | 4.932 | 0.1843 | 0.194 | 01/06/2006 | - | - | - | - | - | - | - | Yes | To be confirmed | WPD_SRVC_00006
WPD_CONN_00075 | REDACTED INFORMATION | Swansea North Grid | Rhos Grid | 33kV connection | Western Power Distribution (South Wales) | Wind onshore | 4.9 | - | - | - | - | No | Connected | 4.9 | 4.655 | 4.9 | 0.095 | 0.1 | 06/03/2003 | - | - | - | - | - | - | - | No | To be confirmed | -
WPD_CONN_00076 | REDACTED INFORMATION | Swansea North Grid | Tir John Power Station | 33kV connection | Western Power Distribution (South Wales) | Other | 5 | - | - | - | - | No | Connected | 5 | 4.75 | 5 | 2.375 | 2.5 | 22/01/2002 | - | - | - | - | - | - | - | No | To be confirmed | -
WPD_CONN_00077 | REDACTED INFORMATION | Pyle Grid | Pyle Bsp | 33kV connection | Western Power Distribution (South Wales) | Other | 12.51 | - | - | - | - | No | Connected | 12.51 | 11.8845 | 12.51 | 0.285 | 0.3 | 12/12/2001 | - | - | - | - | - | - | - | No | To be confirmed | -
WPD_CONN_00078 | REDACTED INFORMATION | Exeter Main S.G.P. | Tiverton Bsp | Hemyock | Western Power Distribution (South West) | Other | 5.2 | - | - | - | - | No | Connected | 5.2 | 4.94 | 5.2 | 0.2375 | 0.25 | 01/10/2006 | - | - | - | - | - | - | - | No | To be confirmed | -
WPD_CONN_00079 | REDACTED INFORMATION | Upper Boat | Upper Boat Bsp | Tonypandy | Western Power Distribution (South Wales) | Other | 1.175 | - | - | - | - | No | Connected | 1.175 | 1.1162 | 1.175 | 0.0285 | 0.03 | 01/11/2006 | - | - | - | - | - | - | - | No | To be confirmed | -
WPD_CONN_00080 | REDACTED INFORMATION | Swansea North Grid | Hirwaun Grid | Aberdare | Western Power Distribution (South Wales) | Other | 3.162 | - | - | - | - | No | Connected | 3.162 | 3.0039 | 3.162 | 0.095 | 0.1 | 01/10/2006 | - | - | - | - | - | - | - | No | To be confirmed | -
WPD_CONN_00081 | REDACTED INFORMATION | Upper Boat | Merthyr East Grid | 33kV connection | Western Power Distribution (South Wales) | Other | 7.75 | - | - | - | - | No | Connected | 7.75 | 7.3625 | 7.75 | 0.8075 | 0.85 | 01/01/2007 | - | - | - | - | - | - | - | No | To be confirmed | -
WPD_CONN_00082 | REDACTED INFORMATION | Swansea North Grid | Carmarthen Grid | 33kV connection | Western Power Distribution (South Wales) | Wind onshore | 5.5 | - | - | - | - | No | Connected | 5.5 | 5.225 | 5.5 | 0.095 | 0.1 | 07/10/1994 | - | - | - | - | - | - | - | No | To be confirmed | -
WPD_CONN_00083 | REDACTED INFORMATION | Upper Boat | Upper Boat Bsp | 33kV connection | Western Power Distribution (South Wales) | Wind onshore | 9 | - | - | - | - | No | Connected | 9 | 8.55 | 9 | 0.095 | 0.1 | 25/02/1993 | - | - | - | - | - | - | - | No | To be confirmed | -
WPD_CONN_00084 | REDACTED INFORMATION | Swansea North Grid | Ystradgynlais Grid | 33kV connection | Western Power Distribution (South Wales) | Other | 5.152 | - | - | - | - | No | Connected | 5.152 | 4.8944 | 5.152 | 0.19 | 0.2 | 01/09/2005 | - | - | - | - | - | - | - | No | To be confirmed | -
WPD_CONN_00088 | REDACTED INFORMATION | Indian Queens S.G.P. | Rame Bsp | Falmouth Bickland Hl | Western Power Distribution (South West) | Wind onshore | 1.7 | - | - | - | - | No | Connected | 1.7 | 1.615 | 1.7 | 0.0475 | 0.05 | 01/11/2007 | - | - | - | - | - | - | - | No | To be confirmed | -
WPD_CONN_00091 | REDACTED INFORMATION | Landulph S.G.P. | St Germans Bsp | Liskeard | Western Power Distribution (South West) | Other | 2 | - | - | - | - | No | Connected | 2 | 1.9 | 2 | 0.19 | 0.2 | 01/09/2007 | - | - | - | - | - | - | - | No | To be confirmed | -
WPD_CONN_00093 | REDACTED INFORMATION | To be confirmed | To be confirmed | To be confirmed | Western Power Distribution (South Wales) | Other | 8 | - | - | - | - | No | Connected | 8 | 7.6 | 8 | 1.52 | 1.6 | 01/03/2008 | - | - | - | - | - | - | - | No | To be confirmed | -
WPD_CONN_00096 | REDACTED INFORMATION | Taunton S.G.P. | Taunton Main Bsp | Wiveliscombe | Western Power Distribution (South West) | Other | 1.856 | - | - | - | - | No | Connected | 1.856 | 1.7632 | 1.856 | 0.551 | 0.58 | 11/03/2008 | - | - | - | - | - | - | - | No | To be confirmed | -
WPD_CONN_00097 | REDACTED INFORMATION | Seabank Sgp | Radstock Bsp 132kv | 33kV connection | Western Power Distribution (South West) | Wind onshore | 2 | - | - | - | - | No | Connected | 2 | 1.9 | 2 | 0.03325 | 0.035 | 01/06/2008 | - | - | - | - | - | - | - | No | To be confirmed | -
WPD_CONN_00099 | REDACTED INFORMATION | Pembroke Power Station | Haverfordwest Grid | 33kV connection | Western Power Distribution (South Wales) | Other | 2.3 | - | - | - | - | No | Connected | 2.3 | 2.185 | 2.3 | 0.038 | 0.04 | 01/09/2007 | - | - | - | - | - | - | - | No | To be confirmed | -
WPD_CONN_00100 | REDACTED INFORMATION | Swansea North Grid | Swansea North Bsp | Clase | Western Power Distribution (South Wales) | Other | 2.879 | - | - | - | - | No | Connected | 2.879 | 2.879 | 2.879 | 3.8 | 4 | 01/09/2008 | - | - | - | - | - | - | - | No | To be confirmed | -
WPD_CONN_00101 | REDACTED INFORMATION | Pyle Grid | Pyle Bsp | 33kV connection | Western Power Distribution (South Wales) | Other | 19 | - | - | - | - | No | Connected | 19 | 18.05 | 19 | 1.9 | 2 | 01/07/2008 | - | - | - | - | - | - | - | No | To be confirmed | -
WPD_CONN_00103 | REDACTED INFORMATION | Pembroke Power Station | Waterston (Gulf) Grid | To be confirmed | Western Power Distribution (South Wales) | Other | 61.4 | - | - | - | - | No | Connected | 61.4 | 58.33 | 61.4 | 53.2 | 56 | 01/11/2008 | - | - | - | - | - | - | - | No | To be confirmed | -
WPD_CONN_00106 | REDACTED INFORMATION | Bridgwater S.G.P. | Bridgwater Grid Bsp | Nether Stowey | Western Power Distribution (South West) | Other | 1.36 | - | - | - | - | No | Connected | 1.36 | 1.292 | 1.36 | 0.3325 | 0.35 | 17/03/2009 | - | - | - | - | - | - | - | No | To be confirmed | -
WPD_CONN_00109 | REDACTED INFORMATION | Abham S.G.P. | Newton Abbot Bsp (Forde Road) | 33kV connection | Western Power Distribution (South West) | Other | 3.5 | - | - | - | - | No | Connected | 3.5 | 3.325 | 3.5 | 0.2375 | 0.25 | 01/04/2009 | - | - | - | - | - | - | - | No | To be confirmed | -
WPD_CONN_00111 | REDACTED INFORMATION | Swansea North Grid | Carmarthen Grid | 33kV connection | Western Power Distribution (South Wales) | Wind onshore | 4.8 | - | - | - | - | No | Connected | 4.8 | 4.56 | 4.8 | 0.26125 | 0.275 | 01/08/2009 | - | - | - | - | - | - | - | No | To be confirmed | -
WPD_CONN_00112 | REDACTED INFORMATION | Swansea North Grid | 132kV connection | 132kV connection | Western Power Distribution (South Wales) | Wind onshore | 24.2 | - | - | - | - | No | Connected | 24.2 | 22.99 | 24.2 | 0.95 | 1 | 01/11/2009 | - | - | - | - | - | - | - | No | To be confirmed | -
WPD_CONN_00113 | REDACTED INFORMATION | Uskmouth | Newport South | 33kV connection | Western Power Distribution (South Wales) | Other | 12.6 | - | - | - | - | No | Connected | 12.6 | 12.6 | 12.6 | 0.285 | 0.3 | 01/11/2009 | - | - | - | - | - | - | - | No | To be confirmed | -
WPD_CONN_00115 | REDACTED INFORMATION | To be confirmed | To be confirmed | To be confirmed | Western Power Distribution (South Wales) | Other | 6.1 | - | - | - | - | No | Connected | 6.1 | 5.795 | 6.1 | 50.084 | 52.72 | 01/12/2009 | - | - | - | - | - | - | - | No | To be confirmed | -
WPD_CONN_00119 | REDACTED INFORMATION | Swansea North Grid | Briton Ferry Grid | Victoria Road | Western Power Distribution (South Wales) | Other | 3.072 | - | - | - | - | No | Connected | 3.072 | 2.9184 | 3.072 | 1.6245 | 1.71 | 01/07/2010 | - | - | - | - | - | - | - | No | To be confirmed | -
WPD_CONN_00120 | REDACTED INFORMATION | Iron Acton S.G.P. | Lockleaze Bsp 132kv | Mangotsfield | Western Power Distribution (South West) | Other | 3.285 | - | - | - | - | No | Connected | 3.285 | 3.285 | 3.285 | 0.04275 | 0.045 | 01/08/2010 | - | - | - | - | - | - | - | No | To be confirmed | -
WPD_CONN_00121 | REDACTED INFORMATION | To be confirmed | To be confirmed | To be confirmed | Western Power Distribution (South Wales) | Other | 6.68 | - | - | - | - | No | Connected | 6.68 | 6.346 | 6.68 | 7.1573 | 7.534 | 23/01/2017 | - | - | - | - | - | - | - | No | To be confirmed | -
WPD_CONN_00122 | REDACTED INFORMATION | Abham S.G.P. | Plympton Bsp | Ivybridge | Western Power Distribution (South West) | Other | 1.7 | - | - | - | - | No | Connected | 1.7 | 1.7 | 1.7 | 0.285 | 0.3 | 01/08/2011 | - | - | - | - | - | - | - | No | To be confirmed | -
WPD_CONN_00123 | REDACTED INFORMATION | Indian Queens S.G.P. | Rame Bsp | 33kV connection | Western Power Distribution (South West) | Wind onshore | 12 | - | - | - | - | No | Connected | 12 | 12 | 12 | 0.1425 | 0.15 | 10/08/2010 | - | - | - | - | - | - | - | No | To be confirmed | -
WPD_CONN_00129 | REDACTED INFORMATION | Indian Queens S.G.P. | St Tudy Bsp | 33kV connection | Western Power Distribution (South West) | Wind onshore | 9.2 | - | - | - | - | No | Connected | 9.2 | 9.2 | 9.2 | 0.095 | 0.1 | 05/10/2010 | - | - | - | - | - | - | - | No | To be confirmed | -
WPD_CONN_00131 | REDACTED INFORMATION | Alverdiscott S.G.P. | Pyworthy Bsp | Morwenstow | Western Power Distribution (South West) | Wind onshore | 2.7 | - | - | - | - | No | Connected | 2.7 | 2.7 | 2.7 | 0.19 | 0.2 | 01/11/2010 | - | - | - | - | - | - | - | No | To be confirmed | -
WPD_CONN_00132 | REDACTED INFORMATION | Iron Acton S.G.P. | Feeder Road 33kv | Bower Ashton | Western Power Distribution (South West) | To be confirmed | 0 | - | - | - | - | No | Connected | 0 | 0 | 0 | 1.615 | 1.7 | To be Confirmed | - | - | - | - | - | - | - | No | To be confirmed | -
WPD_CONN_00133 | REDACTED INFORMATION | Axminster S.G.P. | Woodcote Bsp | Waterlake Primary | Western Power Distribution (South West) | Solar | 2.844 | - | - | - | - | No | Connected | 2.844 | 2.844 | 2.844 | 0.057 | 0.06 | 19/07/2012 | - | - | - | - | - | - | - | No | To be confirmed | -
WPD_CONN_00138 | REDACTED INFORMATION | Upper Boat | Upper Boat Bsp | 33kV connection | Western Power Distribution (South Wales) | Wind onshore | 6.4 | - | - | - | - | No | Connected | 6.4 | 6.4 | 6.4 | 0.19 | 0.2 | 01/04/2011 | - | - | - | - | - | - | - | No | To be confirmed | -
WPD_CONN_00140 | REDACTED INFORMATION | Uskmouth | Magor Grid | Magor Primary | Western Power Distribution (South Wales) | Wind onshore | 0.8 | - | - | - | - | No | Connected | 0.8 | 0.8 | 0.8 | 0.95 | 1 | 01/03/2011 | - | - | - | - | - | - | - | No | To be confirmed | -
WPD_CONN_00142 | REDACTED INFORMATION | Iron Acton S.G.P. | Lockleaze Bsp 132kv | Emersons Green | Western Power Distribution (South West) | To be confirmed | 0 | - | - | - | - | No | Connected | 0 | 0 | 0 | 4.75 | 5 | To be Confirmed | - | - | - | - | - | - | - | No | To be confirmed | -
WPD_CONN_00144 | REDACTED INFORMATION | Indian Queens S.G.P. | Truro Bsp | Twelveheads. | Western Power Distribution (South West) | Solar | 1.32 | - | - | - | - | No | Connected | 1.32 | 1.32 | 1.32 | 0.0475 | 0.05 | 31/07/2011 | - | - | - | - | - | - | - | No | To be confirmed | -
WPD_CONN_00146 | REDACTED INFORMATION | Alverdiscott S.G.P. | 132kV connection | 132kV connection | Western Power Distribution (South West) | Wind onshore | 66 | - | - | - | - | No | Connected | 66 | 66 | 66 | 0.76 | 0.8 | 20/05/2011 | - | - | - | - | - | - | - | No | To be confirmed | -
WPD_CONN_00147 | REDACTED INFORMATION | Swansea North Grid | 132kV connection | 132kV connection | Western Power Distribution (South Wales) | Wind onshore | 36 | - | - | - | - | No | Connected | 36 | 34.2 | 36 | 0.475 | 0.5 | 03/08/2015 | - | - | - | - | - | - | - | No | To be confirmed | -
WPD_CONN_00151 | REDACTED INFORMATION | Abham S.G.P. | Plympton Bsp | Langage | Western Power Distribution (South West) | Solar | 4.9 | - | - | - | - | No | Connected | 4.9 | 4.655 | 4.9 | 0.02375 | 0.025 | 01/08/2011 | - | - | - | - | - | - | - | No | To be confirmed | -
WPD_CONN_00153 | REDACTED INFORMATION | Indian Queens S.G.P. | St Tudy Bsp | Wadebridge | Western Power Distribution (South West) | Solar | 2.006 | - | - | - | - | No | Connected | 2.006 | 2.006 | 2.006 | 0.0475 | 0.05 | 31/07/2011 | - | - | - | - | - | - | - | No | To be confirmed | -
WPD_CONN_00157 | REDACTED INFORMATION | Indian Queens S.G.P. | Camborne Bsp | 33kV connection | Western Power Distribution (South West) | Solar | 4 | - | - | - | - | No | Connected | 4 | 4 | 4 | 0.0342 | 0.036 | 11/07/2011 | - | - | - | - | - | - | - | No | To be confirmed | -
WPD_CONN_00158 | REDACTED INFORMATION | Indian Queens S.G.P. | Fraddon Bsp | 33kV connection | Western Power Distribution (South West) | Solar | 4 | - | - | - | - | No | Connected | 4 | 4 | 4 | 0.0342 | 0.036 | 11/07/2011 | - | - | - | - | - | - | - | No | To be confirmed | -
WPD_CONN_00159 | REDACTED INFORMATION | Landulph S.G.P. | Landulph Bsp | 33kV connection | Western Power Distribution (South West) | Solar | 4.998 | - | - | - | - | No | Connected | 4.998 | 4.998 | 4.998 | 0.03325 | 0.035 | 11/07/2011 | - | - | - | - | - | - | - | No | To be confirmed | -
WPD_CONN_00160 | REDACTED INFORMATION | Alverdiscott S.G.P. | Pyworthy Bsp | 33kV connection | Western Power Distribution (South West) | Solar | 5 | - | - | - | - | No | Connected | 5 | 5 | 5 | 0.03325 | 0.035 | 11/07/2011 | - | - | - | - | - | - | - | No | To be confirmed | -
WPD_CONN_00161 | REDACTED INFORMATION | Indian Queens S.G.P. | Fraddon Bsp | 33kV connection | Western Power Distribution (South West) | Solar | 4 | - | - | - | - | No | Connected | 4 | 4 | 4 | 0.0475 | 0.05 | 11/07/2011 | - | - | - | - | - | - | - | No | To be confirmed | -
WPD_CONN_00165 | REDACTED INFORMATION | Taunton S.G.P. | Taunton Main Bsp | Lydeard St Lawrence Primary | Western Power Distribution (South West) | Solar | 1.7 | - | - | - | - | No | Connected | 1.7 | 1.7 | 1.7 | 0.04275 | 0.045 | 07/07/2011 | - | - | - | - | - | - | - | No | To be confirmed | -
WPD_CONN_00167 | REDACTED INFORMATION | Melksham S.G.P. | Bath (Dolemeads) 132 | Combe Park | Western Power Distribution (South West) | Other | 2.065 | - | - | - | - | No | Connected | 2.065 | 2.065 | 2.065 | 5.13 | 5.4 | 26/04/2019 | - | - | - | - | - | - | - | No | To be confirmed | -
WPD_CONN_00171 | REDACTED INFORMATION | Swansea North Grid | Rhos Grid | Bridell | Western Power Distribution (South Wales) | Solar | 2 | - | - | - | - | No | Connected | 2 | 1.9 | 2 | 0.0475 | 0.05 | 08/07/2011 | - | - | - | - | - | - | - | No | To be confirmed | -
WPD_CONN_00172 | REDACTED INFORMATION | Indian Queens S.G.P. | Fraddon Bsp | Fraddon | Western Power Distribution (South West) | Solar | 5.151 | - | - | - | - | No | Connected | 5.151 | 5.151 | 5.151 | 0.0475 | 0.05 | 27/07/2011 | - | - | - | - | - | - | - | No | To be confirmed | -
WPD_CONN_00174 | REDACTED INFORMATION | Indian Queens S.G.P. | Fraddon Bsp | Newquay Trevemper | Western Power Distribution (South West) | Solar | 1.626 | - | - | - | - | No | Connected | 1.626 | 1.626 | 1.626 | 0.01425 | 0.015 | 23/09/2011 | - | - | - | - | - | - | - | No | To be confirmed | -
WPD_CONN_00181 | REDACTED INFORMATION | Uskmouth | Panteg 66kv Sw. Site | Usk | Western Power Distribution (South Wales) | Solar | 3.9 | - | - | - | - | No | Connected | 3.9 | 3.705 | 3.9 | 0.019 | 0.02 | 30/07/2011 | - | - | - | - | - | - | - | No | To be confirmed | -
WPD_CONN_00190 | REDACTED INFORMATION | Abham S.G.P. | Plympton Bsp | Torycombe | Western Power Distribution (South West) | Other | 6.75 | - | - | - | - | No | Connected | 6.75 | 6.75 | 6.75 | 6.65 | 7 | 01/10/2011 | - | - | - | - | - | - | - | Yes | To be confirmed | WPD_SRVC_00001
WPD_CONN_00193 | REDACTED INFORMATION | Bridgwater S.G.P. | Bridgwater Grid Bsp | 33kV connection | Western Power Distribution (South West) | Solar | 4.29 | - | - | - | - | No | Connected | 4.29 | 4.29 | 4.29 | 0.00475 | 0.005 | 23/09/2011 | - | - | - | - | - | - | - | No | To be confirmed | -
WPD_CONN_00195 | REDACTED INFORMATION | Swansea North Grid | Lampeter Grid | Tregaron | Western Power Distribution (South Wales) | Other | 10.25 | - | - | - | - | No | Connected | 10.25 | 9.7375 | 10.25 | 0.095 | 0.1 | 17/10/2014 | - | - | - | - | - | - | - | No | To be confirmed | -
WPD_CONN_00197 | REDACTED INFORMATION | Melksham S.G.P. | Bath (Dolemeads) 132 | Combe Park | Western Power Distribution (South West) | To be confirmed | 0 | - | - | - | - | No | Connected | 0 | 0 | 0 | 5.13 | 5.4 | To be Confirmed | - | - | - | - | - | - | - | No | To be confirmed | -
WPD_CONN_00199 | REDACTED INFORMATION | Melksham S.G.P. | Bath (Dolemeads) 132 | Combe Park | Western Power Distribution (South West) | To be confirmed | 0 | - | - | - | - | No | Connected | 0 | 0 | 0 | 5.13 | 5.4 | To be Confirmed | - | - | - | - | - | - | - | No | To be confirmed | -
WPD_CONN_00200 | REDACTED INFORMATION | Axminster S.G.P. | Woodcote Bsp | 33kV connection | Western Power Distribution (South West) | Solar | 9 | - | - | - | - | No | Connected | 9 | 9 | 9 | 0.0133 | 0.014 | 12/10/2011 | - | - | - | - | - | - | - | No | To be confirmed | -
WPD_CONN_00201 | REDACTED INFORMATION | Bridgwater S.G.P. | Bridgwater Grid Bsp | Bath Road Primary | Western Power Distribution (South West) | Solar | 1.734 | - | - | - | - | No | Connected | 1.734 | 1.6473 | 1.734 | 0.0475 | 0.05 | 27/09/2011 | - | - | - | - | - | - | - | No | To be confirmed | -
WPD_CONN_00269 | REDACTED INFORMATION | GRENDON 132kV S STN | IRTHLINGBOROUGH 33kV S STN | THRAPSTON 33 11kV S STN | Western Power Distribution (East Midlands) | Solar | 5 | - | - | - | - | No | Connected | 5 | 5 | 5 | 0.0475 | 0.05 | 21/07/2011 | - | - | - | - | - | - | - | No | To be confirmed | -
WPD_CONN_00272 | REDACTED INFORMATION | GRENDON 132kV S STN | WELLINGBOROUGH 33kV S STN | CANNON STREET 33 11kV S STN | Western Power Distribution (East Midlands) | Other | 3.58 | - | - | - | - | No | Connected | 3.58 | 3.401 | 3.58 | 0.038 | 0.04 | 13/02/2000 | - | - | - | - | - | - | - | No | To be confirmed | -
WPD_CONN_00281 | REDACTED INFORMATION | Abham S.G.P. | Plympton Bsp | Torycombe | Western Power Distribution (South West) | Other renewable | 1.75 | - | - | - | - | No | Connected | 1.75 | 1.75 | 1.75 | 1.9 | 2 | 01/06/2012 | - | - | - | - | - | - | - | No | To be confirmed | -
WPD_CONN_00295 | REDACTED INFORMATION | CHESTERFIELD 132kV S STN | ANNESLEY 33kV S STN | 33kV connection | Western Power Distribution (East Midlands) | Waste | 12.6 | - | - | - | - | No | Connected | 12.6 | 11.97 | 12.6 | 0.475 | 0.5 | 01/12/2013 | - | - | - | - | - | - | - | No | To be confirmed | -
WPD_CONN_00318 | REDACTED INFORMATION | OCKER HILL C 132kV S STN | To be confirmed | Black Lake 132/11kVDUMMY | Western Power Distribution (West Midlands) | Other renewable | 0.12 | - | - | - | - | No | Connected | 0.12 | 0.114 | 0.12 | 0.95 | 1 | 31/12/2012 | - | - | - | - | - | - | - | No | To be confirmed | -
WPD_CONN_00322 | REDACTED INFORMATION | WALPOLE 132kV S STN | SPALDING CLAY LAKE 33kV S STN | 33kV connection | Western Power Distribution (East Midlands) | Wind onshore | 12 | - | - | - | - | No | Connected | 12 | 11.4 | 12 | 0.08075 | 0.085 | 04/04/2006 | - | - | - | - | - | - | - | No | To be confirmed | -
WPD_CONN_00323 | REDACTED INFORMATION | STAYTHORPE C 132kV S STN | CHECKERHOUSE 33kV S STN | 33kV connection | Western Power Distribution (East Midlands) | Waste | 3 | - | - | - | - | No | Connected | 3 | 2.85 | 3 | 0.19 | 0.2 | 09/12/2005 | - | - | - | - | - | - | - | No | To be confirmed | -
WPD_CONN_00324 | REDACTED INFORMATION | WALPOLE 132kV S STN | SPALDING CLAY LAKE 33kV S STN | 33kV connection | Western Power Distribution (East Midlands) | Wind onshore | 16 | - | - | - | - | No | Connected | 16 | 15.2 | 16 | 0.2375 | 0.25 | 01/05/2006 | - | - | - | - | - | - | - | No | To be confirmed | -
WPD_CONN_00325 | REDACTED INFORMATION | GRENDON 132kV S STN | IRTHLINGBOROUGH 33kV S STN | 33kV connection | Western Power Distribution (East Midlands) | Wind onshore | 20.5 | - | - | - | - | No | Connected | 20.5 | 19.475 | 20.5 | 0.095 | 0.1 | 01/02/2006 | - | - | - | - | - | - | - | No | To be confirmed | -
WPD_CONN_00327 | REDACTED INFORMATION | GRENDON 132kV S STN | KETTERING 33kV S STN | BURTON LATIMER 33 11kV S STN | Western Power Distribution (East Midlands) | Waste | 1.1 | - | - | - | - | No | Connected | 1.1 | 1.045 | 1.1 | 0.038 | 0.04 | 10/05/2007 | - | - | - | - | - | - | - | No | To be confirmed | -
WPD_CONN_00328 | REDACTED INFORMATION | CHESTERFIELD 132kV S STN | MANSFIELD 33kV S STN | ACREAGE LANE 33 11kV S STN | Western Power Distribution (East Midlands) | Waste | 2.7 | - | - | - | - | No | Connected | 2.7 | 2.565 | 2.7 | 0.2375 | 0.25 | 21/08/2006 | - | - | - | - | - | - | - | No | To be confirmed | -
WPD_CONN_00330 | REDACTED INFORMATION | EAST CLAYDON 132KV S STN | BLETCHLEY 33KV S STN | 33kV connection | Western Power Distribution (East Midlands) | Waste | 4.335 | - | - | - | - | No | Connected | 4.335 | 4.1182 | 4.335 | 0 | 0 | 23/04/2007 | - | - | - | - | - | - | - | No | To be confirmed | -
WPD_CONN_00332 | REDACTED INFORMATION | BICKER FEN 132kV S STN | SKEGNESS 33kV S STN | 33kV connection | Western Power Distribution (East Midlands) | Wind onshore | 2.8 | - | - | - | - | No | Connected | 2.8 | 2.66 | 2.8 | 0.019 | 0.02 | 01/02/2008 | - | - | - | - | - | - | - | No | To be confirmed | -
WPD_CONN_00334 | REDACTED INFORMATION | WALPOLE 132kV S STN | BOSTON 33kV S STN | 33kV connection | Western Power Distribution (East Midlands) | Wind onshore | 26 | - | - | - | - | No | Connected | 26 | 24.7 | 26 | 0.3325 | 0.35 | 08/07/2008 | - | - | - | - | - | - | - | No | To be confirmed | -
WPD_CONN_00335 | REDACTED INFORMATION | BICKER FEN 132kV S STN | 132kV connection | 132kV connection | Western Power Distribution (East Midlands) | Wind offshore | 97.2 | - | - | - | - | No | Connected | 97.2 | 92.34 | 97.2 | 1.9 | 2 | 05/01/2008 | - | - | - | - | - | - | - | No | To be confirmed | -
WPD_CONN_00336 | REDACTED INFORMATION | BICKER FEN 132kV S STN | 132kV connection | 132kV connection | Western Power Distribution (East Midlands) | Wind offshore | 97.2 | - | - | - | - | No | Connected | 97.2 | 92.34 | 97.2 | 1.9 | 2 | 01/01/2008 | - | - | - | - | - | - | - | No | To be confirmed | -
WPD_CONN_00337 | REDACTED INFORMATION | COVENTRY 132kV S STN | RUGBY 132kV S STN | RUGBY 11kV S STN | Western Power Distribution (East Midlands) | To be confirmed | 0 | - | - | - | - | No | Connected | 0 | 0 | 0 | 1.235 | 1.3 | To be Confirmed | - | - | - | - | - | - | - | No | To be confirmed | -
WPD_CONN_00338 | REDACTED INFORMATION | EAST CLAYDON 132KV S STN | BRADWELL ABBEY 33kV S STN | CHILDS WAY 33 11kV S STN | Western Power Distribution (East Midlands) | Other renewable | 6 | - | - | - | - | No | Connected | 6 | 5.7 | 6 | 3.61 | 3.8 | 24/11/2011 | - | - | - | - | - | - | - | No | To be confirmed | -
WPD_CONN_00339 | REDACTED INFORMATION | CHESTERFIELD 132kV S STN | CLIPSTONE 33kV S STN | BILSTHORPE 33 11kV S STN | Western Power Distribution (East Midlands) | Waste | 4.65 | - | - | - | - | No | Connected | 4.65 | 4.4175 | 4.65 | 0.2375 | 0.25 | 22/06/2009 | - | - | - | - | - | - | - | No | To be confirmed | -
WPD_CONN_00340 | REDACTED INFORMATION | CHESTERFIELD 132kV S STN | MANSFIELD 33kV S STN | SKEGBY LANE 33 11kV S STN | Western Power Distribution (East Midlands) | Waste | 3.1 | - | - | - | - | No | Connected | 3.1 | 2.945 | 3.1 | 0.2375 | 0.25 | 30/09/2010 | - | - | - | - | - | - | - | No | To be confirmed | -
WPD_CONN_00341 | REDACTED INFORMATION | DRAKELOW 132kV | GRESLEY 33kV S STN | MOIRA 33 11kV S STN | Western Power Distribution (East Midlands) | Waste | 5 | - | - | - | - | No | Connected | 5 | 4.75 | 5 | 0.19 | 0.2 | 25/02/2011 | - | - | - | - | - | - | - | No | To be confirmed | -
WPD_CONN_00342 | REDACTED INFORMATION | WILLINGTON 132kV S STN | WINSTER 33kV S STN | HOPTON 33 11kV S STN | Western Power Distribution (East Midlands) | Wind onshore | 8.7 | - | - | - | - | No | Connected | 8.7 | 8.7 | 8.7 | 0.19 | 0.2 | 04/02/2014 | - | - | - | - | - | - | - | No | To be confirmed | -
WPD_CONN_00343 | REDACTED INFORMATION | EAST CLAYDON 132KV S STN | BRADWELL ABBEY 33kV S STN | 33kV connection | Western Power Distribution (East Midlands) | Wind onshore | 14 | - | - | - | - | No | Connected | 14 | 13.3 | 14 | 0.2375 | 0.25 | 15/11/2010 | - | - | - | - | - | - | - | No | To be confirmed | -
WPD_CONN_00344 | REDACTED INFORMATION | GRENDON 132kV S STN | OAKHAM 33kV S STN | EMPINGHAM 33 11kV S STN | Western Power Distribution (East Midlands) | Other | 2 | - | - | - | - | No | Connected | 2 | 1.9 | 2 | 3.04 | 3.2 | 30/06/2010 | - | - | - | - | - | - | - | No | To be confirmed | -
WPD_CONN_00346 | REDACTED INFORMATION | WEST BURTON 132kV S STN | LINCOLN MAIN No 1 33kV S STN | METHERINGHAM 33 11kV S STN | Western Power Distribution (East Midlands) | Other renewable | 0.8 | - | - | - | - | No | Connected | 0.8 | 0.76 | 0.8 | 1.045 | 1.1 | 21/06/2010 | - | - | - | - | - | - | - | No | To be confirmed | -
WPD_CONN_00348 | REDACTED INFORMATION | CHESTERFIELD 132kV S STN | MANSFIELD 33kV S STN | 33kV connection | Western Power Distribution (East Midlands) | Wind onshore | 9.5 | - | - | - | - | No | Connected | 9.5 | 9.025 | 9.5 | 0.0475 | 0.05 | 30/03/2010 | - | - | - | - | - | - | - | No | To be confirmed | -
WPD_CONN_00350 | REDACTED INFORMATION | GRENDON 132kV S STN | KETTERING 33kV S STN | FIELD STREET 33 11kV S STN | Western Power Distribution (East Midlands) | Waste | 1.5 | - | - | - | - | No | Connected | 1.5 | 1.425 | 1.5 | 0.285 | 0.3 | 13/09/2010 | - | - | - | - | - | - | - | No | To be confirmed | -
WPD_CONN_00351 | REDACTED INFORMATION | ENDERBY 132kV S STN | WIGSTON 33KV S STN | WHETSTONE 33 11kV S STN | Western Power Distribution (East Midlands) | Other | 1 | - | - | - | - | No | Connected | 1 | 0.95 | 1 | 0.9025 | 0.95 | 20/11/2010 | - | - | - | - | - | - | - | No | To be confirmed | -
WPD_CONN_00354 | REDACTED INFORMATION | COVENTRY 132kV S STN | PAILTON 33KV S STN | 33kV connection | Western Power Distribution (East Midlands) | Wind onshore | 8.2 | - | - | - | - | No | Connected | 8.2 | 7.79 | 8.2 | 0.2375 | 0.25 | 16/12/2011 | - | - | - | - | - | - | - | No | To be confirmed | -
WPD_CONN_00359 | REDACTED INFORMATION | WALPOLE 132kV S STN | SOUTH HOLLAND 33kV S STN | LONG SUTTON 33 11kV S STN | Western Power Distribution (East Midlands) | Solar | 1.3 | - | - | - | - | No | Connected | 1.3 | 1.235 | 1.3 | 0.095 | 0.1 | 01/06/2011 | - | - | - | - | - | - | - | No | To be confirmed | -
WPD_CONN_00360 | REDACTED INFORMATION | WALPOLE 132kV S STN | SOUTH HOLLAND 33kV S STN | LONG SUTTON 33 11kV S STN | Western Power Distribution (East Midlands) | Solar | 1.7 | - | - | - | - | No | Connected | 1.7 | 1.615 | 1.7 | 0.095 | 0.1 | 01/06/2011 | - | - | - | - | - | - | - | No | To be confirmed | -
WPD_CONN_00362 | REDACTED INFORMATION | BICKER FEN 132kV S STN | GRANTHAM NORTH 132KV S STN | GRANTHAM NORTH 11kV S STN | Western Power Distribution (East Midlands) | Solar | 4.7 | - | - | - | - | No | Connected | 4.7 | 4.465 | 4.7 | 0.02375 | 0.025 | 03/10/2011 | - | - | - | - | - | - | - | No | To be confirmed | -
WPD_CONN_00369 | REDACTED INFORMATION | STAYTHORPE C 132kV S STN | 132kV connection | 132kV connection | Western Power Distribution (East Midlands) | Other | 25 | - | - | - | - | No | Connected | 25 | 23.75 | 25 | 7.6 | 8 | 27/07/2000 | - | - | - | - | - | - | - | No | To be confirmed | -
WPD_CONN_00372 | REDACTED INFORMATION | IRONBRIDGE 132kV S STN | IRONBRIDGE 132 33kV S STN | MADELEY 33 11kV S STN | Western Power Distribution (West Midlands) | Waste | 3 | - | - | - | - | No | Connected | 3 | 2.85 | 3 | 0 | 0 | 23/09/2005 | - | - | - | - | - | - | - | No | To be confirmed | -
WPD_CONN_00374 | REDACTED INFORMATION | IRONBRIDGE 132kV S STN | KETLEY 132kV S STN | SNEDSHILL 33 11kV S STN | Western Power Distribution (West Midlands) | Waste | 1.45 | - | - | - | - | No | Connected | 1.45 | 1.3775 | 1.45 | 0.057 | 0.06 | 18/02/2011 | - | - | - | - | - | - | - | No | To be confirmed | -
WPD_CONN_00376 | REDACTED INFORMATION | Cellarhead 132kV | BOOTHEN 132kV S STN | 33kV connection | Western Power Distribution (West Midlands) | Waste | 16 | - | - | - | - | No | Connected | 16 | 15.2 | 16 | 0 | 0 | 27/12/2001 | - | - | - | - | - | - | - | No | To be confirmed | -
WPD_CONN_00377 | REDACTED INFORMATION | Cellarhead 132kV | BOOTHEN 132kV S STN | 33kV connection | Western Power Distribution (West Midlands) | Other | 65 | - | - | - | - | No | Connected | 65 | 61.75 | 65 | 10.45 | 11 | 12/06/2003 | - | - | - | - | - | - | - | No | To be confirmed | -
WPD_CONN_00378 | REDACTED INFORMATION | Cellarhead 132kV | NEWCASTLE 132kV S STN | Newcastle 132/11kVDUMMY | Western Power Distribution (West Midlands) | Other | 9.36 | - | - | - | - | No | Connected | 9.36 | 8.892 | 9.36 | 0.095 | 0.1 | 31/10/2006 | - | - | - | - | - | - | - | No | To be confirmed | -
WPD_CONN_00382 | REDACTED INFORMATION | Cellarhead 132kV | WHITFIELD 132 33kV S STN | KNYPERSLEY 33 11kV S STN | Western Power Distribution (West Midlands) | Other | 8 | - | - | - | - | No | Connected | 8 | 7.6 | 8 | 0 | 0 | 26/06/2007 | - | - | - | - | - | - | - | No | To be confirmed | -
WPD_CONN_00387 | REDACTED INFORMATION | STAYTHORPE C 132kV S STN | CHECKERHOUSE 33kV S STN | BEVERCOTES 33 11kV S STN | Western Power Distribution (East Midlands) | Waste | 5.35 | - | - | - | - | No | Connected | 5.35 | 5.0825 | 5.35 | 0.19 | 0.2 | 01/04/2005 | - | - | - | - | - | - | - | No | To be confirmed | -
WPD_CONN_00390 | REDACTED INFORMATION | BISHOPS WOOD 132kV S STN | STOURPORT 132 66 33kV S STN | KINVER 33 11kV S STN | Western Power Distribution (West Midlands) | Other | 1.4 | - | - | - | - | No | Connected | 1.4 | 1.33 | 1.4 | 2.9137 | 3.067 | 20/06/2007 | - | - | - | - | - | - | - | No | To be confirmed | -
WPD_CONN_00391 | REDACTED INFORMATION | BISHOPS WOOD 132kV S STN | STOURPORT 132 66 33kV S STN | QUATT 33 11kV S STN | Western Power Distribution (West Midlands) | Other | 8 | - | - | - | - | No | Connected | 8 | 7.6 | 8 | 0 | 0 | 28/02/2001 | - | - | - | - | - | - | - | No | To be confirmed | -
WPD_CONN_00392 | REDACTED INFORMATION | Cellarhead 132kV | WHITFIELD 132 33kV S STN | GOLDENHILL BANK 33 11kV S STN | Western Power Distribution (West Midlands) | Other | 1 | - | - | - | - | No | Connected | 1 | 0.95 | 1 | 19 | 20 | 22/04/2005 | - | - | - | - | - | - | - | No | To be confirmed | -
WPD_CONN_00393 | REDACTED INFORMATION | Bushbury D 132kV | STAFFORD 132 25kV S STN | Stafford 132/25/11kVDUMMY | Western Power Distribution (West Midlands) | Other | 36 | - | - | - | - | No | Connected | 36 | 34.2 | 36 | 34.2 | 36 | 21/06/2010 | - | - | - | - | - | - | - | No | To be confirmed | -
WPD_CONN_00394 | REDACTED INFORMATION | WILLENHALL 132 25kV S STN | Willenhall 132/25/11kVDUMMY | Willenhall 132/25/11kVDUMMY | Western Power Distribution (West Midlands) | Other | 11.5 | - | - | - | - | No | Connected | 11.5 | 10.925 | 11.5 | 10.925 | 11.5 | 14/06/2010 | - | - | - | - | - | - | - | No | To be confirmed | -
WPD_CONN_00395 | REDACTED INFORMATION | BUSTLEHOLM 132kV S STN | SMETHWICK 132 25kV S STN | Smethwick 132/11kVDUMMY | Western Power Distribution (West Midlands) | Other | 1 | - | - | - | - | No | Connected | 1 | 0.95 | 1 | 12.35 | 13 | 15/12/2011 | - | - | - | - | - | - | - | No | To be confirmed | -
WPD_CONN_00396 | REDACTED INFORMATION | To be confirmed | To be confirmed | To be confirmed | Western Power Distribution (West Midlands) | Other | 24 | - | - | - | - | No | Connected | 24 | 22.8 | 24 | 22.8 | 24 | 01/12/2011 | - | - | - | - | - | - | - | No | To be confirmed | -
WPD_CONN_00397 | REDACTED INFORMATION | BUSTLEHOLM 132kV S STN | 132kV connection | 132kV connection | Western Power Distribution (West Midlands) | Other | 1 | - | - | - | - | No | Connected | 1 | 0.95 | 1 | 12.35 | 13 | 11/01/2011 | - | - | - | - | - | - | - | No | To be confirmed | -
WPD_CONN_00398 | REDACTED INFORMATION | To be confirmed | To be confirmed | 33kV connection | Western Power Distribution (West Midlands) | Waste | 8.75 | - | - | - | - | No | Connected | 8.75 | 8.3125 | 8.75 | 0 | 0 | 10/02/2001 | - | - | - | - | - | - | - | No | To be confirmed | -
WPD_CONN_00401 | REDACTED INFORMATION | PENN 132kV S STN | DUDLEY 132kV S STN | Dudley 132/11kVDUMMY | Western Power Distribution (West Midlands) | Waste | 7.4 | - | - | - | - | No | Connected | 7.4 | 7.03 | 7.4 | 0 | 0 | 10/02/1998 | - | - | - | - | - | - | - | No | To be confirmed | -
WPD_CONN_00402 | REDACTED INFORMATION | OLDBURY 132kV | TIVIDALE 132kV S STN | Tividale 132/11kVDUMMY | Western Power Distribution (West Midlands) | Waste | 2.006 | - | - | - | - | No | Connected | 2.006 | 1.9057 | 2.006 | 0.1425 | 0.15 | 01/11/2004 | - | - | - | - | - | - | - | No | To be confirmed | -
WPD_CONN_00403 | REDACTED INFORMATION | KITWELL 132kV S STN | SELLY OAK 132 TRANSFORMER SITE 132kV S STN | Selly Oak 132/11kV | Western Power Distribution (West Midlands) | Other | 4 | - | - | - | - | No | Connected | 4 | 3.8 | 4 | 0 | 0 | 15/11/1995 | - | - | - | - | - | - | - | No | To be confirmed | -
WPD_CONN_00404 | REDACTED INFORMATION | BUSTLEHOLM 132kV S STN | LADYWOOD 132 11kV S STN | Ladywood 132/11kVDUMMY | Western Power Distribution (West Midlands) | Other | 3.2 | - | - | - | - | No | Connected | 3.2 | 3.04 | 3.2 | 8.987 | 9.46 | 11/10/2007 | - | - | - | - | - | - | - | No | To be confirmed | -
WPD_CONN_00405 | REDACTED INFORMATION | NECHELLS EAST 132kV S STN | SUMMER LANE 132kV S STN | Summer Lane 132/11kVDUMMY | Western Power Distribution (West Midlands) | Other | 2.5 | - | - | - | - | No | Connected | 2.5 | 2.375 | 2.5 | 2.375 | 2.5 | 19/07/2010 | - | - | - | - | - | - | - | No | To be confirmed | -
WPD_CONN_00406 | REDACTED INFORMATION | NECHELLS EAST 132kV S STN | SPARKBROOK 132kV S STN | 66kV connection | Western Power Distribution (West Midlands) | Other | 35 | - | - | - | - | No | Connected | 35 | 33.25 | 35 | 0 | 0 | 19/04/1996 | - | - | - | - | - | - | - | No | To be confirmed | -
WPD_CONN_00407 | REDACTED INFORMATION | BUSTLEHOLM 132kV S STN | WINSON GREEN 132 25 11kV S STN | Winson Green 132/11kVDUMMY | Western Power Distribution (West Midlands) | Other | 1 | - | - | - | - | No | Connected | 1 | 0.95 | 1 | 0 | 0 | 17/11/1995 | - | - | - | - | - | - | - | No | To be confirmed | -
WPD_CONN_00409 | REDACTED INFORMATION | EAST CLAYDON 132KV S STN | BANBURY 132kV S STN | Banbury 132/11kVDUMMY | Western Power Distribution (West Midlands) | Other | 3 | - | - | - | - | No | Connected | 3 | 2.85 | 3 | 0 | 0 | 17/11/1995 | - | - | - | - | - | - | - | No | To be confirmed | -
WPD_CONN_00410 | REDACTED INFORMATION | PORT HAM 132kV S STN | CHELTENHAM 66kV S STN | BISHOPS CLEEVE 66 11kV S STN | Western Power Distribution (West Midlands) | Waste | 2.7 | - | - | - | - | No | Connected | 2.7 | 2.565 | 2.7 | 0.19 | 0.2 | 17/02/2009 | - | - | - | - | - | - | - | No | To be confirmed | -
WPD_CONN_00411 | REDACTED INFORMATION | To be confirmed | To be confirmed | To be confirmed | Western Power Distribution (West Midlands) | Waste | 3.869 | - | - | - | - | No | Connected | 3.869 | 3.6755 | 3.869 | 0 | 0 | 04/02/2011 | - | - | - | - | - | - | - | No | To be confirmed | -
WPD_CONN_00414 | REDACTED INFORMATION | FECKENHAM 66 11kV S STN | Feckenham 66/11kVDUMMY | BROADWAY 66 11kV S STN | Western Power Distribution (West Midlands) | Other | 1.95 | - | - | - | - | No | Connected | 1.95 | 1.8525 | 1.95 | 0 | 0 | 25/07/2001 | - | - | - | - | - | - | - | No | To be confirmed | -
WPD_CONN_00417 | REDACTED INFORMATION | BISHOPS WOOD 132kV S STN | STOURPORT 132 66 33kV S STN | Stourport 132/66/33/11kV | Western Power Distribution (West Midlands) | To be confirmed | 0 | - | - | - | - | No | Connected | 0 | 0 | 0 | 0.7125 | 0.75 | To be Confirmed | - | - | - | - | - | - | - | No | To be confirmed | -
WPD_CONN_00427 | REDACTED INFORMATION | WALPOLE 132kV S STN | BOSTON 33kV S STN | MARSH LANE 33 11kV S STN | Western Power Distribution (East Midlands) | Waste | 1.35 | - | - | - | - | No | Connected | 1.35 | 1.2825 | 1.35 | 0.057 | 0.06 | 01/12/1998 | - | - | - | - | - | - | - | No | To be confirmed | -
WPD_CONN_00429 | REDACTED INFORMATION | WEST BURTON 132kV S STN | LINCOLN MAIN No 1 33kV S STN | NORTH HYKEHAM 33 11kV S STN | Western Power Distribution (East Midlands) | Waste | 2 | - | - | - | - | No | Connected | 2 | 1.9 | 2 | 0.038 | 0.04 | 01/09/2001 | - | - | - | - | - | - | - | No | To be confirmed | -
WPD_CONN_00430 | REDACTED INFORMATION | STAYTHORPE C 132kV S STN | CHECKERHOUSE 33kV S STN | HALLCROFT RD 33 11kV S STN | Western Power Distribution (East Midlands) | Waste | 1 | - | - | - | - | No | Connected | 1 | 0.95 | 1 | 0.038 | 0.04 | 12/01/2001 | - | - | - | - | - | - | - | No | To be confirmed | -
WPD_CONN_00433 | REDACTED INFORMATION | RUGELEY 132kV S STN | CANNOCK 132kV S STN | Cannock 132/11kV | Western Power Distribution (West Midlands) | Waste | 4.6 | - | - | - | - | No | Connected | 4.6 | 4.37 | 4.6 | 0.2375 | 0.25 | 01/12/2006 | - | - | - | - | - | - | - | Yes | To be confirmed | WPD_SRVC_00005
WPD_CONN_00434 | REDACTED INFORMATION | FECKENHAM 66 11kV S STN | Feckenham 66/11kVDUMMY | REDDITCH NORTH 66 11kV S STN | Western Power Distribution (West Midlands) | Waste | 27 | - | - | - | - | No | Connected | 27 | 25.65 | 27 | 0 | 0 | 11/07/2005 | - | - | - | - | - | - | - | No | To be confirmed | -
WPD_CONN_00435 | REDACTED INFORMATION | Cellarhead 132kV | BOOTHEN 132kV S STN | Boothen 132/33/11kVDUMMY | Western Power Distribution (West Midlands) | Waste | 4 | - | - | - | - | No | Connected | 4 | 3.8 | 4 | 0.19 | 0.2 | 02/02/2006 | - | - | - | - | - | - | - | No | To be confirmed | -
WPD_CONN_00436 | REDACTED INFORMATION | Cellarhead 132kV | BOOTHEN 132kV S STN | Boothen 132/33/11kVDUMMY | Western Power Distribution (West Midlands) | Waste | 2 | - | - | - | - | No | Connected | 2 | 1.9 | 2 | 0.19 | 0.2 | 19/02/2008 | - | - | - | - | - | - | - | No | To be confirmed | -
WPD_CONN_00440 | REDACTED INFORMATION | PENN 132kV S STN | HINKSFORD 132kV S STN | Hinksford 132/33/11kVDUMMY | Western Power Distribution (West Midlands) | Waste | 4.6 | - | - | - | - | No | Connected | 4.6 | 4.37 | 4.6 | 0.19 | 0.2 | 04/08/2006 | - | - | - | - | - | - | - | No | To be confirmed | -
WPD_CONN_00441 | REDACTED INFORMATION | Cellarhead 132kV | MEAFORD C 132kV S STN | ECCLESHALL PRIMARY 33 11kV S STN | Western Power Distribution (West Midlands) | Waste | 2.7 | - | - | - | - | No | Connected | 2.7 | 2.565 | 2.7 | 0.475 | 0.5 | 30/08/2007 | - | - | - | - | - | - | - | No | To be confirmed | -
WPD_CONN_00443 | REDACTED INFORMATION | PORT HAM 132kV S STN | CHELTENHAM 66kV S STN | BISHOPS CLEEVE 66 11kV S STN | Western Power Distribution (West Midlands) | To be confirmed | 0 | - | - | - | - | No | Connected | 0 | 0 | 0 | 0 | 0 | To be Confirmed | - | - | - | - | - | - | - | No | To be confirmed | -
WPD_CONN_00444 | REDACTED INFORMATION | Cellarhead 132kV | LONGTON 33kV S STN | Longton 132/33/11kV | Western Power Distribution (West Midlands) | Waste | 3.1 | - | - | - | - | No | Connected | 3.1 | 2.945 | 3.1 | 0.2375 | 0.25 | 19/02/2010 | - | - | - | - | - | - | - | No | To be confirmed | -
WPD_CONN_00452 | REDACTED INFORMATION | PORT HAM 132kV S STN | CASTLE MEADS 33kV S STN | COMMERCIAL RD 33 11kV S STN | Western Power Distribution (West Midlands) | Waste | 1.75 | - | - | - | - | No | Connected | 1.75 | 1.6625 | 1.75 | 0.057 | 0.06 | 25/06/2009 | - | - | - | - | - | - | - | No | To be confirmed | -
WPD_CONN_00453 | REDACTED INFORMATION | NECHELLS EAST 132kV S STN | SUMMER LANE 132kV S STN | Hockley 132/11kv | Western Power Distribution (West Midlands) | Wind onshore | 0.0017 | - | - | - | - | No | Connected | 0.0017 | 0.001615 | 0.0017 | 12.35 | 13 | 22/03/2013 | - | - | - | - | - | - | - | No | To be confirmed | -
WPD_CONN_00454 | REDACTED INFORMATION | Cellarhead 132kV | MEAFORD C 132kV S STN | GNOSALL 33 11kV S STN | Western Power Distribution (West Midlands) | Waste | 1.4 | - | - | - | - | No | Connected | 1.4 | 1.33 | 1.4 | 0.095 | 0.1 | 16/02/2011 | - | - | - | - | - | - | - | No | To be confirmed | -
WPD_CONN_00461 | REDACTED INFORMATION | Cellarhead 132kV | NEWCASTLE 132kV S STN | Newcastle 132/11kVDUMMY | Western Power Distribution (West Midlands) | Waste | 2 | - | - | - | - | No | Connected | 2 | 1.9 | 2 | 0.0475 | 0.05 | 01/06/2012 | - | - | - | - | - | - | - | No | To be confirmed | -
WPD_CONN_00462 | REDACTED INFORMATION | RUGELEY 132kV S STN | CANNOCK 132kV S STN | Cannock 132/11kV | Western Power Distribution (West Midlands) | Waste | 2 | - | - | - | - | No | Connected | 2 | 1.9 | 2 | 0.171 | 0.18 | 15/06/2011 | - | - | - | - | - | - | - | No | To be confirmed | -
WPD_CONN_00463 | REDACTED INFORMATION | RUGELEY 132kV S STN | CANNOCK 132kV S STN | Cannock 132/11kV | Western Power Distribution (West Midlands) | Waste | 4 | - | - | - | - | No | Connected | 4 | 3.8 | 4 | 1.71 | 1.8 | 15/06/2011 | - | - | - | - | - | - | - | No | To be confirmed | -
WPD_CONN_00469 | REDACTED INFORMATION | BISHOPS WOOD 132kV S STN | HEREFORD 66kV S STN | HEREFORD SOUTH 66 11kV S STN | Western Power Distribution (West Midlands) | Other | 1.56 | - | - | - | - | No | Connected | 1.56 | 1.482 | 1.56 | 0.665 | 0.7 | 26/10/2011 | - | - | - | - | - | - | - | No | To be confirmed | -
WPD_CONN_00474 | REDACTED INFORMATION | IRONBRIDGE 132kV S STN | IRONBRIDGE 132 33kV S STN | 33kV connection | Western Power Distribution (West Midlands) | Other | 2.36 | - | - | - | - | No | Connected | 2.36 | 2.242 | 2.36 | 0.095 | 0.1 | 15/11/2012 | - | - | - | - | - | - | - | No | To be confirmed | -
WPD_CONN_00482 | REDACTED INFORMATION | LEA MARSTON 132kV S STN | TAMWORTH TOWN 132kV S STN | TAMWORTH TOWN 11kV S STN | Western Power Distribution (East Midlands) | Other | 1 | - | - | - | - | No | Connected | 1 | 0.95 | 1 | 10.735 | 11.3 | 06/07/2011 | - | - | - | - | - | - | - | No | To be confirmed | -
WPD_CONN_00483 | REDACTED INFORMATION | COVENTRY 132kV S STN | DAVENTRY 33KV S STN | CRICK 33 11kV S STN | Western Power Distribution (East Midlands) | Other | 3.5 | - | - | - | - | No | Connected | 3.5 | 3.325 | 3.5 | 3.23 | 3.4 | 04/06/2010 | - | - | - | - | - | - | - | No | To be confirmed | -
WPD_CONN_00486 | REDACTED INFORMATION | COVENTRY 132kV S STN | WHITLEY 33kV S STN | WHITLEY 11kV S STN | Western Power Distribution (East Midlands) | Waste | 6 | - | - | - | - | No | Connected | 6 | 5.7 | 6 | 0.475 | 0.5 | 01/07/2000 | - | - | - | - | - | - | - | No | To be confirmed | -
WPD_CONN_00493 | REDACTED INFORMATION | GRENDON 132kV S STN | WELLINGBOROUGH 33kV S STN | LITTLE IRCHESTER 33 11kV S STN | Western Power Distribution (East Midlands) | Waste | 1.5 | - | - | - | - | No | Connected | 1.5 | 1.425 | 1.5 | 2.28 | 2.4 | 02/02/2007 | - | - | - | - | - | - | - | No | To be confirmed | -
WPD_CONN_00494 | REDACTED INFORMATION | GRENDON 132kV S STN | CORBY No2 33kV S STN | HAZELWOOD 33 11kV S STN | Western Power Distribution (East Midlands) | Other | 0.5 | - | - | - | - | No | Connected | 0.5 | 0.475 | 0.5 | 1.425 | 1.5 | 30/06/2010 | - | - | - | - | - | - | - | No | To be confirmed | -
WPD_CONN_00495 | REDACTED INFORMATION | STAYTHORPE C 132kV S STN | GRANTHAM SOUTH 132kV S STN | GRANTHAM SOUTH 11kV S STN | Western Power Distribution (East Midlands) | Other | 0.825 | - | - | - | - | No | Connected | 0.825 | 0.78375 | 0.825 | 1.33 | 1.4 | 05/02/2001 | - | - | - | - | - | - | - | No | To be confirmed | -
WPD_CONN_00497 | REDACTED INFORMATION | CHESTERFIELD 132kV S STN | ANNESLEY 33kV S STN | HUTHWAITE 33 11kV S STN | Western Power Distribution (East Midlands) | Waste | 3 | - | - | - | - | No | Connected | 3 | 2.85 | 3 | 0.0475 | 0.05 | 11/01/2002 | - | - | - | - | - | - | - | No | To be confirmed | -
WPD_CONN_00498 | REDACTED INFORMATION | WILLINGTON 132kV S STN | DERBY 132kV S STN | DERBY 11kV S STN | Western Power Distribution (East Midlands) | Wind onshore | 0.25 | - | - | - | - | No | Connected | 0.25 | 0.2375 | 0.25 | 1.71 | 1.8 | 01/11/2013 | - | - | - | - | - | - | - | No | To be confirmed | -
WPD_CONN_00499 | REDACTED INFORMATION | WEST BURTON 132kV S STN | LINCOLN LOCAL 132kV S STN | LINCOLN No 2 11kV S STN | Western Power Distribution (East Midlands) | Other | 2.5 | - | - | - | - | No | Connected | 2.5 | 2.375 | 2.5 | 1.615 | 1.7 | 10/01/2001 | - | - | - | - | - | - | - | No | To be confirmed | -
WPD_CONN_00500 | REDACTED INFORMATION | GRENDON 132kV S STN | CORBY No2 33kV S STN | 33kV connection | Western Power Distribution (East Midlands) | Other renewable | 11.5 | - | - | - | - | No | Connected | 11.5 | 10.925 | 11.5 | 9.5 | 10 | 10/01/2001 | - | - | - | - | - | - | - | No | To be confirmed | -
WPD_CONN_00502 | REDACTED INFORMATION | WALPOLE 132kV S STN | BOSTON 33kV S STN | KIRTON 33 11kV S STN | Western Power Distribution (East Midlands) | Waste | 1 | - | - | - | - | No | Connected | 1 | 0.95 | 1 | 0.76 | 0.8 | 01/10/2004 | - | - | - | - | - | - | - | No | To be confirmed | -
WPD_CONN_00503 | REDACTED INFORMATION | RATCLIFFE ON SOAR 132kV S STN | NOTTINGHAM 33kV S STN | BOOTS 33 11kV S STN | Western Power Distribution (East Midlands) | Other | 27.6 | - | - | - | - | No | Connected | 27.6 | 26.22 | 27.6 | 17.1 | 18 | 11/06/2001 | - | - | - | - | - | - | - | No | To be confirmed | -
WPD_CONN_00505 | REDACTED INFORMATION | RATCLIFFE ON SOAR 132kV S STN | NOTTINGHAM 33kV S STN | LENTON 33 11kV S STN | Western Power Distribution (East Midlands) | Other | 3.644 | - | - | - | - | No | Connected | 3.644 | 3.4618 | 3.644 | 6.175 | 6.5 | 24/05/2016 | - | - | - | - | - | - | - | No | To be confirmed | -
WPD_CONN_00506 | REDACTED INFORMATION | LEA MARSTON 132kV S STN | TAMWORTH 33kV S STN | TAMWORTH GRID 11kV S STN | Western Power Distribution (East Midlands) | Waste | 2.1 | - | - | - | - | No | Connected | 2.1 | 1.995 | 2.1 | 0.057 | 0.06 | 09/09/2000 | - | - | - | - | - | - | - | No | To be confirmed | -
WPD_CONN_00507 | REDACTED INFORMATION | WEST BURTON 132kV S STN | LINCOLN MAIN No 1 33kV S STN | FISKERTON 33 11kV S STN | Western Power Distribution (East Midlands) | Waste | 2.5 | - | - | - | - | No | Connected | 2.5 | 2.375 | 2.5 | 1.425 | 1.5 | 01/10/2003 | - | - | - | - | - | - | - | No | To be confirmed | -
WPD_CONN_00514 | REDACTED INFORMATION | Stoke Bardolph 132kv | NOTTINGHAM EAST 33kV S STN | ARNOLD 33 11kV S STN | Western Power Distribution (East Midlands) | Waste | 2.4 | - | - | - | - | No | Connected | 2.4 | 2.28 | 2.4 | 1.615 | 1.7 | 12/07/2004 | - | - | - | - | - | - | - | No | To be confirmed | -
WPD_CONN_00517 | REDACTED INFORMATION | COVENTRY 132kV S STN | DAVENTRY 33KV S STN | WELTON 33 11kV S STN | Western Power Distribution (East Midlands) | Waste | 2.1 | - | - | - | - | No | Connected | 2.1 | 1.995 | 2.1 | 0.0855 | 0.09 | 09/02/2011 | - | - | - | - | - | - | - | No | To be confirmed | -
WPD_CONN_00518 | REDACTED INFORMATION | BICKER FEN 132kV S STN | SKEGNESS 33kV S STN | INGOLDMELLS 33 11kV S STN | Western Power Distribution (East Midlands) | Waste | 1.7 | - | - | - | - | No | Connected | 1.7 | 1.615 | 1.7 | 0.95 | 1 | 01/10/2004 | - | - | - | - | - | - | - | No | To be confirmed | -
WPD_CONN_00521 | REDACTED INFORMATION | COVENTRY 132kV S STN | NUNEATON 33kV S STN | WHITTLEFORD 33 11kV S STN | Western Power Distribution (East Midlands) | Other renewable | 2.9 | - | - | - | - | No | Connected | 2.9 | 2.755 | 2.9 | 3.04 | 3.2 | 01/12/1998 | - | - | - | - | - | - | - | No | To be confirmed | -
WPD_CONN_00522 | REDACTED INFORMATION | CHESTERFIELD 132kV S STN | ALFRETON 33kV S STN | AMBERGATE 33 11kV S STN | Western Power Distribution (East Midlands) | To be confirmed | 0 | - | - | - | - | No | Connected | 0 | 0 | 0 | 1.71 | 1.8 | To be Confirmed | - | - | - | - | - | - | - | No | To be confirmed | -
WPD_CONN_00525 | REDACTED INFORMATION | WILLINGTON 132kV S STN | UTTOXETER 33kV S STN | MARCHINGTON 33 11kV S STN | Western Power Distribution (East Midlands) | Waste | 1 | - | - | - | - | No | Connected | 1 | 0.95 | 1 | 0.076 | 0.08 | 01/09/1999 | - | - | - | - | - | - | - | No | To be confirmed | -
WPD_CONN_00527 | REDACTED INFORMATION | ENDERBY 132kV S STN | COALVILLE 33KV S STN | DESFORD 33 11kV S STN | Western Power Distribution (East Midlands) | Waste | 2.5 | - | - | - | - | No | Connected | 2.5 | 2.375 | 2.5 | 0.095 | 0.1 | 07/12/2000 | - | - | - | - | - | - | - | No | To be confirmed | -
WPD_CONN_00529 | REDACTED INFORMATION | ENDERBY 132kV S STN | COALVILLE 33KV S STN | WORTHINGTON 33 11kV S STN | Western Power Distribution (East Midlands) | Waste | 1.1 | - | - | - | - | No | Connected | 1.1 | 1.045 | 1.1 | 0.038 | 0.04 | 01/06/2003 | - | - | - | - | - | - | - | No | To be confirmed | -
WPD_CONN_00530 | REDACTED INFORMATION | WEST BURTON 132kV S STN | LINCOLN LOCAL 132kV S STN | LINCOLN No 2 11kV S STN | Western Power Distribution (East Midlands) | Other renewable | 1.4 | - | - | - | - | No | Connected | 1.4 | 1.33 | 1.4 | 1.9 | 2 | 01/11/2003 | - | - | - | - | - | - | - | No | To be confirmed | -
WPD_CONN_00534 | REDACTED INFORMATION | COVENTRY 132kV S STN | DAVENTRY 33KV S STN | WEST HADDON 33 11kV S STN | Western Power Distribution (East Midlands) | Waste | 1.95 | - | - | - | - | No | Connected | 1.95 | 1.8525 | 1.95 | 0.038 | 0.04 | 25/07/1996 | - | - | - | - | - | - | - | No | To be confirmed | -
WPD_CONN_00536 | REDACTED INFORMATION | GRENDON 132kV S STN | NORTHAMPTON WEST 33kV S STN | CHAPEL BRAMPTON 33 11kV S STN | Western Power Distribution (East Midlands) | Waste | 1 | - | - | - | - | No | Connected | 1 | 0.95 | 1 | 0.38 | 0.4 | 01/10/2004 | - | - | - | - | - | - | - | No | To be confirmed | -
WPD_CONN_00538 | REDACTED INFORMATION | WEST BURTON 132kV S STN | LINCOLN LOCAL 132kV S STN | LINCOLN No 2 11kV S STN | Western Power Distribution (East Midlands) | Other | 3.01 | - | - | - | - | No | Connected | 3.01 | 2.8595 | 3.01 | 1.425 | 1.5 | 01/10/1997 | - | - | - | - | - | - | - | No | To be confirmed | -
WPD_CONN_00539 | REDACTED INFORMATION | CHESTERFIELD 132kV S STN | ANNESLEY 33kV S STN | CALVERTON 33 11kV S STN | Western Power Distribution (East Midlands) | Waste | 2 | - | - | - | - | No | Connected | 2 | 1.9 | 2 | 0 | 0 | 09/09/1992 | - | - | - | - | - | - | - | No | To be confirmed | -
WPD_CONN_00540 | REDACTED INFORMATION | BERKSWELL 132kV S STN | WARWICK 33kV S STN | PRINCETHORPE 33 11kV S STN | Western Power Distribution (East Midlands) | Other | 1 | - | - | - | - | No | Connected | 1 | 0.95 | 1 | 0 | 0 | 15/08/2005 | - | - | - | - | - | - | - | Yes | To be confirmed | WPD_SRVC_00008
WPD_CONN_00541 | REDACTED INFORMATION | CHESTERFIELD 132kV S STN | CHESTERFIELD 33kV S STN | GRASSMOOR 33 11kV S STN | Western Power Distribution (East Midlands) | Other | 0.32 | - | - | - | - | No | Connected | 0.32 | 0.304 | 0.32 | 4.18 | 4.4 | 20/07/2011 | - | - | - | - | - | - | - | No | To be confirmed | -
WPD_CONN_00542 | REDACTED INFORMATION | CHESTERFIELD 132kV S STN | CHESTERFIELD 33kV S STN | GRASSMOOR 33 11kV S STN | Western Power Distribution (East Midlands) | Waste | 1.3 | - | - | - | - | No | Connected | 1.3 | 1.235 | 1.3 | 0.095 | 0.1 | 30/09/2000 | - | - | - | - | - | - | - | No | To be confirmed | -
WPD_CONN_00543 | REDACTED INFORMATION | CHESTERFIELD 132kV S STN | GOITSIDE 33kV S STN | ROBIN HOOD 33 11kV S STN | Western Power Distribution (East Midlands) | Other | 6.1 | - | - | - | - | No | Connected | 6.1 | 5.795 | 6.1 | 0.4275 | 0.45 | 01/01/2010 | - | - | - | - | - | - | - | No | To be confirmed | -
WPD_CONN_00544 | REDACTED INFORMATION | COVENTRY 132kV S STN | RUGBY 33kV S STN | LAWFORD 33 11kV S STN | Western Power Distribution (East Midlands) | Waste | 1 | - | - | - | - | No | Connected | 1 | 0.95 | 1 | 0.057 | 0.06 | 22/01/2009 | - | - | - | - | - | - | - | Yes | To be confirmed | WPD_SRVC_00008
WPD_CONN_00545 | REDACTED INFORMATION | EAST CLAYDON 132KV S STN | STONY STRATFORD 33kV S STN | 33kV connection | Western Power Distribution (East Midlands) | Waste | 17.912 | - | - | - | - | No | Connected | 17.912 | 17.0164 | 17.912 | 0.95 | 1 | 17/01/2011 | - | - | - | - | - | - | - | No | To be confirmed | -
WPD_CONN_00546 | REDACTED INFORMATION | GRENDON 132kV S STN | CORBY No2 33kV S STN | 33kV connection | Western Power Distribution (East Midlands) | Waste | 4.4 | - | - | - | - | No | Connected | 4.4 | 4.18 | 4.4 | 0.114 | 0.12 | 01/05/2003 | - | - | - | - | - | - | - | No | To be confirmed | -
WPD_CONN_00548 | REDACTED INFORMATION | COVENTRY 132kV S STN | WHITLEY 33kV S STN | 33kV connection | Western Power Distribution (East Midlands) | Waste | 13 | - | - | - | - | No | Connected | 13 | 12.35 | 13 | 2.565 | 2.7 | 01/04/2002 | - | - | - | - | - | - | - | No | To be confirmed | -
WPD_CONN_00549 | REDACTED INFORMATION | EAST CLAYDON 132KV S STN | STONY STRATFORD 33kV S STN | To be confirmed | Western Power Distribution (East Midlands) | Waste | 3 | - | - | - | - | No | Connected | 3 | 2.85 | 3 | 0.6175 | 0.65 | 01/09/2001 | - | - | - | - | - | - | - | No | To be confirmed | -
WPD_CONN_00553 | REDACTED INFORMATION | ENDERBY 132kV S STN | WIGSTON 33KV S STN | ALLIANCE AND LEICESTER 33 11kV S STN | Western Power Distribution (East Midlands) | Waste | 1.45 | - | - | - | - | No | Connected | 1.45 | 1.3775 | 1.45 | 0.0475 | 0.05 | 20/03/2006 | - | - | - | - | - | - | - | No | To be confirmed | -
WPD_CONN_00555 | REDACTED INFORMATION | CHESTERFIELD 132kV S STN | CHESTERFIELD 33kV S STN | Bolsover 11kV S Stn | Western Power Distribution (East Midlands) | Waste | 2.8 | - | - | - | - | No | Connected | 2.8 | 2.66 | 2.8 | 0.1995 | 0.21 | 25/07/2005 | - | - | - | - | - | - | - | No | To be confirmed | -
WPD_CONN_00556 | REDACTED INFORMATION | BICKER FEN 132kV S STN | SKEGNESS 33kV S STN | 33kV connection | Western Power Distribution (East Midlands) | Wind onshore | 9.6 | - | - | - | - | No | Connected | 9.6 | 9.12 | 9.6 | 0.095 | 0.1 | 04/10/2004 | - | - | - | - | - | - | - | No | To be confirmed | -
WPD_CONN_00558 | REDACTED INFORMATION | COVENTRY 132kV S STN | DAVENTRY 33KV S STN | CRICK 33 11kV S STN | Western Power Distribution (East Midlands) | Wind onshore | 1.85 | - | - | - | - | No | Connected | 1.85 | 1.7575 | 1.85 | 1.7575 | 1.85 | 17/02/2011 | - | - | - | - | - | - | - | No | To be confirmed | -
WPD_CONN_00592 | REDACTED INFORMATION | Bridgwater S.G.P. | Street Bsp | Millfield | Western Power Distribution (South West) | Solar | 5.015 | - | - | - | - | No | Connected | 5.015 | 5.015 | 5.015 | 0.0475 | 0.05 | 26/09/2011 | - | - | - | - | - | - | - | No | To be confirmed | -
WPD_CONN_00594 | REDACTED INFORMATION | Bridgwater S.G.P. | Street Bsp | Millfield | Western Power Distribution (South West) | Solar | 5.015 | - | - | - | - | No | Connected | 5.015 | 5.015 | 5.015 | 0.0475 | 0.05 | 26/09/2011 | - | - | - | - | - | - | - | No | To be confirmed | -
WPD_CONN_00640 | REDACTED INFORMATION | Stoke Bardolph 132kv | NOTTINGHAM EAST 33kV S STN | GEDLING 33 11kV S STN | Western Power Distribution (East Midlands) | Other | 3.1 | - | - | - | - | No | Connected | 3.1 | 2.945 | 3.1 | 0.0475 | 0.05 | 31/05/2012 | - | - | - | - | - | - | - | No | To be confirmed | -
WPD_CONN_00641 | REDACTED INFORMATION | COVENTRY 132kV S STN | PAILTON 33KV S STN | 33kV connection | Western Power Distribution (East Midlands) | Wind onshore | 22 | - | - | - | - | No | Connected | 22 | 22 | 22 | 0.456 | 0.48 | 01/08/2012 | - | - | - | - | - | - | - | No | To be confirmed | -
WPD_CONN_00664 | REDACTED INFORMATION | COVENTRY 132kV S STN | DAVENTRY 33KV S STN | 33kV connection | Western Power Distribution (East Midlands) | Wind onshore | 16.4 | - | - | - | - | No | Connected | 16.4 | 15.58 | 16.4 | 0.285 | 0.3 | 15/10/2012 | - | - | - | - | - | - | - | No | To be confirmed | -
WPD_CONN_00667 | REDACTED INFORMATION | WALPOLE 132kV S STN | STAMFORD 33kV S STN | STAMFORD 11kV S STN | Western Power Distribution (East Midlands) | Other | 0.1 | - | - | - | - | No | Connected | 0.1 | 0.095 | 0.1 | 2.09 | 2.2 | 30/03/2012 | - | - | - | - | - | - | - | No | To be confirmed | -
WPD_CONN_00669 | REDACTED INFORMATION | Upper Boat | Upper Boat Bsp | 33kV connection | Western Power Distribution (South Wales) | Wind onshore | 9.35 | - | - | - | - | No | Connected | 9.35 | 8.8825 | 9.35 | 0.1425 | 0.15 | 05/04/2012 | - | - | - | - | - | - | - | No | To be confirmed | -
WPD_CONN_00672 | REDACTED INFORMATION | BISHOPS WOOD 132kV S STN | HEREFORD 66kV S STN | HEREFORD SOUTH 66 11kV S STN | Western Power Distribution (West Midlands) | Biomass | 4.2 | - | - | - | - | No | Connected | 4.2 | 4.2 | 4.2 | 0.0475 | 0.05 | 20/10/2006 | - | - | - | - | - | - | - | No | To be confirmed | -
WPD_CONN_00710 | REDACTED INFORMATION | CHESTERFIELD 132kV S STN | CLIPSTONE 33kV S STN | 33kV connection | Western Power Distribution (East Midlands) | Wind onshore | 10.25 | - | - | - | - | No | Connected | 10.25 | 10.25 | 10.25 | 0.475 | 0.5 | 01/10/2012 | - | - | - | - | - | - | - | No | To be confirmed | -
WPD_CONN_00717 | REDACTED INFORMATION | Indian Queens S.G.P. | St Tudy Bsp | 33kV connection | Western Power Distribution (South West) | Solar | 5 | - | - | - | - | No | Connected | 5 | 5 | 5 | 0.0285 | 0.03 | 01/06/2012 | - | - | - | - | - | - | - | No | To be confirmed | -
WPD_CONN_00721 | REDACTED INFORMATION | BUSTLEHOLM 132kV S STN | RUSHALL 132kV S STN | Rushall 132/11kVDUMMY | Western Power Distribution (West Midlands) | Waste | 2.2 | - | - | - | - | No | Connected | 2.2 | 2.09 | 2.2 | 0.0475 | 0.05 | 14/09/2012 | - | - | - | - | - | - | - | No | To be confirmed | -
WPD_CONN_00737 | REDACTED INFORMATION | Iron Acton S.G.P. | Lockleaze Bsp 132kv | Cotham Primary | Western Power Distribution (South West) | Other renewable | 11.25 | - | - | - | - | No | Connected | 11.25 | 11.25 | 11.25 | 21.09 | 22.2 | 01/06/2012 | - | - | - | - | - | - | - | No | To be confirmed | -
WPD_CONN_00740 | REDACTED INFORMATION | Alverdiscott S.G.P. | Pyworthy Bsp | East Curry | Western Power Distribution (South West) | Solar | 4.9 | - | - | - | - | No | Connected | 4.9 | 4.9 | 4.9 | 0.0475 | 0.05 | 14/03/2012 | - | - | - | - | - | - | - | No | To be confirmed | -
WPD_CONN_00742 | REDACTED INFORMATION | WEST BURTON 132kV S STN | LINCOLN MAIN No 1 33kV S STN | DODDINGTON PARK 33 11kV S STN | Western Power Distribution (East Midlands) | Solar | 0.09216 | - | - | - | - | No | Connected | 0.09216 | 0.087552 | 0.09216 | 3.61 | 3.8 | 11/07/2012 | - | - | - | - | - | - | - | No | To be confirmed | -
WPD_CONN_00748 | REDACTED INFORMATION | NECHELLS EAST 132kV S STN | NECHELLS WEST 132 25kV S STN | Nechells West 132/25/11kVDUMMY | Western Power Distribution (West Midlands) | Other | 10.136 | - | - | - | - | No | Connected | 10.136 | 10.136 | 10.136 | 9.5 | 10 | 10/05/2012 | - | - | - | - | - | - | - | No | To be confirmed | -
WPD_CONN_00760 | REDACTED INFORMATION | Rassau G.S.P. | Rassau West 132/11kv S/S | Rassau West Primary | Western Power Distribution (South Wales) | Wind onshore | 0.5 | - | - | - | - | No | Connected | 0.5 | 0.475 | 0.5 | 1.045 | 1.1 | 22/02/2012 | - | - | - | - | - | - | - | No | To be confirmed | -
WPD_CONN_00763 | REDACTED INFORMATION | Abham S.G.P. | Plympton Bsp | Ivybridge | Western Power Distribution (South West) | Solar | 1.38 | - | - | - | - | No | Connected | 1.38 | 1.38 | 1.38 | 0.0475 | 0.05 | 27/06/2012 | - | - | - | - | - | - | - | No | To be confirmed | -
WPD_CONN_00766 | REDACTED INFORMATION | Cellarhead 132kV | WHITFIELD 132 33kV S STN | LEEK 33 11kV S STN | Western Power Distribution (West Midlands) | Other renewable | 0.6 | - | - | - | - | No | Connected | 0.6 | 0.57 | 0.6 | 1.235 | 1.3 | 25/05/2012 | - | - | - | - | - | - | - | No | To be confirmed | -
WPD_CONN_00779 | REDACTED INFORMATION | Swansea North Grid | Swansea North Bsp | 33kV connection | Western Power Distribution (South Wales) | Other | 20.8 | - | - | - | - | No | Connected | 20.8 | 19.76 | 20.8 | 0.095 | 0.1 | 26/06/2012 | - | - | - | - | - | - | - | No | To be confirmed | -
WPD_CONN_00782 | REDACTED INFORMATION | COVENTRY 132kV S STN | DAVENTRY 33KV S STN | CRICK 33 11kV S STN | Western Power Distribution (East Midlands) | Solar | 0.25 | - | - | - | - | No | Connected | 0.25 | 0.25 | 0.25 | 2.8975 | 3.05 | 01/07/2012 | - | - | - | - | - | - | - | No | To be confirmed | -
WPD_CONN_00793 | REDACTED INFORMATION | Alverdiscott S.G.P. | Pyworthy Bsp | Morwenstow | Western Power Distribution (South West) | Solar | 5 | - | - | - | - | No | Connected | 5 | 4.75 | 5 | 0.2375 | 0.25 | 12/06/2012 | - | - | - | - | - | - | - | No | To be confirmed | -
WPD_CONN_00800 | REDACTED INFORMATION | Exeter Main S.G.P. | Tiverton Bsp | Tiverton Moorhayes | Western Power Distribution (South West) | Solar | 1.5 | - | - | - | - | No | Connected | 1.5 | 1.425 | 1.5 | 0.0475 | 0.05 | 01/07/2012 | - | - | - | - | - | - | - | No | To be confirmed | -
WPD_CONN_00802 | REDACTED INFORMATION | COVENTRY 132kV S STN | DAVENTRY 33KV S STN | DAVENTRY 11kV S STN | Western Power Distribution (East Midlands) | Solar | 0.132 | - | - | - | - | No | Connected | 0.132 | 0.1254 | 0.132 | 0.95 | 1 | 01/07/2012 | - | - | - | - | - | - | - | No | To be confirmed | -
WPD_CONN_00804 | REDACTED INFORMATION | Exeter Main S.G.P. | Tiverton Bsp | Burlescombe | Western Power Distribution (South West) | Solar | 1.5 | - | - | - | - | No | Connected | 1.5 | 1.425 | 1.5 | 0.0475 | 0.05 | 01/07/2012 | - | - | - | - | - | - | - | No | To be confirmed | -
WPD_CONN_00805 | REDACTED INFORMATION | Exeter Main S.G.P. | Tiverton Bsp | Hemyock | Western Power Distribution (South West) | Solar | 1.5 | - | - | - | - | No | Connected | 1.5 | 1.425 | 1.5 | 0.0475 | 0.05 | 01/07/2012 | - | - | - | - | - | - | - | No | To be confirmed | -
WPD_CONN_00833 | REDACTED INFORMATION | ENDERBY 132kV S STN | LEICESTER NORTH 33kV S STN | LERO 33 6 6kV S STN | Western Power Distribution (East Midlands) | Other renewable | 1.6 | - | - | - | - | No | Connected | 1.6 | 1.52 | 1.6 | 0.095 | 0.1 | 01/12/2012 | - | - | - | - | - | - | - | No | To be confirmed | -
WPD_CONN_00834 | REDACTED INFORMATION | PORT HAM 132kV S STN | CASTLE MEADS 33kV S STN | TUFFLEY 33 11kV S STN | Western Power Distribution (West Midlands) | Other | 5 | - | - | - | - | No | Connected | 5 | 4.75 | 5 | 5.32 | 5.6 | 30/11/2012 | - | - | - | - | - | - | - | No | To be confirmed | -
WPD_CONN_00854 | REDACTED INFORMATION | Alverdiscott S.G.P. | Pyworthy Bsp | Holsworthy | Western Power Distribution (South West) | Solar | 5 | - | - | - | - | No | Connected | 5 | 4.75 | 5 | 0.0475 | 0.05 | 28/06/2012 | - | - | - | - | - | - | - | No | To be confirmed | -
WPD_CONN_00864 | REDACTED INFORMATION | Cardiff East Grid | Rover Way Grid | Rover Way Primary | Western Power Distribution (South Wales) | Other | 10 | - | - | - | - | No | Connected | 10 | 9.5 | 10 | 0.0475 | 0.05 | 01/08/2012 | - | - | - | - | - | - | - | No | To be confirmed | -
WPD_CONN_00891 | REDACTED INFORMATION | Bridgwater S.G.P. | Churchill Bsp 132kv | Congresbury | Western Power Distribution (South West) | Solar | 1.1 | - | - | - | - | No | Connected | 1.1 | 1.1 | 1.1 | 0.04275 | 0.045 | 26/07/2012 | - | - | - | - | - | - | - | No | To be confirmed | -
WPD_CONN_00902 | REDACTED INFORMATION | Swansea North Grid | Trostre Grid | 33kV connection | Western Power Distribution (South Wales) | Solar | 5 | - | - | - | - | No | Connected | 5 | 4.75 | 5 | 0.095 | 0.1 | 31/07/2012 | - | - | - | - | - | - | - | No | To be confirmed | -
WPD_CONN_00914 | REDACTED INFORMATION | Swansea North Grid | 132kV connection | 132kV connection | Western Power Distribution (South Wales) | Wind onshore | 34.5 | - | - | - | - | No | Connected | 34.5 | 32.775 | 34.5 | 0.475 | 0.5 | 24/09/2012 | - | - | - | - | - | - | - | No | To be confirmed | -
WPD_CONN_00915 | REDACTED INFORMATION | BICKER FEN 132kV S STN | GRANTHAM 33kV S STN | EASTON 33 11kV S STN | Western Power Distribution (East Midlands) | Waste | 1.4 | - | - | - | - | No | Connected | 1.4 | 1.33 | 1.4 | 2.85 | 3 | 01/08/2012 | - | - | - | - | - | - | - | No | To be confirmed | -
WPD_CONN_00920 | REDACTED INFORMATION | LEA MARSTON 132kV S STN | ELMDON 132kV S STN | Elmdon 132/11kVDUMMY | Western Power Distribution (West Midlands) | Waste | 8.65 | - | - | - | - | No | Connected | 8.65 | 8.2175 | 8.65 | 0.665 | 0.7 | 08/04/1991 | - | - | - | - | - | - | - | No | To be confirmed | -
WPD_CONN_00932 | REDACTED INFORMATION | WALPOLE 132kV S STN | SOUTH HOLLAND 33kV S STN | 33kV connection | Western Power Distribution (East Midlands) | Wind onshore | 14 | - | - | - | - | No | Connected | 14 | 14 | 14 | 0.095 | 0.1 | 01/02/2013 | - | - | - | - | - | - | - | No | To be confirmed | -
WPD_CONN_00933 | REDACTED INFORMATION | WEST BURTON 132kV S STN | LINCOLN MAIN No 1 33kV S STN | DODDINGTON PARK 33 11kV S STN | Western Power Distribution (East Midlands) | Solar | 0.134 | - | - | - | - | No | Connected | 0.134 | 0.1273 | 0.134 | 1.14 | 1.2 | 01/09/2012 | - | - | - | - | - | - | - | No | To be confirmed | -
WPD_CONN_00937 | REDACTED INFORMATION | WEST BURTON 132kV S STN | LINCOLN MAIN No 1 33kV S STN | 33kV connection | Western Power Distribution (East Midlands) | Waste | 13.1 | - | - | - | - | No | Connected | 13.1 | 13.1 | 13.1 | 2.375 | 2.5 | 01/10/2012 | - | - | - | - | - | - | - | No | To be confirmed | -
WPD_CONN_00942 | REDACTED INFORMATION | WALPOLE 132kV S STN | 132kV connection | 132kV connection | Western Power Distribution (East Midlands) | Biomass | 45 | - | - | - | - | No | Connected | 45 | 45 | 45 | 2.85 | 3 | 01/05/2013 | - | - | - | - | - | - | - | No | To be confirmed | -
WPD_CONN_00951 | REDACTED INFORMATION | Landulph S.G.P. | Ernesettle Bsp | Southway | Western Power Distribution (South West) | Other renewable | 4 | - | - | - | - | No | Connected | 4 | 4 | 4 | 1.9 | 2 | 01/10/2012 | - | - | - | - | - | - | - | No | To be confirmed | -
WPD_CONN_00956 | REDACTED INFORMATION | Swansea North Grid | Briton Ferry Grid | 33kV connection | Western Power Distribution (South Wales) | Other | 21.216 | - | - | - | - | No | Connected | 21.216 | 21.216 | 21.216 | 0.095 | 0.1 | 30/09/2012 | - | - | - | - | - | - | - | No | To be confirmed | -
WPD_CONN_00960 | REDACTED INFORMATION | Uskmouth | Newport South | Ringland Newport | Western Power Distribution (South Wales) | Solar | 2.5 | - | - | - | - | No | Connected | 2.5 | 2.375 | 2.5 | 0.095 | 0.1 | 01/11/2012 | - | - | - | - | - | - | - | No | To be confirmed | -
WPD_CONN_00973 | REDACTED INFORMATION | WALPOLE 132kV S STN | SPALDING CLAY LAKE 33kV S STN | 33kV connection | Western Power Distribution (East Midlands) | Other | 15 | - | - | - | - | No | Connected | 15 | 15 | 15 | 0.19 | 0.2 | 01/01/2013 | - | - | - | - | - | - | - | No | To be confirmed | -
WPD_CONN_00974 | REDACTED INFORMATION | STAYTHORPE C 132kV S STN | HAWTON 33kV S STN | 33kV connection | Western Power Distribution (East Midlands) | Other | 20 | - | - | - | - | No | Connected | 20 | 20 | 20 | 0.19 | 0.2 | 01/01/2013 | - | - | - | - | - | - | - | No | To be confirmed | -
WPD_CONN_00982 | REDACTED INFORMATION | Swansea North Grid | Hirwaun Grid | 33kV connection | Western Power Distribution (South Wales) | Other | 21.216 | - | - | - | - | No | Connected | 21.216 | 21.216 | 21.216 | 0.095 | 0.1 | 01/10/2012 | - | - | - | - | - | - | - | No | To be confirmed | -
WPD_CONN_01000 | REDACTED INFORMATION | Indian Queens S.G.P. | Hayle Bsp | 33kV connection | Western Power Distribution (South West) | Marine | 0 | - | - | - | - | No | Connected | 0 | 0 | 0 | 0.475 | 0.5 | 01/12/2013 | - | - | - | - | - | - | - | No | To be confirmed | -
WPD_CONN_01016 | REDACTED INFORMATION | Abham S.G.P. | Plymouth Bsp | 33kV connection | Western Power Distribution (South West) | Other | 29 | - | - | - | - | No | Connected | 29 | 29 | 29 | 0.095 | 0.1 | 01/11/2012 | - | - | - | - | - | - | - | No | To be confirmed | -
WPD_CONN_01023 | REDACTED INFORMATION | BISHOPS WOOD 132kV S STN | STOURPORT 132 66 33kV S STN | KINVER 33 11kV S STN | Western Power Distribution (West Midlands) | Other | 1 | - | - | - | - | No | Connected | 1 | 0.95 | 1 | 0.665 | 0.7 | 20/08/2012 | - | - | - | - | - | - | - | No | To be confirmed | -
WPD_CONN_01024 | REDACTED INFORMATION | COVENTRY 132kV S STN | COVENTRY NORTH 33kV S STN | WALSGRAVE 33 11kV S STN | Western Power Distribution (East Midlands) | Other | 6 | - | - | - | - | No | Connected | 6 | 6 | 6 | 0.114 | 0.12 | 11/01/2012 | - | - | - | - | - | - | - | No | To be confirmed | -
WPD_CONN_01033 | REDACTED INFORMATION | WILLINGTON 132kV S STN | SPONDON B 33kV S STN | SPONDON 11kV S STN | Western Power Distribution (East Midlands) | Waste | 0.665 | - | - | - | - | No | Connected | 0.665 | 0.63175 | 0.665 | 5.13 | 5.4 | 01/05/2004 | - | - | - | - | - | - | - | No | To be confirmed | -
WPD_CONN_01042 | REDACTED INFORMATION | Grange | Grange Bsp | 66kV connection | Western Power Distribution (South Wales) | Wind onshore | 74.7 | - | - | - | - | No | Connected | 74.7 | 74.7 | 74.7 | 0.475 | 0.5 | 15/08/2016 | - | - | - | - | - | - | - | No | To be confirmed | -
WPD_CONN_01052 | REDACTED INFORMATION | Axminster S.G.P. | Woodcote Bsp | Chard | Western Power Distribution (South West) | Other renewable | 1 | - | - | - | - | No | Connected | 1 | 1 | 1 | 0.095 | 0.1 | 01/12/2012 | - | - | - | - | - | - | - | No | To be confirmed | -
WPD_CONN_01056 | REDACTED INFORMATION | Exeter Main S.G.P. | Tiverton Bsp | Tiverton Junction | Western Power Distribution (South West) | Solar | 1.8 | - | - | - | - | No | Connected | 1.8 | 1.71 | 1.8 | 0.019 | 0.02 | 05/12/2012 | - | - | - | - | - | - | - | No | To be confirmed | -
WPD_CONN_01059 | REDACTED INFORMATION | Seabank Sgp | Weston Bsp 132kv | Bournville | Western Power Distribution (South West) | Other | 5.85 | - | - | - | - | No | Connected | 5.85 | 5.5575 | 5.85 | 2.28 | 2.4 | 17/10/2012 | - | - | - | - | - | - | - | No | To be confirmed | -
WPD_CONN_01061 | REDACTED INFORMATION | RATCLIFFE ON SOAR 132kV S STN | WILLOUGHBY 33kV S STN | 33kV connection | Western Power Distribution (East Midlands) | Other | 20 | - | - | - | - | No | Connected | 20 | 20 | 20 | 0.095 | 0.1 | 01/01/2013 | - | - | - | - | - | - | - | No | To be confirmed | -
WPD_CONN_01062 | REDACTED INFORMATION | RUGELEY 132kV S STN | LICHFIELD 132kV S STN | Lichfield 132/11kVDUMMY | Western Power Distribution (West Midlands) | Other | 2.5 | - | - | - | - | No | Connected | 2.5 | 2.375 | 2.5 | 2.375 | 2.5 | 16/11/2012 | - | - | - | - | - | - | - | No | To be confirmed | -
WPD_CONN_01066 | REDACTED INFORMATION | Exeter Main S.G.P. | Sowton Bsp | Marsh Green | Western Power Distribution (South West) | Solar | 5 | - | - | - | - | No | Connected | 5 | 4.75 | 5 | 0.04275 | 0.045 | 01/03/2013 | - | - | - | - | - | - | - | No | To be confirmed | -
WPD_CONN_01070 | REDACTED INFORMATION | COVENTRY 132kV S STN | PAILTON 33KV S STN | SAPCOTE 33 11kV S STN | Western Power Distribution (East Midlands) | Biomass | 1.5 | - | - | - | - | No | Connected | 1.5 | 1.5 | 1.5 | 0.6175 | 0.65 | 18/12/2012 | - | - | - | - | - | - | - | No | To be confirmed | -
WPD_CONN_01076 | REDACTED INFORMATION | Swansea North Grid | Tir John Power Station | 33kV connection | Western Power Distribution (South Wales) | Other | 23.616 | - | - | - | - | No | Connected | 23.616 | 23.616 | 23.616 | 0.095 | 0.1 | 01/12/2014 | - | - | - | - | - | - | - | No | To be confirmed | -
WPD_CONN_01085 | REDACTED INFORMATION | GRENDON 132kV S STN | WELLINGBOROUGH 33kV S STN | 33kV connection | Western Power Distribution (East Midlands) | Other renewable | 25.6 | - | - | - | - | No | Connected | 25.6 | 25.6 | 25.6 | 1.9 | 2 | 17/06/2002 | - | - | - | - | - | - | - | No | To be confirmed | -
WPD_CONN_01091 | REDACTED INFORMATION | Bridgwater S.G.P. | Bridgwater Grid Bsp | Bath Road Primary | Western Power Distribution (South West) | Other | 2.242 | - | - | - | - | No | Connected | 2.242 | 2.1299 | 2.242 | 0.6365 | 0.67 | 01/06/2016 | - | - | - | - | - | - | - | No | To be confirmed | -
WPD_CONN_01093 | REDACTED INFORMATION | Iron Acton S.G.P. | Seabank Bsp | 33kV connection | Western Power Distribution (South West) | Wind onshore | 5 | - | - | - | - | No | Connected | 5 | 5 | 5 | 0.114 | 0.12 | 01/07/2013 | - | - | - | - | - | - | - | No | To be confirmed | -
WPD_CONN_01094 | REDACTED INFORMATION | GRENDON 132kV S STN | IRTHLINGBOROUGH 33kV S STN | 33kV connection | Western Power Distribution (East Midlands) | Wind onshore | 32.6 | - | - | - | - | Yes | Connected | 32.6 | 32.6 | 32.6 | 0.95 | 1 | 31/03/2013 | - | - | - | - | - | - | - | No | To be confirmed | -
WPD_CONN_01095 | REDACTED INFORMATION | Alverdiscott S.G.P. | Pyworthy Bsp | 33kV connection | Western Power Distribution (South West) | Solar | 3.3 | - | - | - | - | No | Connected | 3.3 | 3.3 | 3.3 | 0.02375 | 0.025 | 18/12/2012 | - | - | - | - | - | - | - | No | To be confirmed | -
WPD_CONN_01097 | REDACTED INFORMATION | Landulph S.G.P. | Ernesettle Bsp | Southway | Western Power Distribution (South West) | Other renewable | 4 | - | - | - | - | No | Connected | 4 | 4 | 4 | 6.365 | 6.7 | 01/01/2013 | - | - | - | - | - | - | - | No | To be confirmed | -
WPD_CONN_01103 | REDACTED INFORMATION | Exeter Main S.G.P. | Exeter City Bsp | Lapford | Western Power Distribution (South West) | Solar | 1.1 | - | - | - | - | No | Connected | 1.1 | 1.045 | 1.1 | 0.0475 | 0.05 | 01/03/2013 | - | - | - | - | - | - | - | No | To be confirmed | -
WPD_CONN_01111 | REDACTED INFORMATION | WILLINGTON 132kV S STN | HEANOR 33kV S STN | MOORGREEN 33 11kV S STN | Western Power Distribution (East Midlands) | Wind onshore | 2.6 | - | - | - | - | No | Connected | 2.6 | 2.6 | 2.6 | 0.057 | 0.06 | 01/05/2013 | - | - | - | - | - | - | - | No | To be confirmed | -
WPD_CONN_01114 | REDACTED INFORMATION | Taunton S.G.P. | Taunton Main Bsp | Trull | Western Power Distribution (South West) | To be confirmed | 0 | - | - | - | - | No | Connected | 0 | 0 | 0 | 2.09 | 2.2 | To be Confirmed | - | - | - | - | - | - | - | No | To be confirmed | -
WPD_CONN_01126 | REDACTED INFORMATION | Bushbury D 132kV | BUSHBURY C 132kV S STN | 33kV connection | Western Power Distribution (West Midlands) | Other | 34 | - | - | - | - | No | Connected | 34 | 32.3 | 34 | 5.985 | 6.3 | 01/10/2013 | - | - | - | - | - | - | - | No | To be confirmed | -
WPD_CONN_01142 | REDACTED INFORMATION | Indian Queens S.G.P. | Fraddon Bsp | 33kV connection | Western Power Distribution (South West) | Solar | 4.9 | - | - | - | - | No | Connected | 4.9 | 4.9 | 4.9 | 0.0475 | 0.05 | 09/01/2013 | - | - | - | - | - | - | - | No | To be confirmed | -
WPD_CONN_01151 | REDACTED INFORMATION | BERKSWELL 132kV S STN | COVENTRY WEST 33kV S STN | TORRINGTON AVENUE 33 11kV S STN | Western Power Distribution (East Midlands) | Solar | 0.222 | - | - | - | - | No | Connected | 0.222 | 0.222 | 0.222 | 1.71 | 1.8 | 28/02/2013 | - | - | - | - | - | - | - | No | To be confirmed | -
WPD_CONN_01158 | REDACTED INFORMATION | Exeter Main S.G.P. | Tiverton Bsp | Cullompton | Western Power Distribution (South West) | Solar | 1.2696 | - | - | - | - | No | Connected | 1.2696 | 1.2061 | 1.2696 | 0.0475 | 0.05 | 31/03/2013 | - | - | - | - | - | - | - | No | To be confirmed | -
WPD_CONN_01170 | REDACTED INFORMATION | Alverdiscott S.G.P. | Pyworthy Bsp | Shebbear | Western Power Distribution (South West) | Solar | 1 | - | - | - | - | No | Connected | 1 | 0.95 | 1 | 0.0475 | 0.05 | 02/02/2013 | - | - | - | - | - | - | - | No | To be confirmed | -
WPD_CONN_01173 | REDACTED INFORMATION | WALPOLE 132kV S STN | SPALDING CLAY LAKE 33kV S STN | SPALDING CLAY LAKE 11kV S STN | Western Power Distribution (East Midlands) | Other | 2 | - | - | - | - | No | Connected | 2 | 1.9 | 2 | 0.095 | 0.1 | 29/01/2013 | - | - | - | - | - | - | - | No | To be confirmed | -
WPD_CONN_01189 | REDACTED INFORMATION | Swansea North Grid | Trostre Grid | 33kV connection | Western Power Distribution (South Wales) | Solar | 5 | - | - | - | - | No | Connected | 5 | 5 | 5 | 0.095 | 0.1 | 13/02/2013 | - | - | - | - | - | - | - | No | To be confirmed | -
WPD_CONN_01192 | REDACTED INFORMATION | Seabank Sgp | Avonmouth Bsp | 33kV connection | Western Power Distribution (South West) | Waste | 15.6 | - | - | - | - | No | Connected | 15.6 | 15.6 | 15.6 | 3.325 | 3.5 | 01/03/2013 | - | - | - | - | - | - | - | No | To be confirmed | -
WPD_CONN_01194 | REDACTED INFORMATION | Upper Boat | Dowlais Grid | 33kV connection | Western Power Distribution (South Wales) | Other | 21.216 | - | - | - | - | No | Connected | 21.216 | 21.216 | 21.216 | 0.095 | 0.1 | 25/02/2013 | - | - | - | - | - | - | - | No | To be confirmed | -
WPD_CONN_01197 | REDACTED INFORMATION | Indian Queens S.G.P. | Fraddon Bsp | St Mawgan | Western Power Distribution (South West) | Solar | 2.64 | - | - | - | - | No | Connected | 2.64 | 2.64 | 2.64 | 0.01425 | 0.015 | 12/12/2012 | - | - | - | - | - | - | - | No | To be confirmed | -
WPD_CONN_01198 | REDACTED INFORMATION | Indian Queens S.G.P. | Fraddon Bsp | To be confirmed | Western Power Distribution (South West) | Solar | 1.32 | - | - | - | - | No | Connected | 1.32 | 1.32 | 1.32 | 2.375 | 2.5 | 09/01/2013 | - | - | - | - | - | - | - | No | To be confirmed | -
WPD_CONN_01203 | REDACTED INFORMATION | Pembroke Power Station | Golden Hill Grid | 33kV connection | Western Power Distribution (South Wales) | Solar | 4.5504 | - | - | - | - | No | Connected | 4.5504 | 4.3229 | 4.5504 | 0.019 | 0.02 | 27/02/2013 | - | - | - | - | - | - | - | No | To be confirmed | -
WPD_CONN_01207 | REDACTED INFORMATION | WALPOLE 132kV S STN | BOSTON 33kV S STN | STICKNEY 33 11kV S STN | Western Power Distribution (East Midlands) | Biomass | 0.8 | - | - | - | - | No | Connected | 0.8 | 0.76 | 0.8 | 0.57 | 0.6 | 09/03/2013 | - | - | - | - | - | - | - | No | To be confirmed | -
WPD_CONN_01221 | REDACTED INFORMATION | ENDERBY 132kV S STN | LEICESTER EAST 33kV S STN | HIGHFIELDS 33 11kV S STN | Western Power Distribution (East Midlands) | Other | 4.239 | - | - | - | - | No | Connected | 4.239 | 4.0271 | 4.239 | 4.275 | 4.5 | 01/12/2012 | - | - | - | - | - | - | - | No | To be confirmed | -
WPD_CONN_01231 | REDACTED INFORMATION | EAST CLAYDON 132KV S STN | STONY STRATFORD 33kV S STN | 33kV connection | Western Power Distribution (East Midlands) | Solar | 3 | - | - | - | - | No | Connected | 3 | 3 | 3 | 0.095 | 0.1 | 01/03/2013 | - | - | - | - | - | - | - | No | To be confirmed | -
WPD_CONN_01233 | REDACTED INFORMATION | Indian Queens S.G.P. | St Austell Bsp | 33kV connection | Western Power Distribution (South West) | Solar | 7.54 | - | - | - | - | No | Connected | 7.54 | 7.163 | 7.54 | 0.02375 | 0.025 | 04/03/2013 | - | - | - | - | - | - | - | No | To be confirmed | -
WPD_CONN_01235 | REDACTED INFORMATION | RATCLIFFE ON SOAR 132kV S STN | LOUGHBOROUGH 33kV S STN | 33kV connection | Western Power Distribution (East Midlands) | Solar | 30 | - | - | - | - | No | Connected | 30 | 28.5 | 30 | 0.057 | 0.06 | 20/03/2013 | - | - | - | - | - | - | - | No | To be confirmed | -
WPD_CONN_01237 | REDACTED INFORMATION | Swansea North Grid | Hirwaun Grid | 33kV connection | Western Power Distribution (South Wales) | Wind onshore | 24 | - | - | - | - | No | Connected | 24 | 24 | 24 | 0.285 | 0.3 | 15/03/2013 | - | - | - | - | - | - | - | No | To be confirmed | -
WPD_CONN_01238 | REDACTED INFORMATION | EAST CLAYDON 132KV S STN | BLETCHLEY 33KV S STN | FOX MILNE 33 11kV S STN | Western Power Distribution (East Midlands) | Other renewable | 2.75 | - | - | - | - | No | Connected | 2.75 | 2.6125 | 2.75 | 4.1325 | 4.35 | 04/03/2013 | - | - | - | - | - | - | - | No | To be confirmed | -
WPD_CONN_01240 | REDACTED INFORMATION | Alverdiscott S.G.P. | Barnstaple Bsp | 33kV connection | Western Power Distribution (South West) | Solar | 4.68 | - | - | - | - | No | Connected | 4.68 | 4.68 | 4.68 | 0.0475 | 0.05 | 20/03/2013 | - | - | - | - | - | - | - | No | To be confirmed | -
WPD_CONN_01242 | REDACTED INFORMATION | Landulph S.G.P. | Ernesettle Bsp | 33kV connection | Western Power Distribution (South West) | Solar | 7 | - | - | - | - | No | Connected | 7 | 7 | 7 | 0.0475 | 0.05 | 01/03/2013 | - | - | - | - | - | - | - | No | To be confirmed | -
WPD_CONN_01247 | REDACTED INFORMATION | Abham S.G.P. | Totnes Bsp | 33kV connection | Western Power Distribution (South West) | Solar | 4.512 | - | - | - | - | No | Connected | 4.512 | 4.512 | 4.512 | 0.0855 | 0.09 | 22/03/2013 | - | - | - | - | - | - | - | No | To be confirmed | -
WPD_CONN_01251 | REDACTED INFORMATION | Bridgwater S.G.P. | Bridgwater Grid Bsp | Creech St Michael | Western Power Distribution (South West) | Solar | 1.1316 | - | - | - | - | No | Connected | 1.1316 | 1.1316 | 1.1316 | 0.0475 | 0.05 | 21/03/2013 | - | - | - | - | - | - | - | No | To be confirmed | -
WPD_CONN_01253 | REDACTED INFORMATION | Axminster S.G.P. | Woodcote Bsp | 33kV connection | Western Power Distribution (South West) | Solar | 4.8 | - | - | - | - | No | Connected | 4.8 | 4.8 | 4.8 | 0.0475 | 0.05 | 12/03/2013 | - | - | - | - | - | - | - | No | To be confirmed | -
WPD_CONN_01255 | REDACTED INFORMATION | Alverdiscott S.G.P. | Pyworthy Bsp | Hatherleigh | Western Power Distribution (South West) | Solar | 1.25 | - | - | - | - | No | Connected | 1.25 | 1.1875 | 1.25 | 0.0475 | 0.05 | 20/03/2013 | - | - | - | - | - | - | - | No | To be confirmed | -
WPD_CONN_01259 | REDACTED INFORMATION | Alverdiscott S.G.P. | Barnstaple Bsp | Roundswell | Western Power Distribution (South West) | Solar | 2.6 | - | - | - | - | No | Connected | 2.6 | 2.47 | 2.6 | 0.0475 | 0.05 | 10/04/2013 | - | - | - | - | - | - | - | No | To be confirmed | -
WPD_CONN_01263 | REDACTED INFORMATION | Taunton S.G.P. | Taunton Main Bsp | 33kV connection | Western Power Distribution (South West) | Solar | 4.68 | - | - | - | - | No | Connected | 4.68 | 4.68 | 4.68 | 0.019 | 0.02 | 15/03/2013 | - | - | - | - | - | - | - | No | To be confirmed | -
WPD_CONN_01266 | REDACTED INFORMATION | Indian Queens S.G.P. | Fraddon Bsp | Fraddon | Western Power Distribution (South West) | Solar | 0.99 | - | - | - | - | No | Connected | 0.99 | 0.99 | 0.99 | 0.0095 | 0.01 | 01/04/2013 | - | - | - | - | - | - | - | No | To be confirmed | -
WPD_CONN_01270 | REDACTED INFORMATION | EAST CLAYDON 132KV S STN | BRACKLEY 132kV S STN | 33kV connection | Western Power Distribution (East Midlands) | Solar | 5 | - | - | - | - | No | Connected | 5 | 4.75 | 5 | 0.095 | 0.1 | 28/03/2013 | - | - | - | - | - | - | - | No | To be confirmed | -
WPD_CONN_01272 | REDACTED INFORMATION | BICKER FEN 132kV S STN | SKEGNESS 33kV S STN | 33kV connection | Western Power Distribution (East Midlands) | Solar | 10 | - | - | - | - | No | Connected | 10 | 10 | 10 | 0.038 | 0.04 | 28/03/2013 | - | - | - | - | - | - | - | No | To be confirmed | -
WPD_CONN_01273 | REDACTED INFORMATION | Alverdiscott S.G.P. | Barnstaple Bsp | 33kV connection | Western Power Distribution (South West) | Solar | 4.23 | - | - | - | - | No | Connected | 4.23 | 4.23 | 4.23 | 0.04275 | 0.045 | 19/03/2013 | - | - | - | - | - | - | - | No | To be confirmed | -
WPD_CONN_01275 | REDACTED INFORMATION | Bridgwater S.G.P. | Bridgwater Grid Bsp | 33kV connection | Western Power Distribution (South West) | Solar | 3.96 | - | - | - | - | No | Connected | 3.96 | 3.96 | 3.96 | 0.02375 | 0.025 | 13/03/2013 | - | - | - | - | - | - | - | No | To be confirmed | -
WPD_CONN_01277 | REDACTED INFORMATION | Landulph S.G.P. | St Germans Bsp | 33kV connection | Western Power Distribution (South West) | Solar | 4.4887 | - | - | - | - | No | Connected | 4.4887 | 4.2643 | 4.4887 | 0.0475 | 0.05 | 21/03/2013 | - | - | - | - | - | - | - | No | To be confirmed | -
WPD_CONN_01280 | REDACTED INFORMATION | Indian Queens S.G.P. | Fraddon Bsp | 33kV connection | Western Power Distribution (South West) | Solar | 3.465 | - | - | - | - | No | Connected | 3.465 | 3.465 | 3.465 | 0.0475 | 0.05 | 13/03/2013 | - | - | - | - | - | - | - | No | To be confirmed | -
WPD_CONN_01281 | REDACTED INFORMATION | Axminster S.G.P. | Woodcote Bsp | 33kV connection | Western Power Distribution (South West) | Solar | 3.25 | - | - | - | - | No | Connected | 3.25 | 3.25 | 3.25 | 0.02375 | 0.025 | 13/03/2013 | - | - | - | - | - | - | - | No | To be confirmed | -
WPD_CONN_01282 | REDACTED INFORMATION | Alverdiscott S.G.P. | Pyworthy Bsp | 33kV connection | Western Power Distribution (South West) | Solar | 4.5 | - | - | - | - | No | Connected | 4.5 | 4.5 | 4.5 | 0.0475 | 0.05 | 21/03/2013 | - | - | - | - | - | - | - | No | To be confirmed | -
WPD_CONN_01283 | REDACTED INFORMATION | Bridgwater S.G.P. | Bridgwater Grid Bsp | 33kV connection | Western Power Distribution (South West) | Solar | 5 | - | - | - | - | No | Connected | 5 | 5 | 5 | 0.02375 | 0.025 | 21/03/2013 | - | - | - | - | - | - | - | No | To be confirmed | -
WPD_CONN_01285 | REDACTED INFORMATION | Axminster S.G.P. | Woodcote Bsp | 33kV connection | Western Power Distribution (South West) | Solar | 2 | - | - | - | - | No | Connected | 2 | 2 | 2 | 0.095 | 0.1 | 13/03/2013 | - | - | - | - | - | - | - | No | To be confirmed | -
WPD_CONN_01286 | REDACTED INFORMATION | Alverdiscott S.G.P. | Pyworthy Bsp | 33kV connection | Western Power Distribution (South West) | Solar | 6.68 | - | - | - | - | No | Connected | 6.68 | 6.68 | 6.68 | 0.0095 | 0.01 | 27/03/2013 | - | - | - | - | - | - | - | No | To be confirmed | -
WPD_CONN_01287 | REDACTED INFORMATION | Exeter Main S.G.P. | Tiverton Bsp | 33kV connection | Western Power Distribution (South West) | Solar | 4.55 | - | - | - | - | No | Connected | 4.55 | 4.55 | 4.55 | 0.01425 | 0.015 | 13/03/2012 | - | - | - | - | - | - | - | No | To be confirmed | -
WPD_CONN_01288 | REDACTED INFORMATION | EAST CLAYDON 132KV S STN | BLETCHLEY 33KV S STN | VICTORIA ROAD 33 11kV S STN | Western Power Distribution (East Midlands) | Other | 1 | - | - | - | - | No | Connected | 1 | 0.95 | 1 | 0.95 | 1 | 17/08/2010 | - | - | - | - | - | - | - | No | To be confirmed | -
WPD_CONN_01289 | REDACTED INFORMATION | Alverdiscott S.G.P. | Pyworthy Bsp | 33kV connection | Western Power Distribution (South West) | Solar | 2.5 | - | - | - | - | No | Connected | 2.5 | 2.5 | 2.5 | 0.02375 | 0.025 | 25/03/2013 | - | - | - | - | - | - | - | No | To be confirmed | -
WPD_CONN_01290 | REDACTED INFORMATION | Landulph S.G.P. | St Germans Bsp | 33kV connection | Western Power Distribution (South West) | Solar | 3.7558 | - | - | - | - | No | Connected | 3.7558 | 3.7558 | 3.7558 | 0.0475 | 0.05 | 13/03/2013 | - | - | - | - | - | - | - | No | To be confirmed | -
WPD_CONN_01291 | REDACTED INFORMATION | Alverdiscott S.G.P. | Pyworthy Bsp | 33kV connection | Western Power Distribution (South West) | Solar | 3.35 | - | - | - | - | No | Connected | 3.35 | 3.35 | 3.35 | 0.02375 | 0.025 | 13/03/2013 | - | - | - | - | - | - | - | No | To be confirmed | -
WPD_CONN_01293 | REDACTED INFORMATION | BICKER FEN 132kV S STN | SKEGNESS 33kV S STN | SPILSBY 33 11kV S STN | Western Power Distribution (East Midlands) | Other renewable | 1.2 | - | - | - | - | No | Connected | 1.2 | 1.14 | 1.2 | 0.2375 | 0.25 | 30/09/2013 | - | - | - | - | - | - | - | No | To be confirmed | -
WPD_CONN_01296 | REDACTED INFORMATION | BICKER FEN 132kV S STN | SKEGNESS 33kV S STN | INGOLDMELLS 33 11kV S STN | Western Power Distribution (East Midlands) | Other renewable | 0.12 | - | - | - | - | No | Connected | 0.12 | 0.114 | 0.12 | 7.79 | 8.2 | 21/03/2013 | - | - | - | - | - | - | - | No | To be confirmed | -
WPD_CONN_01298 | REDACTED INFORMATION | Indian Queens S.G.P. | Rame Bsp | 33kV connection | Western Power Distribution (South West) | Solar | 4.38 | - | - | - | - | No | Connected | 4.38 | 4.38 | 4.38 | 0.0475 | 0.05 | 13/03/2013 | - | - | - | - | - | - | - | No | To be confirmed | -
WPD_CONN_01299 | REDACTED INFORMATION | Indian Queens S.G.P. | Truro Bsp | 33kV connection | Western Power Distribution (South West) | Solar | 4.4 | - | - | - | - | No | Connected | 4.4 | 4.4 | 4.4 | 0.02375 | 0.025 | 13/03/2013 | - | - | - | - | - | - | - | No | To be confirmed | -
WPD_CONN_01300 | REDACTED INFORMATION | Exeter Main S.G.P. | Exeter Main Bsp | 33kV connection | Western Power Distribution (South West) | Solar | 10.881 | - | - | - | - | No | Connected | 10.881 | 10.881 | 10.881 | 0.076 | 0.08 | 14/03/2013 | - | - | - | - | - | - | - | No | To be confirmed | -
WPD_CONN_01301 | REDACTED INFORMATION | Abham S.G.P. | Totnes Bsp | 33kV connection | Western Power Distribution (South West) | Solar | 5.25 | - | - | - | - | No | Connected | 5.25 | 5.25 | 5.25 | 0.0475 | 0.05 | 19/03/2013 | - | - | - | - | - | - | - | No | To be confirmed | -
WPD_CONN_01302 | REDACTED INFORMATION | Alverdiscott S.G.P. | East Yelland Bsp | 33kV connection | Western Power Distribution (South West) | Solar | 5.46 | - | - | - | - | No | Connected | 5.46 | 5.46 | 5.46 | 0.02375 | 0.025 | 13/03/2013 | - | - | - | - | - | - | - | No | To be confirmed | -
WPD_CONN_01303 | REDACTED INFORMATION | Alverdiscott S.G.P. | Pyworthy Bsp | 33kV connection | Western Power Distribution (South West) | Solar | 5.4 | - | - | - | - | No | Connected | 5.4 | 5.13 | 5.4 | 0.057 | 0.06 | 31/03/2013 | - | - | - | - | - | - | - | No | To be confirmed | -
WPD_CONN_01305 | REDACTED INFORMATION | Indian Queens S.G.P. | St Tudy Bsp | 33kV connection | Western Power Distribution (South West) | Solar | 3.27 | - | - | - | - | No | Connected | 3.27 | 3.27 | 3.27 | 0.0475 | 0.05 | 13/03/2013 | - | - | - | - | - | - | - | No | To be confirmed | -
WPD_CONN_01306 | REDACTED INFORMATION | Indian Queens S.G.P. | Truro Bsp | 33kV connection | Western Power Distribution (South West) | Wind onshore | 26.6 | - | - | - | - | No | Connected | 26.6 | 25.27 | 26.6 | 0.1045 | 0.11 | 26/03/2013 | - | - | - | - | - | - | - | No | To be confirmed | -
WPD_CONN_01307 | REDACTED INFORMATION | Indian Queens S.G.P. | St Tudy Bsp | 33kV connection | Western Power Distribution (South West) | Solar | 4.4 | - | - | - | - | No | Connected | 4.4 | 4.4 | 4.4 | 0.00855 | 0.009 | 13/03/2013 | - | - | - | - | - | - | - | No | To be confirmed | -
WPD_CONN_01309 | REDACTED INFORMATION | Cellarhead 132kV | MEAFORD C 132kV S STN | GNOSALL 33 11kV S STN | Western Power Distribution (West Midlands) | Solar | 0.24 | - | - | - | - | No | Connected | 0.24 | 0.228 | 0.24 | 0.95 | 1 | 11/03/2011 | - | - | - | - | - | - | - | No | To be confirmed | -
WPD_CONN_01310 | REDACTED INFORMATION | Landulph S.G.P. | St Germans Bsp | 33kV connection | Western Power Distribution (South West) | Solar | 3.948 | - | - | - | - | No | Connected | 3.948 | 3.948 | 3.948 | 0.057 | 0.06 | 28/03/2013 | - | - | - | - | - | - | - | No | To be confirmed | -
WPD_CONN_01312 | REDACTED INFORMATION | Alverdiscott S.G.P. | Pyworthy Bsp | 33kV connection | Western Power Distribution (South West) | Solar | 4.72 | - | - | - | - | No | Connected | 4.72 | 4.72 | 4.72 | 0.02375 | 0.025 | 28/03/2013 | - | - | - | - | - | - | - | No | To be confirmed | -
WPD_CONN_01313 | REDACTED INFORMATION | Indian Queens S.G.P. | Rame Bsp | 33kV connection | Western Power Distribution (South West) | Solar | 4.4 | - | - | - | - | No | Connected | 4.4 | 4.4 | 4.4 | 0.09975 | 0.105 | 13/02/2014 | - | - | - | - | - | - | - | No | To be confirmed | -
WPD_CONN_01314 | REDACTED INFORMATION | Pembroke Power Station | Golden Hill Grid | 33kV connection | Western Power Distribution (South Wales) | Solar | 11.475 | - | - | - | - | No | Connected | 11.475 | 11.475 | 11.475 | 0.1235 | 0.13 | 27/03/2013 | - | - | - | - | - | - | - | No | To be confirmed | -
WPD_CONN_01315 | REDACTED INFORMATION | Indian Queens S.G.P. | Truro Bsp | 33kV connection | Western Power Distribution (South West) | Solar | 5 | - | - | - | - | No | Connected | 5 | 5 | 5 | 0.019 | 0.02 | 13/03/2013 | - | - | - | - | - | - | - | No | To be confirmed | -
WPD_CONN_01316 | REDACTED INFORMATION | Alverdiscott S.G.P. | Barnstaple Bsp | 33kV connection | Western Power Distribution (South West) | Solar | 4.44 | - | - | - | - | No | Connected | 4.44 | 4.44 | 4.44 | 0.02375 | 0.025 | 13/03/2013 | - | - | - | - | - | - | - | No | To be confirmed | -
WPD_CONN_01317 | REDACTED INFORMATION | Indian Queens S.G.P. | Fraddon Bsp | 33kV connection | Western Power Distribution (South West) | Solar | 5.55 | - | - | - | - | No | Connected | 5.55 | 5.55 | 5.55 | 0.0475 | 0.05 | 13/03/2013 | - | - | - | - | - | - | - | No | To be confirmed | -
WPD_CONN_01320 | REDACTED INFORMATION | COVENTRY 132kV S STN | WHITLEY 33kV S STN | DILLOTFORD AVE 33 11kV S STN | Western Power Distribution (East Midlands) | Waste | 1 | - | - | - | - | No | Connected | 1 | 1 | 1 | 3.8 | 4 | 16/05/2003 | - | - | - | - | - | - | - | No | To be confirmed | -
WPD_CONN_01324 | REDACTED INFORMATION | Landulph S.G.P. | St Germans Bsp | 33kV connection | Western Power Distribution (South West) | Solar | 4.575 | - | - | - | - | No | Connected | 4.575 | 4.575 | 4.575 | 0.057 | 0.06 | 13/03/2013 | - | - | - | - | - | - | - | No | To be confirmed | -
WPD_CONN_01325 | REDACTED INFORMATION | Seabank Sgp | Avonmouth Bsp | Kingsweston | Western Power Distribution (South West) | Other | 1.6 | - | - | - | - | No | Connected | 1.6 | 1.6 | 1.6 | 1.1875 | 1.25 | 01/04/2013 | - | - | - | - | - | - | - | No | To be confirmed | -
WPD_CONN_01327 | REDACTED INFORMATION | FECKENHAM 66 11kV S STN | Feckenham 66/11kVDUMMY | 66kV connection | Western Power Distribution (West Midlands) | Other | 41.165 | - | - | - | - | No | Connected | 41.165 | 39.1067 | 41.165 | 1.444 | 1.52 | 16/09/2016 | - | - | - | - | - | - | - | No | To be confirmed | -
WPD_CONN_01335 | REDACTED INFORMATION | WILLENHALL 132 25kV S STN | WOLVERHAMPTON 132kV S STN | Wolverhampton 132/33/11kV DUMMY | Western Power Distribution (West Midlands) | Other | 0.78 | - | - | - | - | No | Connected | 0.78 | 0.741 | 0.78 | 1.5675 | 1.65 | 08/08/2013 | - | - | - | - | - | - | - | No | To be confirmed | -
WPD_CONN_01337 | REDACTED INFORMATION | Alverdiscott S.G.P. | East Yelland Bsp | Ilfracombe | Western Power Distribution (South West) | Other | 1.65 | - | - | - | - | No | Connected | 1.65 | 1.5675 | 1.65 | 0.6175 | 0.65 | 01/04/2016 | - | - | - | - | - | - | - | No | To be confirmed | -
WPD_CONN_01339 | REDACTED INFORMATION | Cellarhead 132kV | MEAFORD C 132kV S STN | Meaford C 132/33/11kVDUMMY | Western Power Distribution (West Midlands) | Waste | 3 | - | - | - | - | No | Connected | 3 | 2.85 | 3 | 8.265 | 8.7 | 01/09/2006 | - | - | - | - | - | - | - | No | To be confirmed | -
WPD_CONN_01344 | REDACTED INFORMATION | Exeter Main S.G.P. | Tiverton Bsp | Tiverton Moorhayes | Western Power Distribution (South West) | Solar | 1.1592 | - | - | - | - | No | Connected | 1.1592 | 1.1012 | 1.1592 | 0.04275 | 0.045 | 25/04/2013 | - | - | - | - | - | - | - | No | To be confirmed | -
WPD_CONN_01345 | REDACTED INFORMATION | RATCLIFFE ON SOAR 132kV S STN | WILLOUGHBY 33kV S STN | MOUNTSORREL 33 11kV S STN | Western Power Distribution (East Midlands) | Wind onshore | 2.5 | - | - | - | - | No | Connected | 2.5 | 2.375 | 2.5 | 0.03325 | 0.035 | 01/07/2013 | - | - | - | - | - | - | - | No | To be confirmed | -
WPD_CONN_01356 | REDACTED INFORMATION | WILLINGTON 132kV S STN | DERBY 33kV S STN | CHADDESDEN 33 11kV S STN | Western Power Distribution (East Midlands) | Wind onshore | 5 | - | - | - | - | No | Connected | 5 | 4.75 | 5 | 0.057 | 0.06 | 01/06/2013 | - | - | - | - | - | - | - | No | To be confirmed | -
WPD_CONN_01359 | REDACTED INFORMATION | BUSTLEHOLM 132kV S STN | LADYWOOD 132 11kV S STN | Ladywood 132/11kVDUMMY | Western Power Distribution (West Midlands) | Other | 1.2 | - | - | - | - | No | Connected | 1.2 | 1.14 | 1.2 | 1.805 | 1.9 | 21/01/2009 | - | - | - | - | - | - | - | No | To be confirmed | -
WPD_CONN_01370 | REDACTED INFORMATION | WALPOLE 132kV S STN | BOURNE 33kV S STN | TUNNEL BANK BOURNE 33 11kV S STN | Western Power Distribution (East Midlands) | Solar | 5 | - | - | - | - | No | Connected | 5 | 4.75 | 5 | 0.0475 | 0.05 | 26/04/2013 | - | - | - | - | - | - | - | No | To be confirmed | -
WPD_CONN_01421 | REDACTED INFORMATION | FECKENHAM 66 11kV S STN | Feckenham 66/11kVDUMMY | EPWELL 66 11kV S STN | Western Power Distribution (West Midlands) | Solar | 1 | - | - | - | - | No | Connected | 1 | 1 | 1 | 0.0285 | 0.03 | 01/01/2014 | - | - | - | - | - | - | - | No | To be confirmed | -
WPD_CONN_01423 | REDACTED INFORMATION | WALPOLE 132kV S STN | BOSTON 33kV S STN | STICKNEY 33 11kV S STN | Western Power Distribution (East Midlands) | Solar | 1.05 | - | - | - | - | No | Connected | 1.05 | 0.9975 | 1.05 | 1.425 | 1.5 | 30/08/2013 | - | - | - | - | - | - | - | No | To be confirmed | -
WPD_CONN_01435 | REDACTED INFORMATION | OCKER HILL C 132kV S STN | To be confirmed | Ocker Hill B 132/33/11kVDUMMY | Western Power Distribution (West Midlands) | Solar | 0.221 | - | - | - | - | No | Connected | 0.221 | 0.20995 | 0.221 | 1.14 | 1.2 | 30/06/2013 | - | - | - | - | - | - | - | No | To be confirmed | -
WPD_CONN_01447 | REDACTED INFORMATION | PENN 132kV S STN | Lye 132/11kV | Lye 11kV DUMMY | Western Power Distribution (West Midlands) | Other renewable | 0.2 | - | - | - | - | No | Connected | 0.2 | 0.19 | 0.2 | 1.14 | 1.2 | 01/08/2013 | - | - | - | - | - | - | - | No | To be confirmed | -
WPD_CONN_01452 | REDACTED INFORMATION | Exeter Main S.G.P. | Exeter City Bsp | Marsh Barton | Western Power Distribution (South West) | Waste | 4.715 | - | - | - | - | No | Connected | 4.715 | 4.4792 | 4.715 | 1.9 | 2 | 01/03/2014 | - | - | - | - | - | - | - | No | To be confirmed | -
WPD_CONN_01465 | REDACTED INFORMATION | BUSTLEHOLM 132kV S STN | Kingstanding 132/11kV | Kingstanding 132/11kVDummy | Western Power Distribution (West Midlands) | Solar | 0.403 | - | - | - | - | No | Connected | 0.403 | 0.38285 | 0.403 | 0.95 | 1 | 30/04/2013 | - | - | - | - | - | - | - | No | To be confirmed | -
WPD_CONN_01469 | REDACTED INFORMATION | Swansea North Grid | Ammanford Grid | 33kV connection | Western Power Distribution (South Wales) | Hydro water reservoir | 5.45 | - | - | - | - | No | Connected | 5.45 | 5.45 | 5.45 | 0.095 | 0.1 | 31/08/1996 | - | - | - | - | - | - | - | No | To be confirmed | -
WPD_CONN_01473 | REDACTED INFORMATION | GRENDON 132kV S STN | IRTHLINGBOROUGH 33kV S STN | 33kV connection | Western Power Distribution (East Midlands) | Wind onshore | 14.4 | - | - | - | - | No | Connected | 14.4 | 13.68 | 14.4 | 0.19 | 0.2 | 19/06/2014 | - | - | - | - | - | - | - | No | To be confirmed | -
WPD_CONN_01495 | REDACTED INFORMATION | COVENTRY 132kV S STN | DAVENTRY 33KV S STN | BRAUNSTON ROAD 33 11kV S STN | Western Power Distribution (East Midlands) | Other renewable | 1 | - | - | - | - | No | Connected | 1 | 0.95 | 1 | 3.515 | 3.7 | 28/02/1990 | - | - | - | - | - | - | - | No | To be confirmed | -
WPD_CONN_01496 | REDACTED INFORMATION | LEA MARSTON 132kV S STN | SUTTON COLDFIELD 132kV S STN | Sutton Coldfield 132/11kVDUMMY | Western Power Distribution (West Midlands) | Other | 2.245 | - | - | - | - | No | Connected | 2.245 | 2.1328 | 2.245 | 1.9 | 2 | 05/03/2014 | - | - | - | - | - | - | - | No | To be confirmed | -
WPD_CONN_01511 | REDACTED INFORMATION | DRAKELOW 132kV | BURTON 132kV S STN | Burton 11kV | Western Power Distribution (East Midlands) | Waste | 1.9 | - | - | - | - | No | Connected | 1.9 | 1.805 | 1.9 | 2.85 | 3 | 09/03/2011 | - | - | - | - | - | - | - | No | To be confirmed | -
WPD_CONN_01513 | REDACTED INFORMATION | Axminster S.G.P. | Woodcote Bsp | 33kV connection | Western Power Distribution (South West) | Solar | 5.28 | - | - | - | - | No | Connected | 5.28 | 5.28 | 5.28 | 0.095 | 0.1 | 17/07/2013 | - | - | - | - | - | - | - | No | To be confirmed | -
WPD_CONN_01534 | REDACTED INFORMATION | Alverdiscott S.G.P. | Pyworthy Bsp | Lifton | Western Power Distribution (South West) | Solar | 1.104 | - | - | - | - | No | Connected | 1.104 | 1.104 | 1.104 | 0.0475 | 0.05 | 01/08/2013 | - | - | - | - | - | - | - | No | To be confirmed | -
WPD_CONN_01548 | REDACTED INFORMATION | GRENDON 132kV S STN | NORTHAMPTON 33kV S STN | 33kV connection | Western Power Distribution (East Midlands) | Wind onshore | 7.65 | - | - | - | - | No | Connected | 7.65 | 7.65 | 7.65 | 0.19475 | 0.205 | 01/04/2014 | - | - | - | - | - | - | - | No | To be confirmed | -
WPD_CONN_01552 | REDACTED INFORMATION | Exeter Main S.G.P. | Sowton Bsp | To be confirmed | Western Power Distribution (South West) | Other | 1.1 | - | - | - | - | No | Connected | 1.1 | 1.045 | 1.1 | 0.7885 | 0.83 | 06/08/2013 | - | - | - | - | - | - | - | No | To be confirmed | -
WPD_CONN_01556 | REDACTED INFORMATION | EAST CLAYDON 132KV S STN | BRACKLEY 132kV S STN | WOODFORD HALSE 33 11kV S STN | Western Power Distribution (East Midlands) | To be confirmed | 0 | - | - | - | - | No | Connected | 0 | 0 | 0 | 0.57 | 0.6 | To be Confirmed | - | - | - | - | - | - | - | No | To be confirmed | -
WPD_CONN_01558 | REDACTED INFORMATION | OLDBURY 132kV | Oldbury B 33kV | 33kV connection | Western Power Distribution (West Midlands) | Waste | 35 | - | - | - | - | No | Connected | 35 | 35 | 35 | 9.5 | 10 | 31/08/2013 | - | - | - | - | - | - | - | No | To be confirmed | -
WPD_CONN_01566 | REDACTED INFORMATION | Seabank Sgp | Avonmouth Bsp | Kingsweston | Western Power Distribution (South West) | Wind onshore | 8.2 | - | - | - | - | No | Connected | 8.2 | 7.79 | 8.2 | 0.209 | 0.22 | 01/11/2013 | - | - | - | - | - | - | - | No | To be confirmed | -
WPD_CONN_01575 | REDACTED INFORMATION | Taunton S.G.P. | Taunton Main Bsp | 33kV connection | Western Power Distribution (South West) | Solar | 5.3268 | - | - | - | - | No | Connected | 5.3268 | 5.3268 | 5.3268 | 0.0475 | 0.05 | 27/08/2013 | - | - | - | - | - | - | - | No | To be confirmed | -
WPD_CONN_01596 | REDACTED INFORMATION | NECHELLS EAST 132kV S STN | CASTLE BROMWICH 132 11kV S STN | Castle Bromwich 132/11kVDUMMY | Western Power Distribution (West Midlands) | Waste | 11.889 | - | - | - | - | No | Connected | 11.889 | 11.2945 | 11.889 | 16.15 | 17 | 01/10/2013 | - | - | - | - | - | - | - | No | To be confirmed | -
WPD_CONN_01597 | REDACTED INFORMATION | CHESTERFIELD 132kV S STN | MANSFIELD 33kV S STN | ACREAGE LANE 33 11kV S STN | Western Power Distribution (East Midlands) | Other | 10.05 | - | - | - | - | No | Connected | 10.05 | 10.05 | 10.05 | 0.3325 | 0.35 | 17/06/2013 | - | - | - | - | - | - | - | No | To be confirmed | -
WPD_CONN_01598 | REDACTED INFORMATION | BISHOPS WOOD 132kV S STN | HEREFORD 66kV S STN | DYMOCK 66 11kV S STN | Western Power Distribution (West Midlands) | Other | 1.2 | - | - | - | - | No | Connected | 1.2 | 1.14 | 1.2 | 0.2375 | 0.25 | 12/09/2013 | - | - | - | - | - | - | - | No | To be confirmed | -
WPD_CONN_01605 | REDACTED INFORMATION | COVENTRY 132kV S STN | HINCKLEY 33kV S STN | MIDDLEFIELD 33 11kV S STN | Western Power Distribution (East Midlands) | Solar | 2.2 | - | - | - | - | No | Connected | 2.2 | 2.09 | 2.2 | 0.01425 | 0.015 | 01/04/2014 | - | - | - | - | - | - | - | No | To be confirmed | -
WPD_CONN_01608 | REDACTED INFORMATION | Taunton S.G.P. | Taunton Main Bsp | Wiveliscombe | Western Power Distribution (South West) | Solar | 2.544 | - | - | - | - | No | Connected | 2.544 | 2.4168 | 2.544 | 0.04275 | 0.045 | 13/09/2013 | - | - | - | - | - | - | - | No | To be confirmed | -
WPD_CONN_01624 | REDACTED INFORMATION | Bridgwater S.G.P. | Street Bsp | Wedmore | Western Power Distribution (South West) | Solar | 1 | - | - | - | - | No | Connected | 1 | 0.95 | 1 | 0.0171 | 0.018 | 23/09/2013 | - | - | - | - | - | - | - | No | To be confirmed | -
WPD_CONN_01631 | REDACTED INFORMATION | BERKSWELL 132kV S STN | WARWICK 33kV S STN | LOCKHEED 33 11kV S STN | Western Power Distribution (East Midlands) | Solar | 1.8 | - | - | - | - | No | Connected | 1.8 | 1.71 | 1.8 | 2.1717 | 2.286 | 27/12/2013 | - | - | - | - | - | - | - | No | To be confirmed | -
WPD_CONN_01655 | REDACTED INFORMATION | Alverdiscott S.G.P. | East Yelland Bsp | 33kV connection | Western Power Distribution (South West) | Solar | 3.61 | - | - | - | - | No | Connected | 3.61 | 3.61 | 3.61 | 0.0475 | 0.05 | 25/10/2013 | - | - | - | - | - | - | - | No | To be confirmed | -
WPD_CONN_01673 | REDACTED INFORMATION | STAYTHORPE C 132kV S STN | CHECKERHOUSE 33kV S STN | 33kV connection | Western Power Distribution (East Midlands) | Other renewable | 3 | - | - | - | - | No | Connected | 3 | 3 | 3 | 0.95 | 1 | 04/01/2014 | - | - | - | - | - | - | - | No | To be confirmed | -
WPD_CONN_01677 | REDACTED INFORMATION | Cellarhead 132kV | STAGEFIELDS 132kV S STN | Stagefields 132/33/11kV | Western Power Distribution (West Midlands) | Solar | 0.452 | - | - | - | - | No | Connected | 0.452 | 0.4294 | 0.452 | 1.045 | 1.1 | 01/01/2014 | - | - | - | - | - | - | - | No | To be confirmed | -
WPD_CONN_01679 | REDACTED INFORMATION | Indian Queens S.G.P. | Hayle Bsp | 33kV connection | Western Power Distribution (South West) | Solar | 2.508 | - | - | - | - | No | Connected | 2.508 | 2.508 | 2.508 | 0.02375 | 0.025 | 29/10/2013 | - | - | - | - | - | - | - | No | To be confirmed | -
WPD_CONN_01681 | REDACTED INFORMATION | FECKENHAM 66 11kV S STN | Feckenham 66/11kVDUMMY | STRATFORD 66 11kV S STN | Western Power Distribution (West Midlands) | Solar | 3.5 | - | - | - | - | No | Connected | 3.5 | 3.325 | 3.5 | 0.04275 | 0.045 | 01/01/2014 | - | - | - | - | - | - | - | No | To be confirmed | -
WPD_CONN_01708 | REDACTED INFORMATION | BUSTLEHOLM 132kV S STN | RUSHALL 132kV S STN | Rushall 132/11kVDUMMY | Western Power Distribution (West Midlands) | Waste | 2.1 | - | - | - | - | No | Connected | 2.1 | 1.995 | 2.1 | 0.076 | 0.08 | 01/01/2006 | - | - | - | - | - | - | - | No | To be confirmed | -
WPD_CONN_01711 | REDACTED INFORMATION | EAST CLAYDON 132KV S STN | BRACKLEY 132kV S STN | 33kV connection | Western Power Distribution (East Midlands) | Solar | 15.5 | - | - | - | - | No | Connected | 15.5 | 15.5 | 15.5 | 0.057 | 0.06 | 01/01/2014 | - | - | - | - | - | - | - | No | To be confirmed | -
WPD_CONN_01713 | REDACTED INFORMATION | EAST CLAYDON 132KV S STN | BLETCHLEY 33KV S STN | SECKLOW GATE 33 11kV S STN | Western Power Distribution (East Midlands) | Other | 2 | - | - | - | - | No | Connected | 2 | 2 | 2 | 8.55 | 9 | 01/01/2011 | - | - | - | - | - | - | - | Yes | To be confirmed | WPD_SRVC_00003
WPD_CONN_01716 | REDACTED INFORMATION | Cellarhead 132kV | BOOTHEN 132kV S STN | Boothen 132/33/11kVDUMMY | Western Power Distribution (West Midlands) | Solar | 0.623 | - | - | - | - | No | Connected | 0.623 | 0.59185 | 0.623 | 1.0916 | 1.149 | 01/12/2013 | - | - | - | - | - | - | - | No | To be confirmed | -
WPD_CONN_01743 | REDACTED INFORMATION | Uskmouth | Newport West | Newport West Primary | Western Power Distribution (South Wales) | Waste | 1.006 | - | - | - | - | No | Connected | 1.006 | 0.9557 | 1.006 | 0.0475 | 0.05 | 17/04/2000 | - | - | - | - | - | - | - | No | To be confirmed | -
WPD_CONN_01747 | REDACTED INFORMATION | PORT HAM 132kV S STN | LYDNEY 33kV S STN | BIXHEAD 33 11kV S STN | Western Power Distribution (West Midlands) | Solar | 2.7 | - | - | - | - | No | Connected | 2.7 | 2.7 | 2.7 | 0.06175 | 0.065 | 01/02/2014 | - | - | - | - | - | - | - | No | To be confirmed | -
WPD_CONN_01749 | REDACTED INFORMATION | Axminster S.G.P. | Woodcote Bsp | 33kV connection | Western Power Distribution (South West) | Solar | 6.18 | - | - | - | - | No | Connected | 6.18 | 6.18 | 6.18 | 0.07125 | 0.075 | 08/12/2013 | - | - | - | - | - | - | - | No | To be confirmed | -
WPD_CONN_01754 | REDACTED INFORMATION | Seabank Sgp | Radstock Bsp 132kv | Newbury | Western Power Distribution (South West) | Solar | 1.5 | - | - | - | - | No | Connected | 1.5 | 1.425 | 1.5 | 0.04275 | 0.045 | 01/02/2014 | - | - | - | - | - | - | - | No | To be confirmed | -
WPD_CONN_01755 | REDACTED INFORMATION | To be confirmed | To be confirmed | To be confirmed | Western Power Distribution (East Midlands) | Other | 3.7 | - | - | - | - | No | Connected | 3.7 | 3.515 | 3.7 | 0.285 | 0.3 | 26/03/2012 | - | - | - | - | - | - | - | No | To be confirmed | -
WPD_CONN_01758 | REDACTED INFORMATION | PORT HAM 132kV S STN | LYDNEY 33kV S STN | ELTON 33 11kV S STN | Western Power Distribution (West Midlands) | Solar | 1.5 | - | - | - | - | No | Connected | 1.5 | 1.425 | 1.5 | 0.038 | 0.04 | 01/04/2013 | - | - | - | - | - | - | - | No | To be confirmed | -
WPD_CONN_01759 | REDACTED INFORMATION | Indian Queens S.G.P. | Camborne Bsp | 33kV connection | Western Power Distribution (South West) | Solar | 5.25 | - | - | - | - | No | Connected | 5.25 | 5.25 | 5.25 | 0.0475 | 0.05 | 19/12/2013 | - | - | - | - | - | - | - | No | To be confirmed | -
WPD_CONN_01760 | REDACTED INFORMATION | Landulph S.G.P. | St Germans Bsp | 33kV connection | Western Power Distribution (South West) | Solar | 5.25 | - | - | - | - | No | Connected | 5.25 | 5.25 | 5.25 | 0.0475 | 0.05 | 18/12/2013 | - | - | - | - | - | - | - | No | To be confirmed | -
WPD_CONN_01764 | REDACTED INFORMATION | Exeter Main S.G.P. | Sowton Bsp | To be confirmed | Western Power Distribution (South West) | Waste | 0.5 | - | - | - | - | No | Connected | 0.5 | 0.5 | 0.5 | 0.285 | 0.3 | 01/04/2013 | - | - | - | - | - | - | - | No | To be confirmed | -
WPD_CONN_01766 | REDACTED INFORMATION | FECKENHAM 66 11kV S STN | Feckenham 66/11kVDUMMY | EVESHAM 66 11kV S STN | Western Power Distribution (West Midlands) | Other renewable | 1.13 | - | - | - | - | No | Connected | 1.13 | 1.13 | 1.13 | 1.045 | 1.1 | 01/02/2013 | - | - | - | - | - | - | - | No | To be confirmed | -
WPD_CONN_01767 | REDACTED INFORMATION | Seabank Sgp | Radstock Bsp 132kv | 33kV connection | Western Power Distribution (South West) | Solar | 4.98 | - | - | - | - | No | Connected | 4.98 | 4.98 | 4.98 | 0.0095 | 0.01 | 20/12/2013 | - | - | - | - | - | - | - | No | To be confirmed | -
WPD_CONN_01770 | REDACTED INFORMATION | FECKENHAM 66 11kV S STN | Feckenham 66/11kVDUMMY | LONG MARSTON 66 11kV S STN | Western Power Distribution (West Midlands) | Solar | 5 | - | - | - | - | No | Connected | 5 | 4.75 | 5 | 0.019 | 0.02 | 01/04/2014 | - | - | - | - | - | - | - | No | To be confirmed | -
WPD_CONN_01772 | REDACTED INFORMATION | KITWELL 132kV S STN | HALESOWEN 132kV S STN | Halesowen 132/11kVDUMMY | Western Power Distribution (West Midlands) | Solar | 0.25 | - | - | - | - | No | Connected | 0.25 | 0.2375 | 0.25 | 1.14 | 1.2 | 21/12/2013 | - | - | - | - | - | - | - | No | To be confirmed | -
WPD_CONN_01773 | REDACTED INFORMATION | Taunton S.G.P. | Taunton Main Bsp | 33kV connection | Western Power Distribution (South West) | Solar | 7.14 | - | - | - | - | No | Connected | 7.14 | 7.14 | 7.14 | 0.02375 | 0.025 | 16/01/2014 | - | - | - | - | - | - | - | No | To be confirmed | -
WPD_CONN_01780 | REDACTED INFORMATION | Pembroke Power Station | Haverfordwest Grid | 33kV connection | Western Power Distribution (South Wales) | Wind onshore | 8.2 | - | - | - | - | No | Connected | 8.2 | 8.2 | 8.2 | 0.0665 | 0.07 | 20/12/2013 | - | - | - | - | - | - | - | No | To be confirmed | -
WPD_CONN_01805 | REDACTED INFORMATION | KITWELL 132kV S STN | HALESOWEN 132kV S STN | Halesowen 132/11kVDUMMY | Western Power Distribution (West Midlands) | Biomass | 1.5 | - | - | - | - | No | Connected | 1.5 | 1.5 | 1.5 | 0.2375 | 0.25 | 02/10/2014 | - | - | - | - | - | - | - | No | To be confirmed | -
WPD_CONN_01808 | REDACTED INFORMATION | Bridgwater S.G.P. | Churchill Bsp 132kv | Blagdon 33/11kv S/S | Western Power Distribution (South West) | Solar | 0.5 | - | - | - | - | No | Connected | 0.5 | 0.475 | 0.5 | 2.85 | 3 | 14/01/2014 | - | - | - | - | - | - | - | No | To be confirmed | -
WPD_CONN_01815 | REDACTED INFORMATION | OCKER HILL C 132kV S STN | To be confirmed | Black Lake 132/11kVDUMMY | Western Power Distribution (West Midlands) | Biomass | 4 | - | - | - | - | No | Connected | 4 | 3.8 | 4 | 0.76 | 0.8 | 15/03/2014 | - | - | - | - | - | - | - | No | To be confirmed | -
WPD_CONN_01817 | REDACTED INFORMATION | Taunton S.G.P. | Taunton Main Bsp | 33kV connection | Western Power Distribution (South West) | Solar | 4.08 | - | - | - | - | No | Connected | 4.08 | 4.08 | 4.08 | 0.0475 | 0.05 | 29/01/2014 | - | - | - | - | - | - | - | No | To be confirmed | -
WPD_CONN_01819 | REDACTED INFORMATION | Bridgwater S.G.P. | Bridgwater Grid Bsp | 33kV connection | Western Power Distribution (South West) | Solar | 7.92 | - | - | - | - | No | Connected | 7.92 | 7.6824 | 7.92 | 0.0855 | 0.09 | 28/02/2014 | - | - | - | - | - | - | - | No | To be confirmed | -
WPD_CONN_01821 | REDACTED INFORMATION | Seabank Sgp | Radstock Bsp 132kv | 33kV connection | Western Power Distribution (South West) | Solar | 6.3675 | - | - | - | - | No | Connected | 6.3675 | 6.3675 | 6.3675 | 0.02375 | 0.025 | 06/02/2014 | - | - | - | - | - | - | - | No | To be confirmed | -
WPD_CONN_01826 | REDACTED INFORMATION | STAYTHORPE C 132kV S STN | CHECKERHOUSE 33kV S STN | 33kV connection | Western Power Distribution (East Midlands) | Solar | 12 | - | - | - | - | No | Connected | 12 | 12 | 12 | 0.095 | 0.1 | 31/03/2014 | - | - | - | - | - | - | - | No | To be confirmed | -
WPD_CONN_01838 | REDACTED INFORMATION | Alverdiscott S.G.P. | Barnstaple Bsp | 33kV connection | Western Power Distribution (South West) | Solar | 5 | - | - | - | - | No | Connected | 5 | 5 | 5 | 0.0475 | 0.05 | 21/02/2014 | - | - | - | - | - | - | - | No | To be confirmed | -
WPD_CONN_01850 | REDACTED INFORMATION | LEA MARSTON 132kV S STN | HAMS HALL SOUTH 132kV S STN | Hams Hall South 132/11kVDUMMY | Western Power Distribution (West Midlands) | Solar | 2.3 | - | - | - | - | No | Connected | 2.3 | 2.185 | 2.3 | 2.6125 | 2.75 | 24/02/2014 | - | - | - | - | - | - | - | No | To be confirmed | -
WPD_CONN_01852 | REDACTED INFORMATION | Grange | Grange Bsp | Llynfi | Western Power Distribution (South Wales) | Other | 12.52 | - | - | - | - | No | Connected | 12.52 | 11.894 | 12.52 | 42.75 | 45 | 17/02/1995 | - | - | - | - | - | - | - | No | To be confirmed | -
WPD_CONN_01854 | REDACTED INFORMATION | CHESTERFIELD 132kV S STN | CLIPSTONE 33kV S STN | CROWN FM 33 11kV S STN | Western Power Distribution (East Midlands) | Waste | 3.8 | - | - | - | - | No | Connected | 3.8 | 3.8 | 3.8 | 0.2375 | 0.25 | 01/11/2006 | - | - | - | - | - | - | - | No | To be confirmed | -
WPD_CONN_01856 | REDACTED INFORMATION | BICKER FEN 132kV S STN | SLEAFORD 33kV S STN | 33kV connection | Western Power Distribution (East Midlands) | Solar | 7.5 | - | - | - | - | No | Connected | 7.5 | 7.125 | 7.5 | 0.095 | 0.1 | 17/01/2014 | - | - | - | - | - | - | - | No | To be confirmed | -
WPD_CONN_01860 | REDACTED INFORMATION | STAYTHORPE C 132kV S STN | HAWTON 33kV S STN | 33kV connection | Western Power Distribution (East Midlands) | Solar | 10 | - | - | - | - | No | Connected | 10 | 10 | 10 | 0.19 | 0.2 | 31/03/2014 | - | - | - | - | - | - | - | No | To be confirmed | -
WPD_CONN_01870 | REDACTED INFORMATION | Indian Queens S.G.P. | Fraddon Bsp | 33kV connection | Western Power Distribution (South West) | Solar | 5.42 | - | - | - | - | No | Connected | 5.42 | 5.42 | 5.42 | 0.0475 | 0.05 | 01/03/2014 | - | - | - | - | - | - | - | No | To be confirmed | -
WPD_CONN_01873 | REDACTED INFORMATION | Uskmouth | Newport West | Newport West Primary | Western Power Distribution (South Wales) | Other | 4.85 | - | - | - | - | No | Connected | 4.85 | 4.6075 | 4.85 | 19 | 20 | 27/05/2016 | - | - | - | - | - | - | - | No | To be confirmed | -
WPD_CONN_01876 | REDACTED INFORMATION | Landulph S.G.P. | St Germans Bsp | 33kV connection | Western Power Distribution (South West) | Solar | 9.1 | - | - | - | - | No | Connected | 9.1 | 9.1 | 9.1 | 0.0855 | 0.09 | 15/03/2014 | - | - | - | - | - | - | - | No | To be confirmed | -
WPD_CONN_01881 | REDACTED INFORMATION | Indian Queens S.G.P. | Truro Bsp | 33kV connection | Western Power Distribution (South West) | Solar | 6.26 | - | - | - | - | No | Connected | 6.26 | 6.26 | 6.26 | 0.0475 | 0.05 | 19/02/2014 | - | - | - | - | - | - | - | No | To be confirmed | -
WPD_CONN_01882 | REDACTED INFORMATION | FECKENHAM 66 11kV S STN | Feckenham 66/11kVDUMMY | BROADWAY 66 11kV S STN | Western Power Distribution (West Midlands) | Solar | 3.52 | - | - | - | - | No | Connected | 3.52 | 3.344 | 3.52 | 0.0475 | 0.05 | 01/03/2014 | - | - | - | - | - | - | - | No | To be confirmed | -
WPD_CONN_01883 | REDACTED INFORMATION | Aberthaw Power Station | Barry Grid | 33kV connection | Western Power Distribution (South Wales) | Solar | 6.3 | - | - | - | - | No | Connected | 6.3 | 6.3 | 6.3 | 0.38 | 0.4 | 01/03/2014 | - | - | - | - | - | - | - | No | To be confirmed | -
WPD_CONN_01884 | REDACTED INFORMATION | WEST BURTON 132kV S STN | LINCOLN MAIN No 1 33kV S STN | METHERINGHAM 33 11kV S STN | Western Power Distribution (East Midlands) | Biomass | 2 | - | - | - | - | No | Connected | 2 | 1.9 | 2 | 0.304 | 0.32 | 20/12/2011 | - | - | - | - | - | - | - | No | To be confirmed | -
WPD_CONN_01885 | REDACTED INFORMATION | GRENDON 132kV S STN | NORTHAMPTON 33kV S STN | NORTHAMPTON 11kV S STN | Western Power Distribution (East Midlands) | Other renewable | 2 | - | - | - | - | No | Connected | 2 | 1.9 | 2 | 5.7 | 6 | 01/03/2014 | - | - | - | - | - | - | - | No | To be confirmed | -
WPD_CONN_01889 | REDACTED INFORMATION | Landulph S.G.P. | Landulph Bsp | 33kV connection | Western Power Distribution (South West) | Solar | 6.67 | - | - | - | - | No | Connected | 6.67 | 6.67 | 6.67 | 0.0855 | 0.09 | 24/03/2014 | - | - | - | - | - | - | - | No | To be confirmed | -
WPD_CONN_01891 | REDACTED INFORMATION | Seabank Sgp | Radstock Bsp 132kv | 33kV connection | Western Power Distribution (South West) | Solar | 2.4 | - | - | - | - | No | Connected | 2.4 | 2.4 | 2.4 | 0.0475 | 0.05 | 25/03/2014 | - | - | - | - | - | - | - | No | To be confirmed | -
WPD_CONN_01893 | REDACTED INFORMATION | Seabank Sgp | Radstock Bsp 132kv | 33kV connection | Western Power Distribution (South West) | Solar | 3.37 | - | - | - | - | No | Connected | 3.37 | 3.37 | 3.37 | 0.0475 | 0.05 | 25/03/2014 | - | - | - | - | - | - | - | No | To be confirmed | -
WPD_CONN_01900 | REDACTED INFORMATION | Pembroke Power Station | Haverfordwest Grid | 33kV connection | Western Power Distribution (South Wales) | Solar | 8.34 | - | - | - | - | No | Connected | 8.34 | 8.34 | 8.34 | 0.0475 | 0.05 | 31/03/2014 | - | - | - | - | - | - | - | No | To be confirmed | -
WPD_CONN_01903 | REDACTED INFORMATION | Taunton S.G.P. | Taunton Main Bsp | Staplegrove | Western Power Distribution (South West) | Solar | 2.5 | - | - | - | - | No | Connected | 2.5 | 2.375 | 2.5 | 0.04275 | 0.045 | 20/03/2014 | - | - | - | - | - | - | - | No | To be confirmed | -
WPD_CONN_01905 | REDACTED INFORMATION | Taunton S.G.P. | Taunton Main Bsp | Staplegrove | Western Power Distribution (South West) | Solar | 2.5 | - | - | - | - | No | Connected | 2.5 | 2.375 | 2.5 | 0.04275 | 0.045 | 20/03/2014 | - | - | - | - | - | - | - | No | To be confirmed | -
WPD_CONN_01906 | REDACTED INFORMATION | Swansea North Grid | Swansea North Bsp | 33kV connection | Western Power Distribution (South Wales) | Solar | 8.75 | - | - | - | - | No | Connected | 8.75 | 8.75 | 8.75 | 0.02375 | 0.025 | 31/03/2014 | - | - | - | - | - | - | - | No | To be confirmed | -
WPD_CONN_01908 | REDACTED INFORMATION | Landulph S.G.P. | St Germans Bsp | 33kV connection | Western Power Distribution (South West) | Solar | 5.4 | - | - | - | - | No | Connected | 5.4 | 5.4 | 5.4 | 0.0285 | 0.03 | 14/03/2014 | - | - | - | - | - | - | - | No | To be confirmed | -
WPD_CONN_01913 | REDACTED INFORMATION | Landulph S.G.P. | St Germans Bsp | 33kV connection | Western Power Distribution (South West) | Solar | 11.88 | - | - | - | - | No | Connected | 11.88 | 11.88 | 11.88 | 0.0285 | 0.03 | 14/03/2014 | - | - | - | - | - | - | - | No | To be confirmed | -
WPD_CONN_01922 | REDACTED INFORMATION | Aberthaw Power Station | Cardiff West Grid | Highmead | Western Power Distribution (South Wales) | Solar | 1 | - | - | - | - | No | Connected | 1 | 1 | 1 | 0.02375 | 0.025 | 17/03/2014 | - | - | - | - | - | - | - | No | To be confirmed | -
WPD_CONN_01924 | REDACTED INFORMATION | Indian Queens S.G.P. | St Tudy Bsp | 33kV connection | Western Power Distribution (South West) | Solar | 4.2 | - | - | - | - | No | Connected | 4.2 | 4.2 | 4.2 | 0.0285 | 0.03 | 31/03/2014 | - | - | - | - | - | - | - | No | To be confirmed | -
WPD_CONN_01925 | REDACTED INFORMATION | Indian Queens S.G.P. | Rame Bsp | 33kV connection | Western Power Distribution (South West) | Solar | 3.96 | - | - | - | - | No | Connected | 3.96 | 3.96 | 3.96 | 0.095 | 0.1 | 07/03/2014 | - | - | - | - | - | - | - | No | To be confirmed | -
WPD_CONN_01926 | REDACTED INFORMATION | OCKER HILL C 132kV S STN | To be confirmed | Black Lake 132/11kVDUMMY | Western Power Distribution (West Midlands) | Biomass | 4 | - | - | - | - | No | Connected | 4 | 3.8 | 4 | 0.76 | 0.8 | 15/03/2014 | - | - | - | - | - | - | - | No | To be confirmed | -
WPD_CONN_01933 | REDACTED INFORMATION | FECKENHAM 66 11kV S STN | Feckenham 66/11kVDUMMY | EVESHAM 66 11kV S STN | Western Power Distribution (West Midlands) | Solar | 3.5 | - | - | - | - | No | Connected | 3.5 | 3.325 | 3.5 | 0.02375 | 0.025 | 28/03/2014 | - | - | - | - | - | - | - | No | To be confirmed | -
WPD_CONN_01934 | REDACTED INFORMATION | Alverdiscott S.G.P. | East Yelland Bsp | 33kV connection | Western Power Distribution (South West) | Solar | 2.88 | - | - | - | - | No | Connected | 2.88 | 2.88 | 2.88 | 0.0475 | 0.05 | 18/03/2014 | - | - | - | - | - | - | - | No | To be confirmed | -
WPD_CONN_01939 | REDACTED INFORMATION | Abham S.G.P. | Totnes Bsp | 33kV connection | Western Power Distribution (South West) | Solar | 6.4 | - | - | - | - | No | Connected | 6.4 | 6.4 | 6.4 | 0.02375 | 0.025 | 21/03/2014 | - | - | - | - | - | - | - | No | To be confirmed | -
WPD_CONN_01940 | REDACTED INFORMATION | Seabank Sgp | Radstock Bsp 132kv | 33kV connection | Western Power Distribution (South West) | Solar | 3.9 | - | - | - | - | No | Connected | 3.9 | 3.9 | 3.9 | 0.0475 | 0.05 | 25/03/2014 | - | - | - | - | - | - | - | No | To be confirmed | -
WPD_CONN_01941 | REDACTED INFORMATION | Bridgwater S.G.P. | Bridgwater Grid Bsp | 33kV connection | Western Power Distribution (South West) | Solar | 6 | - | - | - | - | No | Connected | 6 | 5.88 | 6 | 0.07125 | 0.075 | 14/03/2014 | - | - | - | - | - | - | - | No | To be confirmed | -
WPD_CONN_01942 | REDACTED INFORMATION | Indian Queens S.G.P. | Fraddon Bsp | 33kV connection | Western Power Distribution (South West) | Solar | 4.56 | - | - | - | - | No | Connected | 4.56 | 4.56 | 4.56 | 0.02375 | 0.025 | 21/03/2014 | - | - | - | - | - | - | - | No | To be confirmed | -
WPD_CONN_01943 | REDACTED INFORMATION | Bridgwater S.G.P. | Bridgwater Grid Bsp | 33kV connection | Western Power Distribution (South West) | Solar | 6.6 | - | - | - | - | No | Connected | 6.6 | 6.6 | 6.6 | 0.057 | 0.06 | 21/03/2014 | - | - | - | - | - | - | - | No | To be confirmed | -
WPD_CONN_01945 | REDACTED INFORMATION | SHREWSBURY 132kV S STN | Shrewsbury 132/33kVDUMMY | 33kV connection | Western Power Distribution (West Midlands) | Other | 9.7 | - | - | - | - | No | Connected | 9.7 | 9.7 | 9.7 | 1.33 | 1.4 | 31/07/2014 | - | - | - | - | - | - | - | No | To be confirmed | -
WPD_CONN_01948 | REDACTED INFORMATION | Indian Queens S.G.P. | St Tudy Bsp | 33kV connection | Western Power Distribution (South West) | Solar | 8.16 | - | - | - | - | No | Connected | 8.16 | 8.16 | 8.16 | 0.0475 | 0.05 | 31/03/2014 | - | - | - | - | - | - | - | No | To be confirmed | -
WPD_CONN_01953 | REDACTED INFORMATION | Cardiff East Grid | Cardiff Central Grid | 33kV connection | Western Power Distribution (South Wales) | Waste | 39.7 | - | - | - | - | No | Connected | 39.7 | 39.7 | 39.7 | 4.655 | 4.9 | 31/03/2014 | - | - | - | - | - | - | - | No | To be confirmed | -
WPD_CONN_01954 | REDACTED INFORMATION | Indian Queens S.G.P. | Truro Bsp | 33kV connection | Western Power Distribution (South West) | Solar | 8.34 | - | - | - | - | No | Connected | 8.34 | 8.34 | 8.34 | 0.18525 | 0.195 | 17/03/2014 | - | - | - | - | - | - | - | No | To be confirmed | -
WPD_CONN_01955 | REDACTED INFORMATION | BICKER FEN 132kV S STN | SKEGNESS 33kV S STN | TRUSTHORPE 33 11kV S STN | Western Power Distribution (East Midlands) | Wind onshore | 1.2 | - | - | - | - | No | Connected | 1.2 | 1.14 | 1.2 | 0.475 | 0.5 | 26/06/2002 | - | - | - | - | - | - | - | No | To be confirmed | -
WPD_CONN_01956 | REDACTED INFORMATION | Indian Queens S.G.P. | Fraddon Bsp | 33kV connection | Western Power Distribution (South West) | Solar | 11.76 | - | - | - | - | No | Connected | 11.76 | 11.76 | 11.76 | 0.0475 | 0.05 | 25/03/2014 | - | - | - | - | - | - | - | No | To be confirmed | -
WPD_CONN_01957 | REDACTED INFORMATION | Swansea North Grid | Ammanford Grid | 33kV connection | Western Power Distribution (South Wales) | Solar | 11.55 | - | - | - | - | No | Connected | 11.55 | 11.55 | 11.55 | 0.0285 | 0.03 | 31/03/2014 | - | - | - | - | - | - | - | No | To be confirmed | -
WPD_CONN_01963 | REDACTED INFORMATION | GRENDON 132kV S STN | OAKHAM 33kV S STN | EMPINGHAM 33 11kV S STN | Western Power Distribution (East Midlands) | Other | 0.21 | - | - | - | - | No | Connected | 0.21 | 0.1995 | 0.21 | 1.1542 | 1.215 | 28/03/2014 | - | - | - | - | - | - | - | No | To be confirmed | -
WPD_CONN_01965 | REDACTED INFORMATION | Alverdiscott S.G.P. | Pyworthy Bsp | 33kV connection | Western Power Distribution (South West) | Solar | 9.52 | - | - | - | - | No | Connected | 9.52 | 9.52 | 9.52 | 0.057 | 0.06 | 19/03/2014 | - | - | - | - | - | - | - | No | To be confirmed | -
WPD_CONN_01979 | REDACTED INFORMATION | LEA MARSTON 132kV S STN | TAMWORTH 33kV S STN | BIRCH COPPICE 33 11kV S STN | Western Power Distribution (East Midlands) | Solar | 1.5 | - | - | - | - | No | Connected | 1.5 | 1.425 | 1.5 | 1.9 | 2 | 01/05/2014 | - | - | - | - | - | - | - | No | To be confirmed | -
WPD_CONN_01982 | REDACTED INFORMATION | Exeter Main S.G.P. | Exeter Main Bsp | 33kV connection | Western Power Distribution (South West) | Solar | 8.05 | - | - | - | - | No | Connected | 8.05 | 8.05 | 8.05 | 0.095 | 0.1 | 28/03/2014 | - | - | - | - | - | - | - | No | To be confirmed | -
WPD_CONN_01983 | REDACTED INFORMATION | Pembroke Power Station | Haverfordwest Grid | 33kV connection | Western Power Distribution (South Wales) | Solar | 4.994 | - | - | - | - | No | Connected | 4.994 | 4.7443 | 4.994 | 0.02375 | 0.025 | 21/03/2014 | - | - | - | - | - | - | - | No | To be confirmed | -
WPD_CONN_01984 | REDACTED INFORMATION | IRON ACTON 132kV S STN | CHIPPING SODBURY 132kV S STN | 33kV connection | Western Power Distribution (West Midlands) | Solar | 15 | - | - | - | - | No | Connected | 15 | 15 | 15 | 0.019 | 0.02 | 24/03/2014 | - | - | - | - | - | - | - | No | To be confirmed | -
WPD_CONN_01985 | REDACTED INFORMATION | BICKER FEN 132kV S STN | SLEAFORD 33kV S STN | 33kV connection | Western Power Distribution (East Midlands) | Solar | 27 | - | - | - | - | No | Connected | 27 | 25.65 | 27 | 0.19 | 0.2 | 27/03/2014 | - | - | - | - | - | - | - | No | To be confirmed | -
WPD_CONN_01987 | REDACTED INFORMATION | To be confirmed | To be confirmed | To be confirmed | Western Power Distribution (East Midlands) | Solar | 0.722 | - | - | - | - | No | Connected | 0.722 | 0.6859 | 0.722 | 2.375 | 2.5 | 14/04/2014 | - | - | - | - | - | - | - | No | To be confirmed | -
WPD_CONN_01990 | REDACTED INFORMATION | Pembroke Power Station | Haverfordwest Grid | 33kV connection | Western Power Distribution (South Wales) | Solar | 14.9796 | - | - | - | - | No | Connected | 14.9796 | 14.9796 | 14.9796 | 0.1425 | 0.15 | 31/03/2014 | - | - | - | - | - | - | - | No | To be confirmed | -
WPD_CONN_01991 | REDACTED INFORMATION | Alverdiscott S.G.P. | Pyworthy Bsp | 33kV connection | Western Power Distribution (South West) | Solar | 12.282 | - | - | - | - | No | Connected | 12.282 | 12.282 | 12.282 | 0.057 | 0.06 | 28/03/2014 | - | - | - | - | - | - | - | No | To be confirmed | -
WPD_CONN_01993 | REDACTED INFORMATION | WALPOLE 132kV S STN | BOSTON 33kV S STN | 33kV connection | Western Power Distribution (East Midlands) | Solar | 9 | - | - | - | - | No | Connected | 9 | 9 | 9 | 0.057 | 0.06 | 26/03/2014 | - | - | - | - | - | - | - | No | To be confirmed | -
WPD_CONN_01998 | REDACTED INFORMATION | WALPOLE 132kV S STN | SPALDING CLAY LAKE 33kV S STN | HOLBEACH 33 11kV S STN | Western Power Distribution (East Midlands) | To be confirmed | 0 | - | - | - | - | No | Connected | 0 | 0 | 0 | 1.615 | 1.7 | To be Confirmed | - | - | - | - | - | - | - | No | To be confirmed | -
WPD_CONN_01999 | REDACTED INFORMATION | FECKENHAM 66 11kV S STN | Feckenham 66/11kVDUMMY | 66kV connection | Western Power Distribution (West Midlands) | Solar | 15 | - | - | - | - | No | Connected | 15 | 15 | 15 | 0.095 | 0.1 | 05/06/2014 | - | - | - | - | - | - | - | No | To be confirmed | -
WPD_CONN_02001 | REDACTED INFORMATION | FECKENHAM 66 11kV S STN | Feckenham 66/11kVDUMMY | EPWELL 66 11kV S STN | Western Power Distribution (West Midlands) | Solar | 1.5 | - | - | - | - | No | Connected | 1.5 | 1.425 | 1.5 | 0.0665 | 0.07 | 31/03/2014 | - | - | - | - | - | - | - | No | To be confirmed | -
WPD_CONN_02004 | REDACTED INFORMATION | PORT HAM 132kV S STN | MARLE HILL 132 66kV S STN | Marle Hill 132/66/11kVDUMMY | Western Power Distribution (West Midlands) | Other renewable | 0.14 | - | - | - | - | No | Connected | 0.14 | 0.14 | 0.14 | 1.425 | 1.5 | 04/04/2014 | - | - | - | - | - | - | - | No | To be confirmed | -
WPD_CONN_02012 | REDACTED INFORMATION | BICKER FEN 132kV S STN | SLEAFORD 33kV S STN | 33kV connection | Western Power Distribution (East Midlands) | Solar | 3.75 | - | - | - | - | No | Connected | 3.75 | 3.5625 | 3.75 | 0.095 | 0.1 | 31/03/2014 | - | - | - | - | - | - | - | No | To be confirmed | -
WPD_CONN_02016 | REDACTED INFORMATION | Alverdiscott S.G.P. | East Yelland Bsp | Barnstaple Quay | Western Power Distribution (South West) | Solar | 0.10125 | - | - | - | - | No | Connected | 0.10125 | 0.10125 | 0.10125 | 1.425 | 1.5 | 05/12/2013 | - | - | - | - | - | - | - | No | To be confirmed | -
WPD_CONN_02021 | REDACTED INFORMATION | Swansea North Grid | Briton Ferry Grid | 33kV connection | Western Power Distribution (South Wales) | Solar | 4.4 | - | - | - | - | No | Connected | 4.4 | 4.4 | 4.4 | 0.019 | 0.02 | 01/05/2014 | - | - | - | - | - | - | - | No | To be confirmed | -
WPD_CONN_02027 | REDACTED INFORMATION | PORT HAM 132kV S STN | LYDNEY 33kV S STN | MEAD LA 33 11kV S STN | Western Power Distribution (West Midlands) | Solar | 4.1 | - | - | - | - | No | Connected | 4.1 | 4.1 | 4.1 | 0.038 | 0.04 | 01/01/2014 | - | - | - | - | - | - | - | No | To be confirmed | -
WPD_CONN_02048 | REDACTED INFORMATION | SHREWSBURY 132kV S STN | Shrewsbury 132/33kVDUMMY | 33kV connection | Western Power Distribution (West Midlands) | Solar | 15 | - | - | - | - | No | Connected | 15 | 15 | 15 | 0.095 | 0.1 | 01/07/2014 | - | - | - | - | - | - | - | No | To be confirmed | -
WPD_CONN_02052 | REDACTED INFORMATION | PORT HAM 132kV S STN | MONTPELLIER 132kV S STN | Montpellier 132/11kVDUMMY | Western Power Distribution (West Midlands) | Other renewable | 0.543 | - | - | - | - | No | Connected | 0.543 | 0.543 | 0.543 | 3.04 | 3.2 | 01/06/2014 | - | - | - | - | - | - | - | No | To be confirmed | -
WPD_CONN_02068 | REDACTED INFORMATION | Landulph S.G.P. | Ernesettle Bsp | 33kV connection | Western Power Distribution (South West) | Other | 19.2 | - | - | - | - | No | Connected | 19.2 | 19.2 | 19.2 | 0.19 | 0.2 | 15/05/2014 | - | - | - | - | - | - | - | No | To be confirmed | -
WPD_CONN_02076 | REDACTED INFORMATION | CHESTERFIELD 132kV S STN | MANSFIELD 33kV S STN | MANSFIELD 11kV S STN | Western Power Distribution (East Midlands) | Other | 1.5 | - | - | - | - | No | Connected | 1.5 | 1.5 | 1.5 | 0.095 | 0.1 | 01/06/2014 | - | - | - | - | - | - | - | No | To be confirmed | -
WPD_CONN_02107 | REDACTED INFORMATION | Indian Queens S.G.P. | St Austell Bsp | 33kV connection | Western Power Distribution (South West) | Wind onshore | 3.8 | - | - | - | - | No | Connected | 3.8 | 3.8 | 3.8 | 0.0475 | 0.05 | 15/08/2014 | - | - | - | - | - | - | - | No | To be confirmed | -
WPD_CONN_02123 | REDACTED INFORMATION | EAST CLAYDON 132KV S STN | BLETCHLEY 33KV S STN | VICTORIA ROAD 33 11kV S STN | Western Power Distribution (East Midlands) | Other | 1.6 | - | - | - | - | No | Connected | 1.6 | 1.568 | 1.6 | 2.09 | 2.2 | 29/06/2010 | - | - | - | - | - | - | - | No | To be confirmed | -
WPD_CONN_02126 | REDACTED INFORMATION | COVENTRY 132kV S STN | DAVENTRY 33KV S STN | WEST HADDON 33 11kV S STN | Western Power Distribution (East Midlands) | Solar | 1.5 | - | - | - | - | No | Connected | 1.5 | 1.425 | 1.5 | 0.076 | 0.08 | 18/07/2014 | - | - | - | - | - | - | - | No | To be confirmed | -
WPD_CONN_02132 | REDACTED INFORMATION | Aberthaw Power Station | East Aberthaw | 33kV connection | Western Power Distribution (South Wales) | Solar | 5.6 | - | - | - | - | No | Connected | 5.6 | 5.6 | 5.6 | 0.0665 | 0.07 | 31/03/2014 | - | - | - | - | - | - | - | No | To be confirmed | -
WPD_CONN_02136 | REDACTED INFORMATION | Aberthaw Power Station | East Aberthaw | 33kV connection | Western Power Distribution (South Wales) | Solar | 4.2 | - | - | - | - | No | Connected | 4.2 | 4.2 | 4.2 | 0.0285 | 0.03 | 31/03/2014 | - | - | - | - | - | - | - | No | To be confirmed | -
WPD_CONN_02138 | REDACTED INFORMATION | GRENDON 132kV S STN | NORTHAMPTON 33kV S STN | BRACKMILLS 33 11kV S STN | Western Power Distribution (East Midlands) | Solar | 0.05 | - | - | - | - | No | Connected | 0.05 | 0.0475 | 0.05 | 4.56 | 4.8 | 30/06/2014 | - | - | - | - | - | - | - | No | To be confirmed | -
WPD_CONN_02147 | REDACTED INFORMATION | Alverdiscott S.G.P. | Pyworthy Bsp | Stratton | Western Power Distribution (South West) | Solar | 1.85 | - | - | - | - | No | Connected | 1.85 | 1.7575 | 1.85 | 0.0475 | 0.05 | 31/07/2014 | - | - | - | - | - | - | - | No | To be confirmed | -
WPD_CONN_02152 | REDACTED INFORMATION | STAYTHORPE C 132kV S STN | HAWTON 33kV S STN | SOUTHWELL 33 11kV S STN | Western Power Distribution (East Midlands) | Other | 0.94193 | - | - | - | - | No | Connected | 0.94193 | 0.94193 | 0.94193 | 1.9 | 2 | 11/07/2013 | - | - | - | - | - | - | - | No | To be confirmed | -
WPD_CONN_02175 | REDACTED INFORMATION | EAST CLAYDON 132KV S STN | BRADWELL ABBEY 33kV S STN | NEWPORT PAGNELL 33 11kV S STN | Western Power Distribution (East Midlands) | Solar | 0.0975 | - | - | - | - | No | Connected | 0.0975 | 0.092625 | 0.0975 | 0.95 | 1 | 22/08/2014 | - | - | - | - | - | - | - | No | To be confirmed | -
WPD_CONN_02189 | REDACTED INFORMATION | Alverdiscott S.G.P. | East Yelland Bsp | 33kV connection | Western Power Distribution (South West) | Solar | 7.7 | - | - | - | - | No | Connected | 7.7 | 7.7 | 7.7 | 0.0665 | 0.07 | 31/07/2014 | - | - | - | - | - | - | - | No | To be confirmed | -
WPD_CONN_02190 | REDACTED INFORMATION | CHESTERFIELD 132kV S STN | CLIPSTONE 33kV S STN | 33kV connection | Western Power Distribution (East Midlands) | Solar | 9.6 | - | - | - | - | No | Connected | 9.6 | 9.6 | 9.6 | 0.095 | 0.1 | 24/07/2014 | - | - | - | - | - | - | - | No | To be confirmed | -
WPD_CONN_02194 | REDACTED INFORMATION | GRENDON 132kV S STN | NORTHAMPTON EAST 33kV S STN | 33kV connection | Western Power Distribution (East Midlands) | Solar | 5 | - | - | - | - | No | Connected | 5 | 5 | 5 | 0.095 | 0.1 | 01/09/2014 | - | - | - | - | - | - | - | No | To be confirmed | -
WPD_CONN_02206 | REDACTED INFORMATION | GRENDON 132kV S STN | NORTHAMPTON EAST 33kV S STN | 33kV connection | Western Power Distribution (East Midlands) | Solar | 5 | - | - | - | - | No | Connected | 5 | 5 | 5 | 0.76 | 0.8 | 01/09/2014 | - | - | - | - | - | - | - | No | To be confirmed | -
WPD_CONN_02207 | REDACTED INFORMATION | BERKSWELL 132kV S STN | WARWICK 33kV S STN | BANBURY ROAD 33 11kV S STN | Western Power Distribution (East Midlands) | Solar | 3.5 | - | - | - | - | No | Connected | 3.5 | 3.325 | 3.5 | 0.02375 | 0.025 | 01/12/2014 | - | - | - | - | - | - | - | No | To be confirmed | -
WPD_CONN_02211 | REDACTED INFORMATION | EAST CLAYDON 132KV S STN | BRACKLEY 132kV S STN | THENFORD 33 11kV S STN | Western Power Distribution (East Midlands) | Solar | 3.2 | - | - | - | - | No | Connected | 3.2 | 3.04 | 3.2 | 0.0285 | 0.03 | 01/11/2014 | - | - | - | - | - | - | - | No | To be confirmed | -
WPD_CONN_02220 | REDACTED INFORMATION | RATCLIFFE ON SOAR 132kV S STN | WILLOUGHBY 33kV S STN | MOUNTSORREL 33 11kV S STN | Western Power Distribution (East Midlands) | Waste | 1.156 | - | - | - | - | No | Connected | 1.156 | 1.0982 | 1.156 | 4.275 | 4.5 | 16/05/2009 | - | - | - | - | - | - | - | No | To be confirmed | -
WPD_CONN_02222 | REDACTED INFORMATION | STAYTHORPE C 132kV S STN | HAWTON 33kV S STN | NEWARK JUNCTION 33 11kV S STN | Western Power Distribution (East Midlands) | Other renewable | 10 | - | - | - | - | No | Connected | 10 | 9.5 | 10 | 3.23 | 3.4 | 21/08/2013 | - | - | - | - | - | - | - | No | To be confirmed | -
WPD_CONN_02225 | REDACTED INFORMATION | WALPOLE 132kV S STN | BOSTON 33kV S STN | WRANGLE 33 11kV S STN | Western Power Distribution (East Midlands) | Biomass | 2.4 | - | - | - | - | No | Connected | 2.4 | 2.28 | 2.4 | 1.71 | 1.8 | 26/03/2014 | - | - | - | - | - | - | - | No | To be confirmed | -
WPD_CONN_02237 | REDACTED INFORMATION | KITWELL 132kV S STN | 132kV connection | 132kV connection | Western Power Distribution (West Midlands) | Other | 14.5107 | - | - | - | - | No | Connected | 14.5107 | 14.5107 | 14.5107 | 28.5 | 30 | 22/07/2016 | - | - | - | - | - | - | - | No | To be confirmed | -
WPD_CONN_02239 | REDACTED INFORMATION | Indian Queens S.G.P. | Truro Bsp | 33kV connection | Western Power Distribution (South West) | Wind onshore | 4.5 | - | - | - | - | No | Connected | 4.5 | 4.275 | 4.5 | 0.095 | 0.1 | 07/11/1994 | - | - | - | - | - | - | - | No | To be confirmed | -
WPD_CONN_02244 | REDACTED INFORMATION | BISHOPS WOOD 132kV S STN | LUDLOW 132kV S STN | BISHOPS CASTLE 33 11kV S STN | Western Power Distribution (West Midlands) | Solar | 0.645 | - | - | - | - | No | Connected | 0.645 | 0.61275 | 0.645 | 1.2587 | 1.325 | 26/08/2014 | - | - | - | - | - | - | - | No | To be confirmed | -
WPD_CONN_02261 | REDACTED INFORMATION | Pembroke Power Station | 132kV connection | 132kV connection | Western Power Distribution (South Wales) | Solar | 23.985 | - | - | - | - | No | Connected | 23.985 | 23.985 | 23.985 | 0.22325 | 0.235 | 03/09/2014 | - | - | - | - | - | - | - | No | To be confirmed | -
WPD_CONN_02262 | REDACTED INFORMATION | Abham S.G.P. | Paignton Bsp | 33kV connection | Western Power Distribution (South West) | Solar | 2.97 | - | - | - | - | No | Connected | 2.97 | 2.97 | 2.97 | 0.02375 | 0.025 | 15/09/2014 | - | - | - | - | - | - | - | No | To be confirmed | -
WPD_CONN_02268 | REDACTED INFORMATION | WILLINGTON 132kV S STN | WINSTER 33kV S STN | HOPTON 33 11kV S STN | Western Power Distribution (East Midlands) | Wind onshore | 4 | - | - | - | - | No | Connected | 4 | 3.8 | 4 | 0.1425 | 0.15 | 01/08/2015 | - | - | - | - | - | - | - | No | To be confirmed | -
WPD_CONN_02269 | REDACTED INFORMATION | Pembroke Power Station | Haverfordwest Grid | 33kV connection | Western Power Distribution (South Wales) | Solar | 31.28 | - | - | - | - | No | Connected | 31.28 | 31.28 | 31.28 | 0.0475 | 0.05 | 30/09/2014 | - | - | - | - | - | - | - | No | To be confirmed | -
WPD_CONN_02276 | REDACTED INFORMATION | CHESTERFIELD 132kV S STN | ANNESLEY 33kV S STN | 33kV connection | Western Power Distribution (East Midlands) | Solar | 4.8 | - | - | - | - | No | Connected | 4.8 | 4.8 | 4.8 | 0.0475 | 0.05 | 17/11/2014 | - | - | - | - | - | - | - | No | To be confirmed | -
WPD_CONN_02279 | REDACTED INFORMATION | BISHOPS WOOD 132kV S STN | HEREFORD 66kV S STN | WOOFFERTON 66 11kV S STN | Western Power Distribution (West Midlands) | Biomass | 1 | - | - | - | - | No | Connected | 1 | 0.95 | 1 | 0.19 | 0.2 | 11/11/2014 | - | - | - | - | - | - | - | No | To be confirmed | -
WPD_CONN_02280 | REDACTED INFORMATION | Bridgwater S.G.P. | Bridgwater Grid Bsp | 33kV connection | Western Power Distribution (South West) | Other | 9.7 | - | - | - | - | No | Connected | 9.7 | 9.215 | 9.7 | 0.7125 | 0.75 | 01/01/2000 | - | - | - | - | - | - | - | No | To be confirmed | -
WPD_CONN_02282 | REDACTED INFORMATION | GRENDON 132kV S STN | NORTHAMPTON EAST 33kV S STN | 33kV connection | Western Power Distribution (East Midlands) | Solar | 7.48 | - | - | - | - | No | Connected | 7.48 | 7.48 | 7.48 | 0.0475 | 0.05 | 31/03/2015 | - | - | - | - | - | - | - | No | To be confirmed | -
WPD_CONN_02287 | REDACTED INFORMATION | GRENDON 132kV S STN | WELLINGBOROUGH 33kV S STN | 33kV connection | Western Power Distribution (East Midlands) | Solar | 10 | - | - | - | - | No | Connected | 10 | 10 | 10 | 0.095 | 0.1 | 16/12/2014 | - | - | - | - | - | - | - | No | To be confirmed | -
WPD_CONN_02291 | REDACTED INFORMATION | Swansea North Grid | Trostre Grid | 33kV connection | Western Power Distribution (South Wales) | Solar | 5.095 | - | - | - | - | No | Connected | 5.095 | 5.095 | 5.095 | 0.5225 | 0.55 | 25/09/2014 | - | - | - | - | - | - | - | No | To be confirmed | -
WPD_CONN_02294 | REDACTED INFORMATION | COVENTRY 132kV S STN | DAVENTRY 33KV S STN | CRICK 33 11kV S STN | Western Power Distribution (East Midlands) | Wind onshore | 5 | - | - | - | - | No | Connected | 5 | 4.75 | 5 | 0.02375 | 0.025 | 01/10/2014 | - | - | - | - | - | - | - | No | To be confirmed | -
WPD_CONN_02295 | REDACTED INFORMATION | BISHOPS WOOD 132kV S STN | HEREFORD 66kV S STN | BODENHAM 66 11kV S STN | Western Power Distribution (West Midlands) | Other | 1.3 | - | - | - | - | No | Connected | 1.3 | 1.3 | 1.3 | 0.19 | 0.2 | 01/10/2014 | - | - | - | - | - | - | - | No | To be confirmed | -
WPD_CONN_02300 | REDACTED INFORMATION | Exeter Main S.G.P. | Exeter City Bsp | Witheridge | Western Power Distribution (South West) | Other | 2.9 | - | - | - | - | No | Connected | 2.9 | 2.755 | 2.9 | 0.285 | 0.3 | 11/12/2015 | - | - | - | - | - | - | - | No | To be confirmed | -
WPD_CONN_02308 | REDACTED INFORMATION | COVENTRY 132kV S STN | RUGBY 33kV S STN | 33kV connection | Western Power Distribution (East Midlands) | Wind onshore | 12 | - | - | - | - | No | Connected | 12 | 12 | 12 | 0.1425 | 0.15 | 01/11/2014 | - | - | - | - | - | - | - | No | To be confirmed | -
WPD_CONN_02338 | REDACTED INFORMATION | Indian Queens S.G.P. | Camborne Bsp | 33kV connection | Western Power Distribution (South West) | Solar | 7.75 | - | - | - | - | No | Connected | 7.75 | 7.595 | 7.75 | 0.0475 | 0.05 | 16/10/2014 | - | - | - | - | - | - | - | No | To be confirmed | -
WPD_CONN_02346 | REDACTED INFORMATION | GRENDON 132kV S STN | NORTHAMPTON 33kV S STN | 33kV connection | Western Power Distribution (East Midlands) | Solar | 15 | - | - | - | - | No | Connected | 15 | 15 | 15 | 0.095 | 0.1 | 01/12/2014 | - | - | - | - | - | - | - | No | To be confirmed | -
WPD_CONN_02347 | REDACTED INFORMATION | Uskmouth | Magor Grid | Magor Primary | Western Power Distribution (South Wales) | Wind onshore | 1.5 | - | - | - | - | No | Connected | 1.5 | 1.5 | 1.5 | 0.0095 | 0.01 | 17/11/2014 | - | - | - | - | - | - | - | No | To be confirmed | -
WPD_CONN_02348 | REDACTED INFORMATION | WILLINGTON 132kV S STN | SPONDON B 33kV S STN | TRENT LANE 33 11kV S STN | Western Power Distribution (East Midlands) | Solar | 0.35 | - | - | - | - | No | Connected | 0.35 | 0.3325 | 0.35 | 4.75 | 5 | 01/11/2014 | - | - | - | - | - | - | - | No | To be confirmed | -
WPD_CONN_02349 | REDACTED INFORMATION | Alverdiscott S.G.P. | 132kV connection | 132kV connection | Western Power Distribution (South West) | Solar | 32.8 | - | - | - | - | No | Connected | 32.8 | 32.8 | 32.8 | 0.19 | 0.2 | 01/11/2014 | - | - | - | - | - | - | - | No | To be confirmed | -
WPD_CONN_02351 | REDACTED INFORMATION | Indian Queens S.G.P. | Fraddon Bsp | Lostwithiel | Western Power Distribution (South West) | Solar | 4.5 | - | - | - | - | No | Connected | 4.5 | 4.5 | 4.5 | 3.99 | 4.2 | 14/10/2014 | - | - | - | - | - | - | - | No | To be confirmed | -
WPD_CONN_02356 | REDACTED INFORMATION | Indian Queens S.G.P. | Fraddon Bsp | 33kV connection | Western Power Distribution (South West) | Wind onshore | 4 | - | - | - | - | No | Connected | 4 | 4 | 4 | 0.095 | 0.1 | 24/10/2014 | - | - | - | - | - | - | - | No | To be confirmed | -
WPD_CONN_02367 | REDACTED INFORMATION | Alverdiscott S.G.P. | 132kV connection | 132kV connection | Western Power Distribution (South West) | Wind onshore | 9.2 | - | - | - | - | No | Connected | 9.2 | 9.2 | 9.2 | 0.95 | 1 | 31/10/2014 | - | - | - | - | - | - | - | No | To be confirmed | -
WPD_CONN_02383 | REDACTED INFORMATION | Indian Queens S.G.P. | St Tudy Bsp | 33kV connection | Western Power Distribution (South West) | Wind onshore | 14.95 | - | - | - | - | No | Connected | 14.95 | 14.95 | 14.95 | 0.171 | 0.18 | 09/02/2013 | - | - | - | - | - | - | - | No | To be confirmed | -
WPD_CONN_02389 | REDACTED INFORMATION | COVENTRY 132kV S STN | DAVENTRY 33KV S STN | 33kV connection | Western Power Distribution (East Midlands) | Wind onshore | 10.25 | - | - | - | - | No | Connected | 10.25 | 10.25 | 10.25 | 0.16625 | 0.175 | 18/08/2015 | - | - | - | - | - | - | - | No | To be confirmed | -
WPD_CONN_02395 | REDACTED INFORMATION | WEST BURTON 132kV S STN | LINCOLN MAIN No 1 33kV S STN | 33kV connection | Western Power Distribution (East Midlands) | Solar | 15 | - | - | - | - | No | Connected | 15 | 15 | 15 | 0.0475 | 0.05 | 09/03/2015 | - | - | - | - | - | - | - | No | To be confirmed | -
WPD_CONN_02399 | REDACTED INFORMATION | Bushbury D 132kV | BUSHBURY C 132kV S STN | Bushbury B-C 132/33/11kVDUMMY | Western Power Distribution (West Midlands) | Solar | 1.5 | - | - | - | - | No | Connected | 1.5 | 1.425 | 1.5 | 0.057 | 0.06 | 01/03/2015 | - | - | - | - | - | - | - | No | To be confirmed | -
WPD_CONN_02400 | REDACTED INFORMATION | LEA MARSTON 132kV S STN | HAMS HALL SOUTH 132kV S STN | Hams Hall South 132/11kVDUMMY | Western Power Distribution (West Midlands) | Other renewable | 1.7 | - | - | - | - | No | Connected | 1.7 | 1.615 | 1.7 | 2.85 | 3 | 05/11/2014 | - | - | - | - | - | - | - | No | To be confirmed | -
WPD_CONN_02404 | REDACTED INFORMATION | Iron Acton S.G.P. | Lockleaze Bsp 132kv | 33kV connection | Western Power Distribution (South West) | Solar | 17.16 | - | - | - | - | No | Connected | 17.16 | 17.16 | 17.16 | 0.0285 | 0.03 | 10/11/2014 | - | - | - | - | - | - | - | No | To be confirmed | -
WPD_CONN_02405 | REDACTED INFORMATION | STAYTHORPE C 132kV S STN | CHECKERHOUSE 33kV S STN | TUXFORD 33 11kV S STN | Western Power Distribution (East Midlands) | Solar | 4.29 | - | - | - | - | No | Connected | 4.29 | 4.29 | 4.29 | 0.1425 | 0.15 | 01/11/2014 | - | - | - | - | - | - | - | No | To be confirmed | -
WPD_CONN_02415 | REDACTED INFORMATION | Alverdiscott S.G.P. | Pyworthy Bsp | 33kV connection | Western Power Distribution (South West) | Wind onshore | 4 | - | - | - | - | No | Connected | 4 | 4 | 4 | 0.095 | 0.1 | 01/12/2014 | - | - | - | - | - | - | - | No | To be confirmed | -
WPD_CONN_02417 | REDACTED INFORMATION | BICKER FEN 132kV S STN | SKEGNESS 33kV S STN | WARTH LANE SKEGNESS 33 11kV S STN | Western Power Distribution (East Midlands) | Solar | 5 | - | - | - | - | No | Connected | 5 | 4.75 | 5 | 0.38 | 0.4 | 01/03/2015 | - | - | - | - | - | - | - | No | To be confirmed | -
WPD_CONN_02419 | REDACTED INFORMATION | Seabank Sgp | Radstock Bsp 132kv | Whatley Qu Mells | Western Power Distribution (South West) | Other | 9.792 | - | - | - | - | No | Connected | 9.792 | 9.792 | 9.792 | 6.65 | 7 | 15/11/2014 | - | - | - | - | - | - | - | No | To be confirmed | -
WPD_CONN_02426 | REDACTED INFORMATION | PORT HAM 132kV S STN | Tewkesbury Grid 132/11kV | Tewkesbury Grid 132/11kVDUMMY | Western Power Distribution (West Midlands) | Other | 3.3 | - | - | - | - | No | Connected | 3.3 | 3.3 | 3.3 | 3.515 | 3.7 | 10/12/2014 | - | - | - | - | - | - | - | No | To be confirmed | -
WPD_CONN_02429 | REDACTED INFORMATION | FECKENHAM 66 11kV S STN | Feckenham 66/11kVDUMMY | EPWELL 66 11kV S STN | Western Power Distribution (West Midlands) | Solar | 7 | - | - | - | - | No | Connected | 7 | 6.65 | 7 | 0.095 | 0.1 | 01/12/2014 | - | - | - | - | - | - | - | No | To be confirmed | -
WPD_CONN_02431 | REDACTED INFORMATION | Alverdiscott S.G.P. | Pyworthy Bsp | Launceston | Western Power Distribution (South West) | Wind onshore | 1.26 | - | - | - | - | No | Connected | 1.26 | 1.26 | 1.26 | 0.0475 | 0.05 | 01/12/2014 | - | - | - | - | - | - | - | No | To be confirmed | -
WPD_CONN_02440 | REDACTED INFORMATION | Bridgwater S.G.P. | Bridgwater Grid Bsp | 33kV connection | Western Power Distribution (South West) | Solar | 7.35 | - | - | - | - | No | Connected | 7.35 | 7.35 | 7.35 | 0.07125 | 0.075 | 24/11/2014 | - | - | - | - | - | - | - | No | To be confirmed | -
WPD_CONN_02452 | REDACTED INFORMATION | LEA MARSTON 132kV S STN | TAMWORTH 33kV S STN | 33kV connection | Western Power Distribution (East Midlands) | Solar | 14 | - | - | - | - | No | Connected | 14 | 14 | 14 | 0.0475 | 0.05 | 09/03/2015 | - | - | - | - | - | - | - | No | To be confirmed | -
WPD_CONN_02453 | REDACTED INFORMATION | WEST BURTON 132kV S STN | LINCOLN MAIN No 1 33kV S STN | 33kV connection | Western Power Distribution (East Midlands) | Solar | 30 | - | - | - | - | No | Connected | 30 | 30 | 30 | 0.095 | 0.1 | 01/03/2015 | - | - | - | - | - | - | - | No | To be confirmed | -
WPD_CONN_02455 | REDACTED INFORMATION | Cellarhead 132kV | FORSBROOK 33kV S STN | 33kV connection | Western Power Distribution (West Midlands) | Solar | 9 | - | - | - | - | No | Connected | 9 | 9 | 9 | 0.0475 | 0.05 | 11/03/2015 | - | - | - | - | - | - | - | No | To be confirmed | -
WPD_CONN_02462 | REDACTED INFORMATION | Indian Queens S.G.P. | Truro Bsp | 33kV connection | Western Power Distribution (South West) | Solar | 6.06 | - | - | - | - | No | Connected | 6.06 | 6.06 | 6.06 | 0.0475 | 0.05 | 05/12/2014 | - | - | - | - | - | - | - | No | To be confirmed | -
WPD_CONN_02464 | REDACTED INFORMATION | IRONBRIDGE 132kV S STN | Ironbridge 400/132kV | HORTONWOOD 132 11kV S STN | Western Power Distribution (West Midlands) | Solar | 4 | - | - | - | - | No | Connected | 4 | 4 | 4 | 0.0475 | 0.05 | 10/12/2014 | - | - | - | - | - | - | - | No | To be confirmed | -
WPD_CONN_02466 | REDACTED INFORMATION | ENDERBY 132kV S STN | COALVILLE 33KV S STN | 33kV connection | Western Power Distribution (East Midlands) | Solar | 10 | - | - | - | - | No | Connected | 10 | 10 | 10 | 0.19 | 0.2 | 15/02/2015 | - | - | - | - | - | - | - | No | To be confirmed | -
WPD_CONN_02468 | REDACTED INFORMATION | Bridgwater S.G.P. | Churchill Bsp 132kv | 33kV connection | Western Power Distribution (South West) | Solar | 8 | - | - | - | - | No | Connected | 8 | 8 | 8 | 0.02375 | 0.025 | 18/12/2014 | - | - | - | - | - | - | - | No | To be confirmed | -
WPD_CONN_02475 | REDACTED INFORMATION | DRAKELOW 132kV | Burton 33kV | 33kV connection | Western Power Distribution (East Midlands) | Solar | 14.8 | - | - | - | - | No | Connected | 14.8 | 14.8 | 14.8 | 0.0855 | 0.09 | 23/03/2015 | - | - | - | - | - | - | - | No | To be confirmed | -
WPD_CONN_02476 | REDACTED INFORMATION | CHESTERFIELD 132kV S STN | ALFRETON 33kV S STN | 33kV connection | Western Power Distribution (East Midlands) | Solar | 6 | - | - | - | - | No | Connected | 6 | 6 | 6 | 0.1425 | 0.15 | 24/03/2016 | - | - | - | - | - | - | - | No | To be confirmed | -
WPD_CONN_02477 | REDACTED INFORMATION | CHESTERFIELD 132kV S STN | CLIPSTONE 33kV S STN | 33kV connection | Western Power Distribution (East Midlands) | Solar | 11.84 | - | - | - | - | No | Connected | 11.84 | 11.84 | 11.84 | 0.0855 | 0.09 | 13/03/2015 | - | - | - | - | - | - | - | No | To be confirmed | -
WPD_CONN_02478 | REDACTED INFORMATION | CHESTERFIELD 132kV S STN | CLIPSTONE 33kV S STN | 33kV connection | Western Power Distribution (East Midlands) | Solar | 10 | - | - | - | - | No | Connected | 10 | 10 | 10 | 0.0475 | 0.05 | 17/03/2015 | - | - | - | - | - | - | - | No | To be confirmed | -
WPD_CONN_02479 | REDACTED INFORMATION | Exeter Main S.G.P. | Tiverton Bsp | Dunkeswell 33/11kv | Western Power Distribution (South West) | Solar | 2.8 | - | - | - | - | No | Connected | 2.8 | 2.66 | 2.8 | 0.04275 | 0.045 | 01/02/2015 | - | - | - | - | - | - | - | No | To be confirmed | -
WPD_CONN_02483 | REDACTED INFORMATION | Seabank Sgp | Radstock Bsp 132kv | 33kV connection | Western Power Distribution (South West) | Solar | 1.995 | - | - | - | - | No | Connected | 1.995 | 1.995 | 1.995 | 0.02375 | 0.025 | 01/02/2015 | - | - | - | - | - | - | - | No | To be confirmed | -
WPD_CONN_02489 | REDACTED INFORMATION | Landulph S.G.P. | St Germans Bsp | Saltash Whity Cross | Western Power Distribution (South West) | Solar | 1.4 | - | - | - | - | No | Connected | 1.4 | 1.4 | 1.4 | 0.00475 | 0.005 | 01/04/2014 | - | - | - | - | - | - | - | No | To be confirmed | -
WPD_CONN_02493 | REDACTED INFORMATION | BICKER FEN 132kV S STN | SLEAFORD 33kV S STN | 33kV connection | Western Power Distribution (East Midlands) | Solar | 7.5 | - | - | - | - | No | Connected | 7.5 | 7.5 | 7.5 | 0.0665 | 0.07 | 20/03/2015 | - | - | - | - | - | - | - | No | To be confirmed | -
WPD_CONN_02498 | REDACTED INFORMATION | Swansea North Grid | Trostre Grid | 33kV connection | Western Power Distribution (South Wales) | Solar | 12.24 | - | - | - | - | No | Connected | 12.24 | 11.628 | 12.24 | 0.114 | 0.12 | 19/12/2014 | - | - | - | - | - | - | - | No | To be confirmed | -
WPD_CONN_02500 | REDACTED INFORMATION | Bridgwater S.G.P. | Bridgwater Grid Bsp | 33kV connection | Western Power Distribution (South West) | Solar | 5.28 | - | - | - | - | No | Connected | 5.28 | 5.28 | 5.28 | 0.0285 | 0.03 | 20/11/2014 | - | - | - | - | - | - | - | No | To be confirmed | -
WPD_CONN_02518 | REDACTED INFORMATION | CHESTERFIELD 132kV S STN | WHITWELL 33kV S STN | CRAGGS LANE 33 11kV S STN | Western Power Distribution (East Midlands) | Solar | 5 | - | - | - | - | No | Connected | 5 | 5 | 5 | 0.0475 | 0.05 | 09/02/2015 | - | - | - | - | - | - | - | No | To be confirmed | -
WPD_CONN_02519 | REDACTED INFORMATION | CHESTERFIELD 132kV S STN | CLIPSTONE 33kV S STN | BILSTHORPE 33 11kV S STN | Western Power Distribution (East Midlands) | Waste | 2 | - | - | - | - | No | Connected | 2 | 2 | 2 | 0.057 | 0.06 | 11/01/2008 | - | - | - | - | - | - | - | No | To be confirmed | -
WPD_CONN_02520 | REDACTED INFORMATION | CHESTERFIELD 132kV S STN | WHITWELL 33kV S STN | CRAGGS LANE 33 11kV S STN | Western Power Distribution (East Midlands) | Solar | 5.55 | - | - | - | - | No | Connected | 5.55 | 5.55 | 5.55 | 0.0475 | 0.05 | 02/03/2015 | - | - | - | - | - | - | - | No | To be confirmed | -
WPD_CONN_02529 | REDACTED INFORMATION | Exeter Main S.G.P. | Exmouth Bsp | 33kV connection | Western Power Distribution (South West) | Solar | 3.91 | - | - | - | - | No | Connected | 3.91 | 3.91 | 3.91 | 0.038 | 0.04 | 01/02/2015 | - | - | - | - | - | - | - | No | To be confirmed | -
WPD_CONN_02535 | REDACTED INFORMATION | Alverdiscott S.G.P. | Pyworthy Bsp | Hatherleigh | Western Power Distribution (South West) | Solar | 1 | - | - | - | - | No | Connected | 1 | 0.95 | 1 | 0.0475 | 0.05 | 30/03/2015 | - | - | - | - | - | - | - | No | To be confirmed | -
WPD_CONN_02537 | REDACTED INFORMATION | Alverdiscott S.G.P. | Barnstaple Bsp | 33kV connection | Western Power Distribution (South West) | Solar | 7.524 | - | - | - | - | No | Connected | 7.524 | 7.524 | 7.524 | 0.0285 | 0.03 | 21/01/2015 | - | - | - | - | - | - | - | No | To be confirmed | -
WPD_CONN_02538 | REDACTED INFORMATION | WEST BURTON 132kV S STN | WORKSOP 33kV S STN | MANTON 33 11kV S STN | Western Power Distribution (East Midlands) | Biomass | 0.8 | - | - | - | - | No | Connected | 0.8 | 0.76 | 0.8 | 0.95 | 1 | 19/01/2015 | - | - | - | - | - | - | - | No | To be confirmed | -
WPD_CONN_02540 | REDACTED INFORMATION | Indian Queens S.G.P. | Truro Bsp | 33kV connection | Western Power Distribution (South West) | Solar | 6.875 | - | - | - | - | No | Connected | 6.875 | 6.875 | 6.875 | 0.057 | 0.06 | 26/01/2015 | - | - | - | - | - | - | - | No | To be confirmed | -
WPD_CONN_02547 | REDACTED INFORMATION | Alverdiscott S.G.P. | East Yelland Bsp | 33kV connection | Western Power Distribution (South West) | Solar | 4.29 | - | - | - | - | No | Connected | 4.29 | 4.1613 | 4.29 | 0.095 | 0.1 | 02/02/2015 | - | - | - | - | - | - | - | No | To be confirmed | -
WPD_CONN_02550 | REDACTED INFORMATION | Indian Queens S.G.P. | Fraddon Bsp | 33kV connection | Western Power Distribution (South West) | Solar | 3.5 | - | - | - | - | No | Connected | 3.5 | 3.5 | 3.5 | 0.057 | 0.06 | 30/01/2015 | - | - | - | - | - | - | - | No | To be confirmed | -
WPD_CONN_02555 | REDACTED INFORMATION | Abham S.G.P. | Totnes Bsp | 33kV connection | Western Power Distribution (South West) | Solar | 5 | - | - | - | - | No | Connected | 5 | 5 | 5 | 0.02375 | 0.025 | 01/03/2015 | - | - | - | - | - | - | - | No | To be confirmed | -
WPD_CONN_02563 | REDACTED INFORMATION | CHESTERFIELD 132kV S STN | CLIPSTONE 33kV S STN | 33kV connection | Western Power Distribution (East Midlands) | Solar | 17 | - | - | - | - | No | Connected | 17 | 17 | 17 | 0.1615 | 0.17 | 20/03/2015 | - | - | - | - | - | - | - | No | To be confirmed | -
WPD_CONN_02565 | REDACTED INFORMATION | Indian Queens S.G.P. | St Tudy Bsp | Bodmin | Western Power Distribution (South West) | Solar | 1 | - | - | - | - | No | Connected | 1 | 1 | 1 | 0.0475 | 0.05 | 01/11/2014 | - | - | - | - | - | - | - | No | To be confirmed | -
WPD_CONN_02566 | REDACTED INFORMATION | PORT HAM 132kV S STN | LYDNEY 33kV S STN | BIXHEAD 33 11kV S STN | Western Power Distribution (West Midlands) | Solar | 2.7 | - | - | - | - | No | Connected | 2.7 | 2.565 | 2.7 | 0.0475 | 0.05 | 01/04/2015 | - | - | - | - | - | - | - | No | To be confirmed | -
WPD_CONN_02567 | REDACTED INFORMATION | Indian Queens S.G.P. | Fraddon Bsp | 33kV connection | Western Power Distribution (South West) | Solar | 8.3048 | - | - | - | - | No | Connected | 8.3048 | 8.3048 | 8.3048 | 0.2185 | 0.23 | 03/02/2015 | - | - | - | - | - | - | - | No | To be confirmed | -
WPD_CONN_02568 | REDACTED INFORMATION | DRAKELOW 132kV | GRESLEY 33kV S STN | 33kV connection | Western Power Distribution (East Midlands) | Solar | 17 | - | - | - | - | No | Connected | 17 | 17 | 17 | 0.057 | 0.06 | 21/03/2015 | - | - | - | - | - | - | - | No | To be confirmed | -
WPD_CONN_02570 | REDACTED INFORMATION | Aberthaw Power Station | East Aberthaw | 33kV connection | Western Power Distribution (South Wales) | Solar | 3.12 | - | - | - | - | No | Connected | 3.12 | 3.12 | 3.12 | 0.095 | 0.1 | 04/02/2015 | - | - | - | - | - | - | - | No | To be confirmed | -
WPD_CONN_02571 | REDACTED INFORMATION | Bridgwater S.G.P. | Bridgwater Grid Bsp | 33kV connection | Western Power Distribution (South West) | Solar | 2.97 | - | - | - | - | No | Connected | 2.97 | 2.97 | 2.97 | 0.02375 | 0.025 | 05/02/2015 | - | - | - | - | - | - | - | No | To be confirmed | -
WPD_CONN_02572 | REDACTED INFORMATION | BERKSWELL 132kV S STN | HARBURY 33kV S STN | 33kV connection | Western Power Distribution (East Midlands) | Solar | 9 | - | - | - | - | No | Connected | 9 | 9 | 9 | 0.0475 | 0.05 | 05/03/2015 | - | - | - | - | - | - | - | No | To be confirmed | -
WPD_CONN_02577 | REDACTED INFORMATION | IRONBRIDGE 132kV S STN | IRONBRIDGE 132 33kV S STN | 33kV connection | Western Power Distribution (West Midlands) | Solar | 10 | - | - | - | - | No | Connected | 10 | 10 | 10 | 0.076 | 0.08 | 29/03/2015 | - | - | - | - | - | - | - | No | To be confirmed | -
WPD_CONN_02582 | REDACTED INFORMATION | Abham S.G.P. | Totnes Bsp | 33kV connection | Western Power Distribution (South West) | Solar | 7.656 | - | - | - | - | No | Connected | 7.656 | 7.656 | 7.656 | 0.019 | 0.02 | 13/02/2015 | - | - | - | - | - | - | - | No | To be confirmed | -
WPD_CONN_02583 | REDACTED INFORMATION | Abham S.G.P. | Totnes Bsp | Totnes | Western Power Distribution (South West) | Other | 0.87596 | - | - | - | - | No | Connected | 0.87596 | 0.83216 | 0.87596 | 3.325 | 3.5 | 01/03/2015 | - | - | - | - | - | - | - | No | To be confirmed | -
WPD_CONN_02586 | REDACTED INFORMATION | GRENDON 132kV S STN | KETTERING 33kV S STN | 33kV connection | Western Power Distribution (East Midlands) | Solar | 18 | - | - | - | - | Yes | Connected | 18 | 18 | 18 | 0.0475 | 0.05 | 31/03/2015 | - | - | - | - | - | - | - | No | To be confirmed | -
WPD_CONN_02587 | REDACTED INFORMATION | Swansea North Grid | Rhos Grid | 33kV connection | Western Power Distribution (South Wales) | Solar | 5.94 | - | - | - | - | No | Connected | 5.94 | 5.643 | 5.94 | 0.0285 | 0.03 | 19/02/2015 | - | - | - | - | - | - | - | No | To be confirmed | -
WPD_CONN_02590 | REDACTED INFORMATION | Seabank Sgp | Avonmouth Bsp | Avonmouth | Western Power Distribution (South West) | Solar | 1.5 | - | - | - | - | No | Connected | 1.5 | 1.5 | 1.5 | 0.0285 | 0.03 | 01/03/2015 | - | - | - | - | - | - | - | No | To be confirmed | -
WPD_CONN_02593 | REDACTED INFORMATION | Indian Queens S.G.P. | Rame Bsp | 33kV connection | Western Power Distribution (South West) | Solar | 7.26 | - | - | - | - | No | Connected | 7.26 | 7.26 | 7.26 | 0.05225 | 0.055 | 18/03/2015 | - | - | - | - | - | - | - | No | To be confirmed | -
WPD_CONN_02594 | REDACTED INFORMATION | RUGELEY 132kV S STN | LICHFIELD 132kV S STN | Lichfield 132/11kVDUMMY | Western Power Distribution (West Midlands) | Solar | 1 | - | - | - | - | No | Connected | 1 | 0.95 | 1 | 0.095 | 0.1 | 12/02/2015 | - | - | - | - | - | - | - | No | To be confirmed | -
WPD_CONN_02598 | REDACTED INFORMATION | WEST BURTON 132kV S STN | LINCOLN MAIN No 1 33kV S STN | WRAGBY 33 11kV S STN | Western Power Distribution (East Midlands) | Solar | 3.51 | - | - | - | - | No | Connected | 3.51 | 3.3345 | 3.51 | 0.1425 | 0.15 | 01/03/2015 | - | - | - | - | - | - | - | No | To be confirmed | -
WPD_CONN_02601 | REDACTED INFORMATION | Abham S.G.P. | Newton Abbot Bsp (Forde Road) | 33kV connection | Western Power Distribution (South West) | Solar | 8.25 | - | - | - | - | No | Connected | 8.25 | 8.25 | 8.25 | 0.057 | 0.06 | 01/03/2015 | - | - | - | - | - | - | - | No | To be confirmed | -
WPD_CONN_02604 | REDACTED INFORMATION | Swansea North Grid | Swansea North Bsp | 33kV connection | Western Power Distribution (South Wales) | Solar | 5.1 | - | - | - | - | No | Connected | 5.1 | 5.1 | 5.1 | 0.0285 | 0.03 | 20/02/2015 | - | - | - | - | - | - | - | No | To be confirmed | -
WPD_CONN_02605 | REDACTED INFORMATION | SHREWSBURY 132kV S STN | Shrewsbury 132/33kVDUMMY | 33kV connection | Western Power Distribution (West Midlands) | Solar | 10 | - | - | - | - | No | Connected | 10 | 10 | 10 | 0.152 | 0.16 | 31/03/2015 | - | - | - | - | - | - | - | No | To be confirmed | -
WPD_CONN_02607 | REDACTED INFORMATION | Abham S.G.P. | Newton Abbot Bsp (Forde Road) | 33kV connection | Western Power Distribution (South West) | Solar | 5.475 | - | - | - | - | No | Connected | 5.475 | 5.475 | 5.475 | 0.0855 | 0.09 | 01/03/2015 | - | - | - | - | - | - | - | No | To be confirmed | -
WPD_CONN_02608 | REDACTED INFORMATION | IRONBRIDGE 132kV S STN | IRONBRIDGE 132 33kV S STN | 33kV connection | Western Power Distribution (West Midlands) | Solar | 15 | - | - | - | - | No | Connected | 15 | 15 | 15 | 0.095 | 0.1 | 27/03/2015 | - | - | - | - | - | - | - | No | To be confirmed | -
WPD_CONN_02610 | REDACTED INFORMATION | Pembroke Power Station | Golden Hill Grid | 33kV connection | Western Power Distribution (South Wales) | Solar | 8.5 | - | - | - | - | No | Connected | 8.5 | 8.075 | 8.5 | 0.0285 | 0.03 | 13/03/2015 | - | - | - | - | - | - | - | No | To be confirmed | -
WPD_CONN_02612 | REDACTED INFORMATION | EAST CLAYDON 132KV S STN | BRADWELL ABBEY 33kV S STN | 33kV connection | Western Power Distribution (East Midlands) | Solar | 12 | - | - | - | - | No | Connected | 12 | 12 | 12 | 0.095 | 0.1 | 16/03/2015 | - | - | - | - | - | - | - | No | To be confirmed | -
WPD_CONN_02613 | REDACTED INFORMATION | CHESTERFIELD 132kV S STN | CHESTERFIELD 33kV S STN | Bolsover 11kV S Stn | Western Power Distribution (East Midlands) | Solar | 4.68 | - | - | - | - | No | Connected | 4.68 | 4.446 | 4.68 | 0.1425 | 0.15 | 15/12/2015 | - | - | - | - | - | - | - | No | To be confirmed | -
WPD_CONN_02614 | REDACTED INFORMATION | Stoke Bardolph 132kv | NOTTINGHAM EAST 33kV S STN | GEDLING 33 11kV S STN | Western Power Distribution (East Midlands) | Solar | 4.8 | - | - | - | - | No | Connected | 4.8 | 4.8 | 4.8 | 0.0475 | 0.05 | 01/03/2015 | - | - | - | - | - | - | - | No | To be confirmed | -
WPD_CONN_02622 | REDACTED INFORMATION | Cardiff East Grid | Trowbridge 132/11 Kv S/S | Trowbridge Primary | Western Power Distribution (South Wales) | Wind onshore | 2.3 | - | - | - | - | No | Connected | 2.3 | 2.185 | 2.3 | 0.38 | 0.4 | 07/02/2011 | - | - | - | - | - | - | - | No | To be confirmed | -
WPD_CONN_02626 | REDACTED INFORMATION | STAYTHORPE C 132kV S STN | CHECKERHOUSE 33kV S STN | 33kV connection | Western Power Distribution (East Midlands) | Solar | 20.72 | - | - | - | - | No | Connected | 20.72 | 20.72 | 20.72 | 0.0855 | 0.09 | 03/03/2015 | - | - | - | - | - | - | - | No | To be confirmed | -
WPD_CONN_02632 | REDACTED INFORMATION | Stoke Bardolph 132kv | NOTTINGHAM EAST 33kV S STN | COTGRAVE 33 11kV S STN | Western Power Distribution (East Midlands) | Solar | 4.92 | - | - | - | - | No | Connected | 4.92 | 4.92 | 4.92 | 0.076 | 0.08 | 29/07/2015 | - | - | - | - | - | - | - | No | To be confirmed | -
WPD_CONN_02633 | REDACTED INFORMATION | Rassau G.S.P. | Crumlin | 33kV connection | Western Power Distribution (South Wales) | Solar | 8.85 | - | - | - | - | No | Connected | 8.85 | 8.4075 | 8.85 | 0.095 | 0.1 | 02/03/2015 | - | - | - | - | - | - | - | No | To be confirmed | -
WPD_CONN_02634 | REDACTED INFORMATION | IRON ACTON 132kV S STN | RYEFORD 132kV S STN | 33kV connection | Western Power Distribution (West Midlands) | Solar | 30 | - | - | - | - | No | Connected | 30 | 30 | 30 | 0.03515 | 0.037 | 31/03/2015 | - | - | - | - | - | - | - | No | To be confirmed | -
WPD_CONN_02641 | REDACTED INFORMATION | Swansea North Grid | Hirwaun Grid | 33kV connection | Western Power Distribution (South Wales) | Solar | 9.8 | - | - | - | - | No | Connected | 9.8 | 9.8 | 9.8 | 0.0285 | 0.03 | 06/03/2015 | - | - | - | - | - | - | - | No | To be confirmed | -
WPD_CONN_02645 | REDACTED INFORMATION | Axminster S.G.P. | Woodcote Bsp | 33kV connection | Western Power Distribution (South West) | Solar | 7.48 | - | - | - | - | No | Connected | 7.48 | 7.106 | 7.48 | 0.0285 | 0.03 | 12/03/2015 | - | - | - | - | - | - | - | No | To be confirmed | -
WPD_CONN_02647 | REDACTED INFORMATION | Stoke Bardolph 132kv | NOTTINGHAM EAST 33kV S STN | COTGRAVE 33 11kV S STN | Western Power Distribution (East Midlands) | Solar | 4.92 | - | - | - | - | No | Connected | 4.92 | 4.92 | 4.92 | 0.076 | 0.08 | 29/07/2015 | - | - | - | - | - | - | - | No | To be confirmed | -
WPD_CONN_02649 | REDACTED INFORMATION | IRON ACTON 132kV S STN | CHIPPING SODBURY 132kV S STN | 33kV connection | Western Power Distribution (West Midlands) | Solar | 9 | - | - | - | - | No | Connected | 9 | 9 | 9 | 0.095 | 0.1 | 24/03/2015 | - | - | - | - | - | - | - | No | To be confirmed | -
WPD_CONN_02650 | REDACTED INFORMATION | STAYTHORPE C 132kV S STN | CHECKERHOUSE 33kV S STN | 33kV connection | Western Power Distribution (East Midlands) | Solar | 8 | - | - | - | - | No | Connected | 8 | 7.6 | 8 | 0.0475 | 0.05 | 10/03/2015 | - | - | - | - | - | - | - | No | To be confirmed | -
WPD_CONN_02652 | REDACTED INFORMATION | Taunton S.G.P. | Taunton Main Bsp | 33kV connection | Western Power Distribution (South West) | Solar | 3.9 | - | - | - | - | No | Connected | 3.9 | 3.822 | 3.9 | 0.0475 | 0.05 | 28/02/2015 | - | - | - | - | - | - | - | No | To be confirmed | -
WPD_CONN_02653 | REDACTED INFORMATION | Swansea North Grid | Trostre Grid | Westfa | Western Power Distribution (South Wales) | Other | 10 | - | - | - | - | No | Connected | 10 | 9.5 | 10 | 0.11875 | 0.125 | 05/03/2015 | - | - | - | - | - | - | - | No | To be confirmed | -
WPD_CONN_02656 | REDACTED INFORMATION | WILLENHALL 132 25kV S STN | Willenhall 132/25/11kVDUMMY | Willenhall 132/25/11kVDUMMY | Western Power Distribution (West Midlands) | Battery storage | 2.9 | - | - | - | - | No | Connected | 2.9 | 2.755 | 2.9 | 1.995 | 2.1 | 09/03/2015 | - | - | - | - | - | - | - | No | To be confirmed | -
WPD_CONN_02660 | REDACTED INFORMATION | Bridgwater S.G.P. | Street Bsp | 33kV connection | Western Power Distribution (South West) | Solar | 11.9213 | - | - | - | - | No | Connected | 11.9213 | 11.3252 | 11.9213 | 0.38 | 0.4 | 13/03/2015 | - | - | - | - | - | - | - | No | To be confirmed | -
WPD_CONN_02661 | REDACTED INFORMATION | WALPOLE 132kV S STN | BOSTON 33kV S STN | 33kV connection | Western Power Distribution (East Midlands) | Solar | 6.5 | - | - | - | - | No | Connected | 6.5 | 6.175 | 6.5 | 0.0285 | 0.03 | 31/03/2015 | - | - | - | - | - | - | - | No | To be confirmed | -
WPD_CONN_02663 | REDACTED INFORMATION | Taunton S.G.P. | Taunton Main Bsp | Lydeard St Lawrence Primary | Western Power Distribution (South West) | Solar | 3.232 | - | - | - | - | No | Connected | 3.232 | 3.0704 | 3.232 | 0.0475 | 0.05 | 25/03/2015 | - | - | - | - | - | - | - | No | To be confirmed | -
WPD_CONN_02666 | REDACTED INFORMATION | Alverdiscott S.G.P. | Pyworthy Bsp | Lifton | Western Power Distribution (South West) | Other | 1.05 | - | - | - | - | No | Connected | 1.05 | 1.05 | 1.05 | 0.3325 | 0.35 | 09/09/2016 | - | - | - | - | - | - | - | No | To be confirmed | -
WPD_CONN_02671 | REDACTED INFORMATION | Alverdiscott S.G.P. | 132kV connection | 132kV connection | Western Power Distribution (South West) | Other | 13.77 | - | - | - | - | No | Connected | 13.77 | 13.4946 | 13.77 | 0.19 | 0.2 | 01/12/2016 | - | - | - | - | - | - | - | No | To be confirmed | -
WPD_CONN_02672 | REDACTED INFORMATION | Upper Boat | Dowlais Grid | 33kV connection | Western Power Distribution (South Wales) | Solar | 10 | - | - | - | - | No | Connected | 10 | 10 | 10 | 0.057 | 0.06 | 10/02/2015 | - | - | - | - | - | - | - | No | To be confirmed | -
WPD_CONN_02673 | REDACTED INFORMATION | EAST CLAYDON 132KV S STN | BRACKLEY 132kV S STN | Brackley 11kv | Western Power Distribution (East Midlands) | Solar | 5 | - | - | - | - | No | Connected | 5 | 4.9 | 5 | 0.019 | 0.02 | 27/03/2015 | - | - | - | - | - | - | - | No | To be confirmed | -
WPD_CONN_02674 | REDACTED INFORMATION | Exeter Main S.G.P. | Exmouth Bsp | 33kV connection | Western Power Distribution (South West) | Solar | 3.52 | - | - | - | - | No | Connected | 3.52 | 3.52 | 3.52 | 0.3325 | 0.35 | 23/03/2015 | - | - | - | - | - | - | - | No | To be confirmed | -
WPD_CONN_02675 | REDACTED INFORMATION | Pembroke Power Station | Haverfordwest Grid | 33kV connection | Western Power Distribution (South Wales) | Solar | 5.1 | - | - | - | - | No | Connected | 5.1 | 5.1 | 5.1 | 0.0285 | 0.03 | 12/03/2015 | - | - | - | - | - | - | - | No | To be confirmed | -
WPD_CONN_02676 | REDACTED INFORMATION | Bridgwater S.G.P. | Churchill Bsp 132kv | 33kV connection | Western Power Distribution (South West) | Solar | 6.5 | - | - | - | - | No | Connected | 6.5 | 6.5 | 6.5 | 0.0475 | 0.05 | 16/03/2015 | - | - | - | - | - | - | - | No | To be confirmed | -
WPD_CONN_02677 | REDACTED INFORMATION | Swansea North Grid | Ammanford Grid | 33kV connection | Western Power Distribution (South Wales) | Solar | 5.5656 | - | - | - | - | No | Connected | 5.5656 | 5.5656 | 5.5656 | 0.04275 | 0.045 | 13/03/2015 | - | - | - | - | - | - | - | No | To be confirmed | -
WPD_CONN_02678 | REDACTED INFORMATION | Swansea North Grid | Ammanford Grid | 33kV connection | Western Power Distribution (South Wales) | Solar | 5.9712 | - | - | - | - | No | Connected | 5.9712 | 5.9712 | 5.9712 | 0.04275 | 0.045 | 13/03/2015 | - | - | - | - | - | - | - | No | To be confirmed | -
WPD_CONN_02679 | REDACTED INFORMATION | Taunton S.G.P. | Bowhays Cross Bsp | 33kV connection | Western Power Distribution (South West) | Solar | 5.82 | - | - | - | - | No | Connected | 5.82 | 5.82 | 5.82 | 0.0475 | 0.05 | 18/03/2015 | - | - | - | - | - | - | - | No | To be confirmed | -
WPD_CONN_02680 | REDACTED INFORMATION | Bridgwater S.G.P. | Churchill Bsp 132kv | 33kV connection | Western Power Distribution (South West) | Solar | 4.8675 | - | - | - | - | No | Connected | 4.8675 | 4.8675 | 4.8675 | 0.0475 | 0.05 | 27/03/2015 | - | - | - | - | - | - | - | No | To be confirmed | -
WPD_CONN_02681 | REDACTED INFORMATION | Swansea North Grid | Swansea North Bsp | 33kV connection | Western Power Distribution (South Wales) | Solar | 6.2238 | - | - | - | - | No | Connected | 6.2238 | 6.2238 | 6.2238 | 0.13775 | 0.145 | 13/03/2015 | - | - | - | - | - | - | - | No | To be confirmed | -
WPD_CONN_02682 | REDACTED INFORMATION | Taunton S.G.P. | Taunton Main Bsp | Trull | Western Power Distribution (South West) | Solar | 1.485 | - | - | - | - | No | Connected | 1.485 | 1.4107 | 1.485 | 0.0475 | 0.05 | 12/03/2015 | - | - | - | - | - | - | - | No | To be confirmed | -
WPD_CONN_02685 | REDACTED INFORMATION | Abham S.G.P. | Totnes Bsp | 33kV connection | Western Power Distribution (South West) | Solar | 5.066 | - | - | - | - | No | Connected | 5.066 | 5.066 | 5.066 | 0.0475 | 0.05 | 31/03/2015 | - | - | - | - | - | - | - | No | To be confirmed | -
WPD_CONN_02686 | REDACTED INFORMATION | STAYTHORPE C 132kV S STN | CHECKERHOUSE 33kV S STN | ORDSALL RD 33 11kV S STN | Western Power Distribution (East Midlands) | Solar | 3 | - | - | - | - | No | Connected | 3 | 2.94 | 3 | 0.095 | 0.1 | 27/03/2015 | - | - | - | - | - | - | - | No | To be confirmed | -
WPD_CONN_02687 | REDACTED INFORMATION | Pembroke Power Station | Golden Hill Grid | 33kV connection | Western Power Distribution (South Wales) | Solar | 7.2 | - | - | - | - | No | Connected | 7.2 | 6.84 | 7.2 | 0.095 | 0.1 | 23/03/2015 | - | - | - | - | - | - | - | No | To be confirmed | -
WPD_CONN_02689 | REDACTED INFORMATION | GRENDON 132kV S STN | IRTHLINGBOROUGH 33kV S STN | 33kV connection | Western Power Distribution (East Midlands) | Solar | 40 | - | - | - | - | Yes | Connected | 40 | 40 | 40 | 0.095 | 0.1 | 10/03/2015 | - | - | - | - | - | - | - | No | To be confirmed | -
WPD_CONN_02690 | REDACTED INFORMATION | Abham S.G.P. | Plympton Bsp | 33kV connection | Western Power Distribution (South West) | Solar | 8.96 | - | - | - | - | No | Connected | 8.96 | 8.96 | 8.96 | 0.095 | 0.1 | 27/03/2015 | - | - | - | - | - | - | - | No | To be confirmed | -
WPD_CONN_02692 | REDACTED INFORMATION | Exeter Main S.G.P. | Exmouth Bsp | 33kV connection | Western Power Distribution (South West) | Solar | 5.95 | - | - | - | - | No | Connected | 5.95 | 5.95 | 5.95 | 0.0475 | 0.05 | 23/03/2015 | - | - | - | - | - | - | - | No | To be confirmed | -
WPD_CONN_02699 | REDACTED INFORMATION | Rassau G.S.P. | Crumlin | 33kV connection | Western Power Distribution (South Wales) | Solar | 6.12 | - | - | - | - | No | Connected | 6.12 | 5.814 | 6.12 | 0.095 | 0.1 | 20/03/2015 | - | - | - | - | - | - | - | No | To be confirmed | -
WPD_CONN_02702 | REDACTED INFORMATION | EAST CLAYDON 132KV S STN | STONY STRATFORD 33kV S STN | 33kV connection | Western Power Distribution (East Midlands) | Solar | 10.2 | - | - | - | - | No | Connected | 10.2 | 9.996 | 10.2 | 0.095 | 0.1 | 18/03/2015 | - | - | - | - | - | - | - | No | To be confirmed | -
WPD_CONN_02703 | REDACTED INFORMATION | Landulph S.G.P. | St Germans Bsp | 33kV connection | Western Power Distribution (South West) | Solar | 7.48 | - | - | - | - | No | Connected | 7.48 | 7.48 | 7.48 | 0.076 | 0.08 | 23/05/2015 | - | - | - | - | - | - | - | No | To be confirmed | -
WPD_CONN_02704 | REDACTED INFORMATION | GRENDON 132kV S STN | WELLINGBOROUGH 33kV S STN | 33kV connection | Western Power Distribution (East Midlands) | Solar | 26 | - | - | - | - | No | Connected | 26 | 26 | 26 | 0.38 | 0.4 | 20/03/2015 | - | - | - | - | - | - | - | No | To be confirmed | -
WPD_CONN_02706 | REDACTED INFORMATION | Indian Queens S.G.P. | Fraddon Bsp | 33kV connection | Western Power Distribution (South West) | Solar | 10.03 | - | - | - | - | No | Connected | 10.03 | 10.03 | 10.03 | 0.0285 | 0.03 | 20/03/2015 | - | - | - | - | - | - | - | No | To be confirmed | -
WPD_CONN_02713 | REDACTED INFORMATION | Pembroke Power Station | Golden Hill Grid | Golden Hill Primary | Western Power Distribution (South Wales) | Solar | 5.05 | - | - | - | - | No | Connected | 5.05 | 4.7975 | 5.05 | 0.095 | 0.1 | 26/03/2015 | - | - | - | - | - | - | - | No | To be confirmed | -
WPD_CONN_02716 | REDACTED INFORMATION | Bridgwater S.G.P. | Churchill Bsp 132kv | 33kV connection | Western Power Distribution (South West) | Solar | 6.749 | - | - | - | - | No | Connected | 6.749 | 6.749 | 6.749 | 0.0475 | 0.05 | 27/03/2015 | - | - | - | - | - | - | - | No | To be confirmed | -
WPD_CONN_02717 | REDACTED INFORMATION | Pembroke Power Station | Haverfordwest Grid | 33kV connection | Western Power Distribution (South Wales) | Solar | 12.12 | - | - | - | - | No | Connected | 12.12 | 12.12 | 12.12 | 0.057 | 0.06 | 27/03/2015 | - | - | - | - | - | - | - | No | To be confirmed | -
WPD_CONN_02719 | REDACTED INFORMATION | Swansea North Grid | Rhos Grid | 33kV connection | Western Power Distribution (South Wales) | Solar | 6.06 | - | - | - | - | No | Connected | 6.06 | 6.06 | 6.06 | 0.02375 | 0.025 | 25/03/2015 | - | - | - | - | - | - | - | No | To be confirmed | -
WPD_CONN_02720 | REDACTED INFORMATION | SHREWSBURY 132kV S STN | Shrewsbury 132/33kVDUMMY | SPRING GARDENS 33 11kV S STN | Western Power Distribution (West Midlands) | Solar | 0.25 | - | - | - | - | No | Connected | 0.25 | 0.2375 | 0.25 | 0.95 | 1 | 23/03/2015 | - | - | - | - | - | - | - | No | To be confirmed | -
WPD_CONN_02721 | REDACTED INFORMATION | FECKENHAM 66 11kV S STN | Feckenham 66/11kVDUMMY | EVESHAM 66 11kV S STN | Western Power Distribution (West Midlands) | Solar | 5 | - | - | - | - | No | Connected | 5 | 4.75 | 5 | 0.04275 | 0.045 | 20/08/2015 | - | - | - | - | - | - | - | No | To be confirmed | -
WPD_CONN_02722 | REDACTED INFORMATION | Indian Queens S.G.P. | 132kV connection | 132kV connection | Western Power Distribution (South West) | Wind onshore | 4.1 | - | - | - | - | No | Connected | 4.1 | 4.1 | 4.1 | 0.095 | 0.1 | 26/03/2015 | - | - | - | - | - | - | - | No | To be confirmed | -
WPD_CONN_02723 | REDACTED INFORMATION | Indian Queens S.G.P. | Truro Bsp | 33kV connection | Western Power Distribution (South West) | Solar | 7.1 | - | - | - | - | No | Connected | 7.1 | 6.745 | 7.1 | 0.1463 | 0.154 | 20/03/2015 | - | - | - | - | - | - | - | No | To be confirmed | -
WPD_CONN_02725 | REDACTED INFORMATION | SHREWSBURY 132kV S STN | Shrewsbury 132/33kVDUMMY | 33kV connection | Western Power Distribution (West Midlands) | Solar | 17 | - | - | - | - | No | Connected | 17 | 17 | 17 | 0.475 | 0.5 | 31/03/2015 | - | - | - | - | - | - | - | No | To be confirmed | -
WPD_CONN_02726 | REDACTED INFORMATION | EAST CLAYDON 132KV S STN | STONY STRATFORD 33kV S STN | 33kV connection | Western Power Distribution (East Midlands) | Solar | 15 | - | - | - | - | No | Connected | 15 | 14.7 | 15 | 0.095 | 0.1 | 24/03/2015 | - | - | - | - | - | - | - | No | To be confirmed | -
WPD_CONN_02728 | REDACTED INFORMATION | WALPOLE 132kV S STN | SOUTH HOLLAND 33kV S STN | 33kV connection | Western Power Distribution (East Midlands) | Solar | 10 | - | - | - | - | No | Connected | 10 | 10 | 10 | 0.057 | 0.06 | 25/03/2015 | - | - | - | - | - | - | - | No | To be confirmed | -
WPD_CONN_02732 | REDACTED INFORMATION | STAYTHORPE C 132kV S STN | CHECKERHOUSE 33kV S STN | 33kV connection | Western Power Distribution (East Midlands) | Solar | 10 | - | - | - | - | No | Connected | 10 | 10 | 10 | 0.0475 | 0.05 | 27/03/2015 | - | - | - | - | - | - | - | No | To be confirmed | -
WPD_CONN_02733 | REDACTED INFORMATION | Indian Queens S.G.P. | Rame Bsp | 33kV connection | Western Power Distribution (South West) | Solar | 5.7184 | - | - | - | - | No | Connected | 5.7184 | 5.7184 | 5.7184 | 0.057 | 0.06 | 27/03/2015 | - | - | - | - | - | - | - | No | To be confirmed | -
WPD_CONN_02734 | REDACTED INFORMATION | DRAKELOW 132kV | Burton 33kV | 33kV connection | Western Power Distribution (East Midlands) | Solar | 16 | - | - | - | - | No | Connected | 16 | 15.2 | 16 | 0.7524 | 0.792 | 30/03/2015 | - | - | - | - | - | - | - | No | To be confirmed | -
WPD_CONN_02735 | REDACTED INFORMATION | Swansea North Grid | Swansea North Bsp | 33kV connection | Western Power Distribution (South Wales) | Solar | 5 | - | - | - | - | No | Connected | 5 | 5 | 5 | 0.02375 | 0.025 | 27/03/2015 | - | - | - | - | - | - | - | No | To be confirmed | -
WPD_CONN_02736 | REDACTED INFORMATION | Landulph S.G.P. | Landulph Bsp | 33kV connection | Western Power Distribution (South West) | Solar | 16.5 | - | - | - | - | No | Connected | 16.5 | 16.5 | 16.5 | 0.1235 | 0.13 | 30/03/2015 | - | - | - | - | - | - | - | No | To be confirmed | -
WPD_CONN_02738 | REDACTED INFORMATION | Rassau G.S.P. | Abergavenny | Glasbury | Western Power Distribution (South Wales) | Biomass | 1.5 | - | - | - | - | No | Connected | 1.5 | 1.425 | 1.5 | 0.095 | 0.1 | 25/03/2015 | - | - | - | - | - | - | - | No | To be confirmed | -
WPD_CONN_02740 | REDACTED INFORMATION | STAYTHORPE C 132kV S STN | CHECKERHOUSE 33kV S STN | 33kV connection | Western Power Distribution (East Midlands) | Solar | 4 | - | - | - | - | No | Connected | 4 | 4 | 4 | 0.07125 | 0.075 | 31/03/2015 | - | - | - | - | - | - | - | No | To be confirmed | -
WPD_CONN_02745 | REDACTED INFORMATION | LEA MARSTON 132kV S STN | ELMDON 132kV S STN | Elmdon 132/11kVDUMMY | Western Power Distribution (West Midlands) | Other renewable | 0.28 | - | - | - | - | No | Connected | 0.28 | 0.266 | 0.28 | 2.85 | 3 | 18/12/2008 | - | - | - | - | - | - | - | No | To be confirmed | -
WPD_CONN_02751 | REDACTED INFORMATION | Bridgwater S.G.P. | Bridgwater Grid Bsp | Creech St Michael | Western Power Distribution (South West) | Solar | 1 | - | - | - | - | No | Connected | 1 | 0.95 | 1 | 0.04275 | 0.045 | 01/11/2014 | - | - | - | - | - | - | - | No | To be confirmed | -
WPD_CONN_02753 | REDACTED INFORMATION | Uskmouth | Sudbrook | Chepstow | Western Power Distribution (South Wales) | Solar | 5 | - | - | - | - | No | Connected | 5 | 4.75 | 5 | 0.0665 | 0.07 | 25/03/2015 | - | - | - | - | - | - | - | No | To be confirmed | -
WPD_CONN_02758 | REDACTED INFORMATION | Swansea North Grid | Hirwaun Grid | Aberdare | Western Power Distribution (South Wales) | Other renewable | 1.189 | - | - | - | - | No | Connected | 1.189 | 1.1296 | 1.189 | 0.2375 | 0.25 | 25/05/2015 | - | - | - | - | - | - | - | No | To be confirmed | -
WPD_CONN_02762 | REDACTED INFORMATION | Indian Queens S.G.P. | St Tudy Bsp | Polzeath | Western Power Distribution (South West) | Solar | 4.8 | - | - | - | - | No | Connected | 4.8 | 4.56 | 4.8 | 0.01425 | 0.015 | 17/03/2015 | - | - | - | - | - | - | - | No | To be confirmed | -
WPD_CONN_02770 | REDACTED INFORMATION | FECKENHAM 66 11kV S STN | Feckenham 66/11kVDUMMY | BEVINGTON 66 11kV S STN | Western Power Distribution (West Midlands) | Solar | 5 | - | - | - | - | No | Connected | 5 | 4.9 | 5 | 0.2375 | 0.25 | 29/06/2015 | - | - | - | - | - | - | - | No | To be confirmed | -
WPD_CONN_02781 | REDACTED INFORMATION | Axminster S.G.P. | Woodcote Bsp | Chard | Western Power Distribution (South West) | Solar | 4.08 | - | - | - | - | No | Connected | 4.08 | 3.876 | 4.08 | 0.0285 | 0.03 | 01/06/2015 | - | - | - | - | - | - | - | No | To be confirmed | -
WPD_CONN_02783 | REDACTED INFORMATION | EAST CLAYDON 132KV S STN | BRADWELL ABBEY 33kV S STN | HANSLOPE PARK 33 11kV S STN | Western Power Distribution (East Midlands) | Solar | 0.035 | - | - | - | - | No | Connected | 0.035 | 0.03325 | 0.035 | 5.225 | 5.5 | 11/01/2015 | - | - | - | - | - | - | - | No | To be confirmed | -
WPD_CONN_02784 | REDACTED INFORMATION | Pembroke Power Station | Haverfordwest Grid | Haverfordwest Power Stn | Western Power Distribution (South Wales) | Solar | 4.8 | - | - | - | - | No | Connected | 4.8 | 4.8 | 4.8 | 0.095 | 0.1 | 19/03/2015 | - | - | - | - | - | - | - | No | To be confirmed | -
WPD_CONN_02785 | REDACTED INFORMATION | Upper Boat | 132kV connection | 132kV connection | Western Power Distribution (South Wales) | Wind onshore | 22.5 | - | - | - | - | No | Connected | 22.5 | 22.5 | 22.5 | 0.475 | 0.5 | 12/03/2015 | - | - | - | - | - | - | - | No | To be confirmed | -
WPD_CONN_02835 | REDACTED INFORMATION | FECKENHAM 66 11kV S STN | Feckenham 66/11kVDUMMY | BLOXHAM 66 11kV S STN | Western Power Distribution (West Midlands) | Solar | 1 | - | - | - | - | No | Connected | 1 | 0.95 | 1 | 0.0475 | 0.05 | 30/09/2013 | - | - | - | - | - | - | - | No | To be confirmed | -
WPD_CONN_02837 | REDACTED INFORMATION | Bridgwater S.G.P. | Bridgwater Grid Bsp | Watchfield | Western Power Distribution (South West) | Solar | 2.8 | - | - | - | - | No | Connected | 2.8 | 2.66 | 2.8 | 0.04275 | 0.045 | 28/05/2015 | - | - | - | - | - | - | - | No | To be confirmed | -
WPD_CONN_02873 | REDACTED INFORMATION | Upper Boat | Mountain Ash Grid | 33kV connection | Western Power Distribution (South Wales) | Other | 10 | - | - | - | - | No | Connected | 10 | 9.5 | 10 | 0.285 | 0.3 | 30/08/2002 | - | - | - | - | - | - | - | No | To be confirmed | -
WPD_CONN_02874 | REDACTED INFORMATION | Exeter Main S.G.P. | Tiverton Bsp | Tiverton Junction | Western Power Distribution (South West) | Other renewable | 1.2 | - | - | - | - | No | Connected | 1.2 | 1.14 | 1.2 | 0.285 | 0.3 | 01/08/2015 | - | - | - | - | - | - | - | No | To be confirmed | -
WPD_CONN_02875 | REDACTED INFORMATION | To be confirmed | To be confirmed | 33kV connection | Western Power Distribution (South West) | Other | 77 | - | - | - | - | No | Connected | 77 | 77 | 77 | 33.25 | 35 | 18/06/2015 | - | - | - | - | - | - | - | No | To be confirmed | -
WPD_CONN_02885 | REDACTED INFORMATION | BISHOPS WOOD 132kV S STN | HEREFORD 66kV S STN | LEDBURY 66/11kV | Western Power Distribution (West Midlands) | Other | 1.115 | - | - | - | - | No | Connected | 1.115 | 1.0593 | 1.115 | 0.57 | 0.6 | 01/07/2015 | - | - | - | - | - | - | - | No | To be confirmed | -
WPD_CONN_02887 | REDACTED INFORMATION | EAST CLAYDON 132KV S STN | BANBURY 132kV S STN | Banbury 132/11kVDUMMY | Western Power Distribution (West Midlands) | Solar | 1.1 | - | - | - | - | No | Connected | 1.1 | 1.1 | 1.1 | 1.52 | 1.6 | 01/07/2015 | - | - | - | - | - | - | - | No | To be confirmed | -
WPD_CONN_02899 | REDACTED INFORMATION | PORT HAM 132kV S STN | CHELTENHAM 66kV S STN | ALDERTON 66 11kV S STN | Western Power Distribution (West Midlands) | Solar | 0.25 | - | - | - | - | No | Connected | 0.25 | 0.2375 | 0.25 | 1.9 | 2 | 01/07/2015 | - | - | - | - | - | - | - | No | To be confirmed | -
WPD_CONN_02927 | REDACTED INFORMATION | RATCLIFFE ON SOAR 132kV S STN | WILLOUGHBY 33kV S STN | 33kV connection | Western Power Distribution (East Midlands) | Wind onshore | 7.65 | - | - | - | - | No | Connected | 7.65 | 7.497 | 7.65 | 0.475 | 0.5 | 06/10/2015 | - | - | - | - | - | - | - | No | To be confirmed | -
WPD_CONN_02935 | REDACTED INFORMATION | CHESTERFIELD 132kV S STN | CLIPSTONE 33kV S STN | THORESBY 33 11kV S STN | Western Power Distribution (East Midlands) | Solar | 4 | - | - | - | - | No | Connected | 4 | 4 | 4 | 0.0152 | 0.016 | 01/09/2015 | - | - | - | - | - | - | - | No | To be confirmed | -
WPD_CONN_02941 | REDACTED INFORMATION | Landulph S.G.P. | St Germans Bsp | Torpoint Antony | Western Power Distribution (South West) | Solar | 3.75 | - | - | - | - | No | Connected | 3.75 | 3.675 | 3.75 | 0.04275 | 0.045 | 24/06/2015 | - | - | - | - | - | - | - | No | To be confirmed | -
WPD_CONN_02949 | REDACTED INFORMATION | Swansea North Grid | Rhos Grid | Blaenporth | Western Power Distribution (South Wales) | Solar | 1.19 | - | - | - | - | No | Connected | 1.19 | 1.1305 | 1.19 | 0.0475 | 0.05 | 24/03/2015 | - | - | - | - | - | - | - | No | To be confirmed | -
WPD_CONN_02959 | REDACTED INFORMATION | Rassau G.S.P. | Abergavenny | Rhayader | Western Power Distribution (South Wales) | Hydro water reservoir | 4 | - | - | - | - | No | Connected | 4 | 3.8 | 4 | 0.02375 | 0.025 | 10/03/1997 | - | - | - | - | - | - | - | No | To be confirmed | -
WPD_CONN_02965 | REDACTED INFORMATION | GRENDON 132kV S STN | KETTERING 33kV S STN | 33kV connection | Western Power Distribution (East Midlands) | Wind onshore | 16.1 | - | - | - | - | No | Connected | 16.1 | 15.778 | 16.1 | 0.171 | 0.18 | 10/08/2015 | - | - | - | - | - | - | - | No | To be confirmed | -
WPD_CONN_02966 | REDACTED INFORMATION | LEA MARSTON 132kV S STN | HAMS HALL SOUTH 132kV S STN | Hams Hall South 132/11kVDUMMY | Western Power Distribution (West Midlands) | Solar | 0.095 | - | - | - | - | No | Connected | 0.095 | 0.09025 | 0.095 | 1.1875 | 1.25 | 31/08/2015 | - | - | - | - | - | - | - | No | To be confirmed | -
WPD_CONN_02973 | REDACTED INFORMATION | Landulph S.G.P. | St Germans Bsp | Torpoint Antony | Western Power Distribution (South West) | Solar | 0.99 | - | - | - | - | No | Connected | 0.99 | 0.9405 | 0.99 | 0.04275 | 0.045 | 15/10/2015 | - | - | - | - | - | - | - | No | To be confirmed | -
WPD_CONN_02974 | REDACTED INFORMATION | Swansea North Grid | Tir John Power Station | Tir John Primary | Western Power Distribution (South Wales) | Other | 0.98 | - | - | - | - | No | Connected | 0.98 | 0.931 | 0.98 | 3.325 | 3.5 | 12/09/2016 | - | - | - | - | - | - | - | No | To be confirmed | -
WPD_CONN_02975 | REDACTED INFORMATION | ENDERBY 132kV S STN | LEICESTER NORTH 33kV S STN | BEAUMONT LEYS 33 11kV S STN | Western Power Distribution (East Midlands) | Other renewable | 2 | - | - | - | - | No | Connected | 2 | 2 | 2 | 5.814 | 6.12 | 12/08/2015 | - | - | - | - | - | - | - | No | To be confirmed | -
WPD_CONN_02978 | REDACTED INFORMATION | RUGELEY 132kV S STN | CANNOCK 132kV S STN | Cannock 132/11kV | Western Power Distribution (West Midlands) | Waste | 3.9 | - | - | - | - | No | Connected | 3.9 | 3.822 | 3.9 | 0.01425 | 0.015 | 09/08/2006 | - | - | - | - | - | - | - | Yes | To be confirmed | WPD_SRVC_00005
WPD_CONN_02984 | REDACTED INFORMATION | IRONBRIDGE 132kV S STN | KETLEY 132kV S STN | NEWPORT 33 11kV S STN | Western Power Distribution (West Midlands) | Waste | 1.55 | - | - | - | - | No | Connected | 1.55 | 1.55 | 1.55 | 0.1425 | 0.15 | 01/08/2015 | - | - | - | - | - | - | - | No | To be confirmed | -
WPD_CONN_02992 | REDACTED INFORMATION | Bushbury D 132kV | BUSHBURY C 132kV S STN | FOUR ASHES 33 11kV S STN | Western Power Distribution (West Midlands) | Wind onshore | 2 | - | - | - | - | No | Connected | 2 | 1.9 | 2 | 0.03325 | 0.035 | 20/08/2015 | - | - | - | - | - | - | - | No | To be confirmed | -
WPD_CONN_02994 | REDACTED INFORMATION | Bushbury D 132kV | BUSHBURY C 132kV S STN | FOUR ASHES 33 11kV S STN | Western Power Distribution (West Midlands) | Wind onshore | 2 | - | - | - | - | No | Connected | 2 | 1.9 | 2 | 0.03325 | 0.035 | 21/08/2015 | - | - | - | - | - | - | - | No | To be confirmed | -
WPD_CONN_03006 | REDACTED INFORMATION | DRAKELOW 132kV | GRESLEY 33kV S STN | GRESLEY 11kV S STN | Western Power Distribution (East Midlands) | Solar | 3.5 | - | - | - | - | No | Connected | 3.5 | 3.325 | 3.5 | 0.095 | 0.1 | 01/08/2015 | - | - | - | - | - | - | - | No | To be confirmed | -
WPD_CONN_03008 | REDACTED INFORMATION | RATCLIFFE ON SOAR 132kV S STN | WILLOUGHBY 33kV S STN | 33kV connection | Western Power Distribution (East Midlands) | Solar | 13.33 | - | - | - | - | No | Connected | 13.33 | 12.6635 | 13.33 | 0.779 | 0.82 | 23/03/2015 | - | - | - | - | - | - | - | No | To be confirmed | -
WPD_CONN_03033 | REDACTED INFORMATION | Pembroke Power Station | Haverfordwest Grid | 33kV connection | Western Power Distribution (South Wales) | Solar | 4.59 | - | - | - | - | No | Connected | 4.59 | 4.3605 | 4.59 | 0.057 | 0.06 | 24/08/2015 | - | - | - | - | - | - | - | No | To be confirmed | -
WPD_CONN_03046 | REDACTED INFORMATION | BISHOPS WOOD 132kV S STN | HEREFORD 66kV S STN | DYMOCK 66 11kV S STN | Western Power Distribution (West Midlands) | Solar | 0.05 | - | - | - | - | No | Connected | 0.05 | 0.049 | 0.05 | 1.425 | 1.5 | 01/08/2013 | - | - | - | - | - | - | - | No | To be confirmed | -
WPD_CONN_03050 | REDACTED INFORMATION | GRENDON 132kV S STN | KIBWORTH 33KV S STN | 33kV connection | Western Power Distribution (East Midlands) | Wind onshore | 12.3 | - | - | - | - | No | Connected | 12.3 | 12.054 | 12.3 | 0.2375 | 0.25 | 25/01/2016 | - | - | - | - | - | - | - | No | To be confirmed | -
WPD_CONN_03051 | REDACTED INFORMATION | OCKER HILL C 132kV S STN | To be confirmed | Black Lake 132/11kVDUMMY | Western Power Distribution (West Midlands) | Other | 1.8 | - | - | - | - | No | Connected | 1.8 | 1.764 | 1.8 | 3.04 | 3.2 | 01/09/2015 | - | - | - | - | - | - | - | No | To be confirmed | -
WPD_CONN_03055 | REDACTED INFORMATION | Stoke Bardolph 132kv | NOTTINGHAM EAST 33kV S STN | COLWICK 33 11kV S STN | Western Power Distribution (East Midlands) | Wind onshore | 1.5 | - | - | - | - | No | Connected | 1.5 | 1.47 | 1.5 | 0.6175 | 0.65 | 01/09/2015 | - | - | - | - | - | - | - | No | To be confirmed | -
WPD_CONN_03066 | REDACTED INFORMATION | Alverdiscott S.G.P. | East Yelland Bsp | Georgeham | Western Power Distribution (South West) | Solar | 4.125 | - | - | - | - | No | Connected | 4.125 | 3.9187 | 4.125 | 0.04275 | 0.045 | 19/08/2015 | - | - | - | - | - | - | - | No | To be confirmed | -
WPD_CONN_03067 | REDACTED INFORMATION | PORT HAM 132kV S STN | CHELTENHAM 66kV S STN | BISHOPS CLEEVE 66 11kV S STN | Western Power Distribution (West Midlands) | Other | 2.105 | - | - | - | - | No | Connected | 2.105 | 2.0629 | 2.105 | 0.285 | 0.3 | 02/09/2015 | - | - | - | - | - | - | - | No | To be confirmed | -
WPD_CONN_03070 | REDACTED INFORMATION | Indian Queens S.G.P. | 132kV connection | 132kV connection | Western Power Distribution (South West) | Waste | 26.735 | - | - | - | - | No | Connected | 26.735 | 25.3982 | 26.735 | 5.51 | 5.8 | 01/04/2016 | - | - | - | - | - | - | - | No | To be confirmed | -
WPD_CONN_03074 | REDACTED INFORMATION | Swansea North Grid | Tir John Power Station | 33kV connection | Western Power Distribution (South Wales) | Other | 20 | - | - | - | - | No | Connected | 20 | 20 | 20 | 0.475 | 0.5 | 24/08/2015 | - | - | - | - | - | - | - | No | To be confirmed | -
WPD_CONN_03079 | REDACTED INFORMATION | RATCLIFFE ON SOAR 132kV S STN | WILLOUGHBY 33kV S STN | BINGHAM 33 11kV S STN | Western Power Distribution (East Midlands) | Waste | 0.5 | - | - | - | - | No | Connected | 0.5 | 0.49 | 0.5 | 1.52 | 1.6 | 01/04/2014 | - | - | - | - | - | - | - | No | To be confirmed | -
WPD_CONN_03084 | REDACTED INFORMATION | BISHOPS WOOD 132kV S STN | STOURPORT 132 66 33kV S STN | DROITWICH 66 11kV S STN | Western Power Distribution (West Midlands) | To be confirmed | 0 | - | - | - | - | No | Connected | 0 | 0 | 0 | 1.71 | 1.8 | To be Confirmed | - | - | - | - | - | - | - | No | To be confirmed | -
WPD_CONN_03086 | REDACTED INFORMATION | PORT HAM 132kV S STN | LYDNEY 33kV S STN | 33kV connection | Western Power Distribution (West Midlands) | Solar | 5 | - | - | - | - | No | Connected | 5 | 4.9 | 5 | 0.01425 | 0.015 | 09/09/2015 | - | - | - | - | - | - | - | No | To be confirmed | -
WPD_CONN_03087 | REDACTED INFORMATION | GRENDON 132kV S STN | KIBWORTH 33KV S STN | 33kV connection | Western Power Distribution (East Midlands) | Other | 16.56 | - | - | - | - | No | Connected | 16.56 | 16.2288 | 16.56 | 1.9 | 2 | 15/12/2016 | - | - | - | - | - | - | - | No | To be confirmed | -
WPD_CONN_03089 | REDACTED INFORMATION | DRAKELOW 132kV | BURTON SOUTH 33kV S STN | BARTON UNDER NEEDWOOD 33 11kV S STN | Western Power Distribution (East Midlands) | Solar | 1.5 | - | - | - | - | No | Connected | 1.5 | 1.47 | 1.5 | 0.4275 | 0.45 | 09/09/2015 | - | - | - | - | - | - | - | No | To be confirmed | -
WPD_CONN_03107 | REDACTED INFORMATION | CHESTERFIELD 132kV S STN | CHESTERFIELD 33kV S STN | 33kV connection | Western Power Distribution (East Midlands) | Solar | 4.5 | - | - | - | - | No | Connected | 4.5 | 4.41 | 4.5 | 0.0475 | 0.05 | 01/10/2015 | - | - | - | - | - | - | - | No | To be confirmed | -
WPD_CONN_03121 | REDACTED INFORMATION | Indian Queens S.G.P. | Fraddon Bsp | 33kV connection | Western Power Distribution (South West) | Wind onshore | 10 | - | - | - | - | No | Connected | 10 | 9.5 | 10 | 0.1425 | 0.15 | 01/09/2015 | - | - | - | - | - | - | - | No | To be confirmed | -
WPD_CONN_03125 | REDACTED INFORMATION | Abham S.G.P. | Paignton Bsp | 33kV connection | Western Power Distribution (South West) | Solar | 3.77 | - | - | - | - | No | Connected | 3.77 | 3.5815 | 3.77 | 0.02375 | 0.025 | 14/09/2015 | - | - | - | - | - | - | - | No | To be confirmed | -
WPD_CONN_03127 | REDACTED INFORMATION | WALPOLE 132kV S STN | BOSTON 33kV S STN | STICKNEY 33 11kV S STN | Western Power Distribution (East Midlands) | Biomass | 3 | - | - | - | - | No | Connected | 3 | 2.85 | 3 | 0.3325 | 0.35 | 10/09/2015 | - | - | - | - | - | - | - | No | To be confirmed | -
WPD_CONN_03142 | REDACTED INFORMATION | WILLINGTON 132kV S STN | UTTOXETER 33kV S STN | MARCHINGTON 33 11kV S STN | Western Power Distribution (East Midlands) | Solar | 3.61 | - | - | - | - | No | Connected | 3.61 | 3.4295 | 3.61 | 0.1425 | 0.15 | 11/12/2015 | - | - | - | - | - | - | - | No | To be confirmed | -
WPD_CONN_03143 | REDACTED INFORMATION | IRON ACTON 132kV S STN | RYEFORD 132kV S STN | 33kV connection | Western Power Distribution (West Midlands) | Solar | 6.59 | - | - | - | - | No | Connected | 6.59 | 6.59 | 6.59 | 0.038 | 0.04 | 05/10/2015 | - | - | - | - | - | - | - | No | To be confirmed | -
WPD_CONN_03151 | REDACTED INFORMATION | BISHOPS WOOD 132kV S STN | HEREFORD 66kV S STN | KINGTON 66 11kV S STN | Western Power Distribution (West Midlands) | Other | 1.05 | - | - | - | - | No | Connected | 1.05 | 1.029 | 1.05 | 0.2375 | 0.25 | 01/11/2015 | - | - | - | - | - | - | - | No | To be confirmed | -
WPD_CONN_03154 | REDACTED INFORMATION | Pyle Grid | Bridgend Grid | 33kV connection | Western Power Distribution (South Wales) | Solar | 14.96 | - | - | - | - | No | Connected | 14.96 | 14.212 | 14.96 | 0.0475 | 0.05 | 21/09/2015 | - | - | - | - | - | - | - | No | To be confirmed | -
WPD_CONN_03161 | REDACTED INFORMATION | Aberthaw Power Station | Cardiff West Grid | 33kV connection | Western Power Distribution (South Wales) | Other | 20 | - | - | - | - | No | Connected | 20 | 20 | 20 | 0.475 | 0.5 | 22/09/2015 | - | - | - | - | - | - | - | No | To be confirmed | -
WPD_CONN_03181 | REDACTED INFORMATION | Indian Queens S.G.P. | St Tudy Bsp | Callywith | Western Power Distribution (South West) | Solar | 1.16 | - | - | - | - | No | Connected | 1.16 | 1.102 | 1.16 | 5.7 | 6 | 23/09/2015 | - | - | - | - | - | - | - | No | To be confirmed | -
WPD_CONN_03185 | REDACTED INFORMATION | CHESTERFIELD 132kV S STN | CHESTERFIELD 33kV S STN | 33kV connection | Western Power Distribution (East Midlands) | Solar | 6 | - | - | - | - | No | Connected | 6 | 5.88 | 6 | 0.57 | 0.6 | 15/12/2015 | - | - | - | - | - | - | - | No | To be confirmed | -
WPD_CONN_03200 | REDACTED INFORMATION | Indian Queens S.G.P. | Fraddon Bsp | Drinnick. | Western Power Distribution (South West) | Solar | 3.588 | - | - | - | - | No | Connected | 3.588 | 3.4086 | 3.588 | 0.04275 | 0.045 | 29/09/2015 | - | - | - | - | - | - | - | No | To be confirmed | -
WPD_CONN_03203 | REDACTED INFORMATION | BISHOPS WOOD 132kV S STN | HEREFORD 66kV S STN | NEWENT 66 11kV S STN | Western Power Distribution (West Midlands) | Solar | 3.96 | - | - | - | - | No | Connected | 3.96 | 3.8808 | 3.96 | 0.0475 | 0.05 | 28/01/2017 | - | - | - | - | - | - | - | No | To be confirmed | -
WPD_CONN_03204 | REDACTED INFORMATION | BISHOPS WOOD 132kV S STN | HEREFORD 66kV S STN | NEWENT 66 11kV S STN | Western Power Distribution (West Midlands) | Solar | 4.44 | - | - | - | - | No | Connected | 4.44 | 4.3512 | 4.44 | 0.0475 | 0.05 | 30/03/2016 | - | - | - | - | - | - | - | No | To be confirmed | -
WPD_CONN_03209 | REDACTED INFORMATION | EAST CLAYDON 132KV S STN | East Claydon 33kV | 33kV connection | Western Power Distribution (East Midlands) | Waste | 27.2 | - | - | - | - | No | Connected | 27.2 | 27.2 | 27.2 | 3.135 | 3.3 | 05/11/2015 | - | - | - | - | - | - | - | No | To be confirmed | -
WPD_CONN_03217 | REDACTED INFORMATION | IRON ACTON 132kV S STN | CHIPPING SODBURY 132kV S STN | OXBRIDGE 33 11kV S STN | Western Power Distribution (West Midlands) | Solar | 0.21 | - | - | - | - | No | Connected | 0.21 | 0.2058 | 0.21 | 2.85 | 3 | 01/10/2015 | - | - | - | - | - | - | - | No | To be confirmed | -
WPD_CONN_03219 | REDACTED INFORMATION | Indian Queens S.G.P. | St Tudy Bsp | Callywith | Western Power Distribution (South West) | Solar | 3 | - | - | - | - | No | Connected | 3 | 2.85 | 3 | 0.04275 | 0.045 | 01/10/2015 | - | - | - | - | - | - | - | No | To be confirmed | -
WPD_CONN_03228 | REDACTED INFORMATION | BISHOPS WOOD 132kV S STN | STOURPORT 132 66 33kV S STN | Stourport 132/66/33/11kV | Western Power Distribution (West Midlands) | Solar | 2.286 | - | - | - | - | No | Connected | 2.286 | 2.2403 | 2.286 | 1.71 | 1.8 | 01/11/2015 | - | - | - | - | - | - | - | No | To be confirmed | -
WPD_CONN_03232 | REDACTED INFORMATION | WILLINGTON 132kV S STN | SPONDON B 33kV S STN | CASTLE DONINGTON 33 11kV S STN | Western Power Distribution (East Midlands) | Solar | 1.3 | - | - | - | - | No | Connected | 1.3 | 1.3 | 1.3 | 0.038 | 0.04 | 23/10/2015 | - | - | - | - | - | - | - | No | To be confirmed | -
WPD_CONN_03237 | REDACTED INFORMATION | OCKER HILL C 132kV S STN | To be confirmed | Ocker Hill B 132/33/11kVDUMMY | Western Power Distribution (West Midlands) | Solar | 0.63 | - | - | - | - | No | Connected | 0.63 | 0.6174 | 0.63 | 1.9114 | 2.012 | 01/11/2015 | - | - | - | - | - | - | - | No | To be confirmed | -
WPD_CONN_03239 | REDACTED INFORMATION | STAYTHORPE C 132kV S STN | HAWTON 33kV S STN | 33kV connection | Western Power Distribution (East Midlands) | Solar | 21.3 | - | - | - | - | No | Connected | 21.3 | 21.3 | 21.3 | 0.2375 | 0.25 | 04/12/2015 | - | - | - | - | - | - | - | No | To be confirmed | -
WPD_CONN_03246 | REDACTED INFORMATION | BISHOPS WOOD 132kV S STN | STOURPORT 132 66 33kV S STN | Stourport 132/66/33/11kV | Western Power Distribution (West Midlands) | Waste | 1.894 | - | - | - | - | No | Connected | 1.894 | 1.8561 | 1.894 | 2.09 | 2.2 | 10/03/2011 | - | - | - | - | - | - | - | No | To be confirmed | -
WPD_CONN_03258 | REDACTED INFORMATION | Bridgwater S.G.P. | Bridgwater Grid Bsp | Bath Road Primary | Western Power Distribution (South West) | Other | 6.354 | - | - | - | - | No | Connected | 6.354 | 6.0363 | 6.354 | 0.285 | 0.3 | 23/10/2015 | - | - | - | - | - | - | - | No | To be confirmed | -
WPD_CONN_03260 | REDACTED INFORMATION | IRON ACTON 132kV S STN | CHIPPING SODBURY 132kV S STN | 33kV connection | Western Power Distribution (West Midlands) | Solar | 5 | - | - | - | - | No | Connected | 5 | 4.75 | 5 | 0.0475 | 0.05 | 03/12/2015 | - | - | - | - | - | - | - | No | To be confirmed | -
WPD_CONN_03261 | REDACTED INFORMATION | Landulph S.G.P. | St Germans Bsp | Torpoint Antony | Western Power Distribution (South West) | Solar | 2 | - | - | - | - | No | Connected | 2 | 1.9 | 2 | 0.04275 | 0.045 | 17/10/2015 | - | - | - | - | - | - | - | No | To be confirmed | -
WPD_CONN_03267 | REDACTED INFORMATION | Swansea North Grid | Carmarthen Grid | 33kV connection | Western Power Distribution (South Wales) | Solar | 4.77 | - | - | - | - | No | Connected | 4.77 | 4.5315 | 4.77 | 0.0285 | 0.03 | 19/10/2015 | - | - | - | - | - | - | - | No | To be confirmed | -
WPD_CONN_03268 | REDACTED INFORMATION | WALPOLE 132kV S STN | SPALDING CLAY LAKE 33kV S STN | 33kV connection | Western Power Distribution (East Midlands) | Solar | 4.2 | - | - | - | - | No | Connected | 4.2 | 3.99 | 4.2 | 0.095 | 0.1 | 22/10/2015 | - | - | - | - | - | - | - | No | To be confirmed | -
WPD_CONN_03271 | REDACTED INFORMATION | Seabank Sgp | 132kV connection | 132kV connection | Western Power Distribution (South West) | Waste | 48.019 | - | - | - | - | No | Connected | 48.019 | 48.019 | 48.019 | 3.705 | 3.9 | 01/03/2016 | - | - | - | - | - | - | - | No | To be confirmed | -
WPD_CONN_03272 | REDACTED INFORMATION | BERKSWELL 132kV S STN | WARWICK 33kV S STN | BANBURY ROAD 33 11kV S STN | Western Power Distribution (East Midlands) | Solar | 3.026 | - | - | - | - | No | Connected | 3.026 | 2.9655 | 3.026 | 0.0855 | 0.09 | 07/03/2016 | - | - | - | - | - | - | - | No | To be confirmed | -
WPD_CONN_03274 | REDACTED INFORMATION | RATCLIFFE ON SOAR 132kV S STN | NOTTINGHAM 33kV S STN | 33kV connection | Western Power Distribution (East Midlands) | Other | 48.02 | - | - | - | - | No | Connected | 48.02 | 47.0596 | 48.02 | 5.795 | 6.1 | 05/06/2017 | - | - | - | - | - | - | - | No | To be confirmed | -
WPD_CONN_03277 | REDACTED INFORMATION | WALPOLE 132kV S STN | SPALDING CLAY LAKE 33kV S STN | 33kV connection | Western Power Distribution (East Midlands) | Other | 3 | - | - | - | - | No | Connected | 3 | 2.85 | 3 | 0.19 | 0.2 | 22/10/2015 | - | - | - | - | - | - | - | No | To be confirmed | -
WPD_CONN_03286 | REDACTED INFORMATION | To be confirmed | To be confirmed | To be confirmed | Western Power Distribution (West Midlands) | Other renewable | 1.5 | - | - | - | - | No | Connected | 1.5 | 1.5 | 1.5 | 3.8 | 4 | 28/09/2015 | - | - | - | - | - | - | - | No | To be confirmed | -
WPD_CONN_03292 | REDACTED INFORMATION | COVENTRY 132kV S STN | NUNEATON 33kV S STN | WHITTLEFORD 33 11kV S STN | Western Power Distribution (East Midlands) | Other | 0.978 | - | - | - | - | No | Connected | 0.978 | 0.95844 | 0.978 | 1.52 | 1.6 | 16/11/2015 | - | - | - | - | - | - | - | No | To be confirmed | -
WPD_CONN_03313 | REDACTED INFORMATION | ENDERBY 132kV S STN | COALVILLE 33KV S STN | 33kV connection | Western Power Distribution (East Midlands) | Solar | 10.527 | - | - | - | - | No | Connected | 10.527 | 10.0006 | 10.527 | 0.5643 | 0.594 | 04/12/2015 | - | - | - | - | - | - | - | No | To be confirmed | -
WPD_CONN_03335 | REDACTED INFORMATION | CHESTERFIELD 132kV S STN | PINXTON 132kV S STN | PINXTON 11kV S STN | Western Power Distribution (East Midlands) | Solar | 3.51 | - | - | - | - | No | Connected | 3.51 | 3.4398 | 3.51 | 0.1425 | 0.15 | 21/12/2015 | - | - | - | - | - | - | - | No | To be confirmed | -
WPD_CONN_03336 | REDACTED INFORMATION | OLDBURY 132kV | Oldbury B 132kV | Oldbury B 11kV | Western Power Distribution (West Midlands) | Solar | 1 | - | - | - | - | No | Connected | 1 | 0.98 | 1 | 1.197 | 1.26 | 01/11/2016 | - | - | - | - | - | - | - | No | To be confirmed | -
WPD_CONN_03342 | REDACTED INFORMATION | WEST BURTON 132kV S STN | LINCOLN MAIN No 1 33kV S STN | METHERINGHAM 33 11kV S STN | Western Power Distribution (East Midlands) | Waste | 0.2 | - | - | - | - | No | Connected | 0.2 | 0.19 | 0.2 | 1.425 | 1.5 | 27/11/2015 | - | - | - | - | - | - | - | No | To be confirmed | -
WPD_CONN_03347 | REDACTED INFORMATION | BISHOPS WOOD 132kV S STN | STOURPORT 132 66 33kV S STN | WRIBBENHALL 33 11kV S STN | Western Power Distribution (West Midlands) | Solar | 0.395 | - | - | - | - | No | Connected | 0.395 | 0.3871 | 0.395 | 5.225 | 5.5 | 24/03/2016 | - | - | - | - | - | - | - | No | To be confirmed | -
WPD_CONN_03348 | REDACTED INFORMATION | DRAKELOW 132kV | GRESLEY 33kV S STN | GRESLEY 11kV S STN | Western Power Distribution (East Midlands) | Waste | 1.63 | - | - | - | - | No | Connected | 1.63 | 1.5485 | 1.63 | 0.0475 | 0.05 | 20/03/2017 | - | - | - | - | - | - | - | No | To be confirmed | -
WPD_CONN_03354 | REDACTED INFORMATION | Cellarhead 132kV | BOOTHEN 132kV S STN | Boothen 132/33/11kVDUMMY | Western Power Distribution (West Midlands) | Other | 1.585 | - | - | - | - | No | Connected | 1.585 | 1.5057 | 1.585 | 1.2065 | 1.27 | 14/12/2015 | - | - | - | - | - | - | - | No | To be confirmed | -
WPD_CONN_03356 | REDACTED INFORMATION | EAST CLAYDON 132KV S STN | BANBURY 132kV S STN | Banbury 132/11kVDUMMY | Western Power Distribution (West Midlands) | To be confirmed | 0 | - | - | - | - | No | Connected | 0 | 0 | 0 | 1.9 | 2 | To be Confirmed | - | - | - | - | - | - | - | No | To be confirmed | -
WPD_CONN_03359 | REDACTED INFORMATION | BERKSWELL 132kV S STN | COVENTRY CENTRAL 33kV S STN | COX STREET 33 6 6kV S STN | Western Power Distribution (East Midlands) | Solar | 0.039 | - | - | - | - | No | Connected | 0.039 | 0.03705 | 0.039 | 5.5575 | 5.85 | 22/03/2017 | - | - | - | - | - | - | - | No | To be confirmed | -
WPD_CONN_03367 | REDACTED INFORMATION | Cellarhead 132kV | WHITFIELD 132 33kV S STN | LEEK 33 11kV S STN | Western Power Distribution (West Midlands) | Other | 2.261 | - | - | - | - | No | Connected | 2.261 | 2.261 | 2.261 | 0.855 | 0.9 | 01/12/2012 | - | - | - | - | - | - | - | No | To be confirmed | -
WPD_CONN_03368 | REDACTED INFORMATION | EAST CLAYDON 132KV S STN | BLETCHLEY 33KV S STN | FEN FARM 33 11kV S STN | Western Power Distribution (East Midlands) | To be confirmed | 0 | - | - | - | - | No | Connected | 0 | 0 | 0 | 2.85 | 3 | To be Confirmed | - | - | - | - | - | - | - | No | To be confirmed | -
WPD_CONN_03370 | REDACTED INFORMATION | CHESTERFIELD 132kV S STN | CHESTERFIELD 33kV S STN | GRASSMOOR 33 11kV S STN | Western Power Distribution (East Midlands) | Solar | 5 | - | - | - | - | No | Connected | 5 | 5 | 5 | 0.1425 | 0.15 | 18/12/2015 | - | - | - | - | - | - | - | No | To be confirmed | -
WPD_CONN_03372 | REDACTED INFORMATION | Taunton S.G.P. | Taunton Main Bsp | 33kV connection | Western Power Distribution (South West) | Solar | 4.08 | - | - | - | - | No | Connected | 4.08 | 3.9984 | 4.08 | 0.057 | 0.06 | 04/12/2015 | - | - | - | - | - | - | - | No | To be confirmed | -
WPD_CONN_03373 | REDACTED INFORMATION | LEA MARSTON 132kV S STN | TAMWORTH 33kV S STN | TAMWORTH GRID 11kV S STN | Western Power Distribution (East Midlands) | Other | 2.35 | - | - | - | - | No | Connected | 2.35 | 2.2325 | 2.35 | 0.6365 | 0.67 | 11/01/2016 | - | - | - | - | - | - | - | No | To be confirmed | -
WPD_CONN_03374 | REDACTED INFORMATION | CHESTERFIELD 132kV S STN | CLIPSTONE 33kV S STN | BILSTHORPE 33 11kV S STN | Western Power Distribution (East Midlands) | Solar | 2 | - | - | - | - | No | Connected | 2 | 1.96 | 2 | 0.0475 | 0.05 | 01/12/2015 | - | - | - | - | - | - | - | No | To be confirmed | -
WPD_CONN_03376 | REDACTED INFORMATION | LEA MARSTON 132kV S STN | TAMWORTH TOWN 132kV S STN | TAMWORTH TOWN 11kV S STN | Western Power Distribution (East Midlands) | Solar | 0.24 | - | - | - | - | No | Connected | 0.24 | 0.228 | 0.24 | 1.235 | 1.3 | 30/11/2015 | - | - | - | - | - | - | - | No | To be confirmed | -
WPD_CONN_03378 | REDACTED INFORMATION | Upper Boat | Mountain Ash Grid | 33kV connection | Western Power Distribution (South Wales) | Waste | 16 | - | - | - | - | No | Connected | 16 | 16 | 16 | 0.21375 | 0.225 | 16/11/2015 | - | - | - | - | - | - | - | No | To be confirmed | -
WPD_CONN_03383 | REDACTED INFORMATION | Exeter Main S.G.P. | Exeter City Bsp | Marsh Barton | Western Power Distribution (South West) | Solar | 1.5 | - | - | - | - | No | Connected | 1.5 | 1.425 | 1.5 | 0.285 | 0.3 | 18/12/2015 | - | - | - | - | - | - | - | No | To be confirmed | -
WPD_CONN_03386 | REDACTED INFORMATION | WALPOLE 132kV S STN | BOSTON 33kV S STN | KIRTON 33 11kV S STN | Western Power Distribution (East Midlands) | Solar | 2.7 | - | - | - | - | No | Connected | 2.7 | 2.646 | 2.7 | 0.095 | 0.1 | 20/11/2015 | - | - | - | - | - | - | - | No | To be confirmed | -
WPD_CONN_03390 | REDACTED INFORMATION | WILLINGTON 132kV S STN | UTTOXETER 33kV S STN | MARCHINGTON 33 11kV S STN | Western Power Distribution (East Midlands) | Solar | 2 | - | - | - | - | No | Connected | 2 | 1.9 | 2 | 0.095 | 0.1 | 16/12/2015 | - | - | - | - | - | - | - | No | To be confirmed | -
WPD_CONN_03392 | REDACTED INFORMATION | SHREWSBURY 132kV S STN | Shrewsbury 132/33kVDUMMY | DOTHILL 33 11kV S STN | Western Power Distribution (West Midlands) | Solar | 4.08 | - | - | - | - | No | Connected | 4.08 | 3.876 | 4.08 | 0.0285 | 0.03 | 15/12/2015 | - | - | - | - | - | - | - | No | To be confirmed | -
WPD_CONN_03393 | REDACTED INFORMATION | IRON ACTON 132kV S STN | RYEFORD 132kV S STN | HAMMERLEY DOWN 33 11kV S STN | Western Power Distribution (West Midlands) | Solar | 0.266 | - | - | - | - | No | Connected | 0.266 | 0.26068 | 0.266 | 2.85 | 3 | 18/03/2015 | - | - | - | - | - | - | - | No | To be confirmed | -
WPD_CONN_03394 | REDACTED INFORMATION | BERKSWELL 132kV S STN | HARBURY 33kV S STN | 33kV connection | Western Power Distribution (East Midlands) | Solar | 4.4 | - | - | - | - | No | Connected | 4.4 | 4.312 | 4.4 | 0.0475 | 0.05 | 01/02/2016 | - | - | - | - | - | - | - | No | To be confirmed | -
WPD_CONN_03397 | REDACTED INFORMATION | Seabank Sgp | Avonmouth Bsp | Avonmouth | Western Power Distribution (South West) | Solar | 0.2 | - | - | - | - | No | Connected | 0.2 | 0.2 | 0.2 | 0.95 | 1 | 26/11/2015 | - | - | - | - | - | - | - | No | To be confirmed | -
WPD_CONN_03399 | REDACTED INFORMATION | ENDERBY 132kV S STN | COALVILLE 33KV S STN | OSBASTON 33 11kV S STN | Western Power Distribution (East Midlands) | Wind onshore | 1.5 | - | - | - | - | No | Connected | 1.5 | 1.425 | 1.5 | 0.03325 | 0.035 | 15/09/2015 | - | - | - | - | - | - | - | No | To be confirmed | -
WPD_CONN_03404 | REDACTED INFORMATION | Seabank Sgp | Radstock Bsp 132kv | 33kV connection | Western Power Distribution (South West) | Solar | 7.92 | - | - | - | - | No | Connected | 7.92 | 7.7616 | 7.92 | 0.0475 | 0.05 | 27/11/2015 | - | - | - | - | - | - | - | No | To be confirmed | -
WPD_CONN_03412 | REDACTED INFORMATION | Pembroke Power Station | Haverfordwest Grid | 33kV connection | Western Power Distribution (South Wales) | Solar | 4.98 | - | - | - | - | No | Connected | 4.98 | 4.731 | 4.98 | 0.0475 | 0.05 | 27/11/2015 | - | - | - | - | - | - | - | No | To be confirmed | -
WPD_CONN_03415 | REDACTED INFORMATION | Alverdiscott S.G.P. | East Yelland Bsp | 33kV connection | Western Power Distribution (South West) | Solar | 4.08 | - | - | - | - | No | Connected | 4.08 | 3.9984 | 4.08 | 0.057 | 0.06 | 30/11/2015 | - | - | - | - | - | - | - | No | To be confirmed | -
WPD_CONN_03422 | REDACTED INFORMATION | Taunton S.G.P. | Taunton Main Bsp | 33kV connection | Western Power Distribution (South West) | Solar | 4 | - | - | - | - | No | Connected | 4 | 3.92 | 4 | 0.475 | 0.5 | 03/12/2015 | - | - | - | - | - | - | - | No | To be confirmed | -
WPD_CONN_03423 | REDACTED INFORMATION | Taunton S.G.P. | Taunton Main Bsp | 33kV connection | Western Power Distribution (South West) | Solar | 4.77 | - | - | - | - | No | Connected | 4.77 | 4.6746 | 4.77 | 0.0475 | 0.05 | 09/12/2015 | - | - | - | - | - | - | - | No | To be confirmed | -
WPD_CONN_03426 | REDACTED INFORMATION | GRENDON 132kV S STN | WELLINGBOROUGH 33kV S STN | 33kV connection | Western Power Distribution (East Midlands) | Solar | 10 | - | - | - | - | No | Connected | 10 | 9.8 | 10 | 0.095 | 0.1 | 03/12/2015 | - | - | - | - | - | - | - | No | To be confirmed | -
WPD_CONN_03427 | REDACTED INFORMATION | ENDERBY 132kV S STN | COALVILLE 33KV S STN | 33kV connection | Western Power Distribution (East Midlands) | Solar | 3.96 | - | - | - | - | No | Connected | 3.96 | 3.8808 | 3.96 | 0.0475 | 0.05 | 29/12/2015 | - | - | - | - | - | - | - | No | To be confirmed | -
WPD_CONN_03428 | REDACTED INFORMATION | Seabank Sgp | Radstock Bsp 132kv | 33kV connection | Western Power Distribution (South West) | Solar | 3.872 | - | - | - | - | No | Connected | 3.872 | 3.7946 | 3.872 | 0.04275 | 0.045 | 10/12/2015 | - | - | - | - | - | - | - | No | To be confirmed | -
WPD_CONN_03429 | REDACTED INFORMATION | Axminster S.G.P. | Woodcote Bsp | 33kV connection | Western Power Distribution (South West) | Solar | 4.08 | - | - | - | - | No | Connected | 4.08 | 3.9984 | 4.08 | 0.095 | 0.1 | 08/12/2015 | - | - | - | - | - | - | - | No | To be confirmed | -
WPD_CONN_03430 | REDACTED INFORMATION | GRENDON 132kV S STN | NORTHAMPTON EAST 33kV S STN | 33kV connection | Western Power Distribution (East Midlands) | Solar | 3.75 | - | - | - | - | No | Connected | 3.75 | 3.675 | 3.75 | 0.095 | 0.1 | 31/03/2016 | - | - | - | - | - | - | - | No | To be confirmed | -
WPD_CONN_03435 | REDACTED INFORMATION | Exeter Main S.G.P. | Sowton Bsp | 33kV connection | Western Power Distribution (South West) | Solar | 2.04 | - | - | - | - | No | Connected | 2.04 | 1.9992 | 2.04 | 0.0285 | 0.03 | 17/12/2015 | - | - | - | - | - | - | - | No | To be confirmed | -
WPD_CONN_03438 | REDACTED INFORMATION | Abham S.G.P. | Plympton Bsp | 33kV connection | Western Power Distribution (South West) | Solar | 3.91 | - | - | - | - | No | Connected | 3.91 | 3.7145 | 3.91 | 0.019 | 0.02 | 18/12/2015 | - | - | - | - | - | - | - | No | To be confirmed | -
WPD_CONN_03440 | REDACTED INFORMATION | WALPOLE 132kV S STN | BOSTON 33kV S STN | 33kV connection | Western Power Distribution (East Midlands) | Solar | 4.62 | - | - | - | - | No | Connected | 4.62 | 4.389 | 4.62 | 0.0475 | 0.05 | 10/12/2015 | - | - | - | - | - | - | - | No | To be confirmed | -
WPD_CONN_03443 | REDACTED INFORMATION | CHESTERFIELD 132kV S STN | MANSFIELD 33kV S STN | MANSFIELD 11kV S STN | Western Power Distribution (East Midlands) | Solar | 3.8 | - | - | - | - | No | Connected | 3.8 | 3.724 | 3.8 | 0.0665 | 0.07 | 21/03/2016 | - | - | - | - | - | - | - | No | To be confirmed | -
WPD_CONN_03445 | REDACTED INFORMATION | IRON ACTON 132kV S STN | RYEFORD 132kV S STN | 33kV connection | Western Power Distribution (West Midlands) | Solar | 4.2 | - | - | - | - | No | Connected | 4.2 | 4.2 | 4.2 | 0.0475 | 0.05 | 18/12/2015 | - | - | - | - | - | - | - | No | To be confirmed | -
WPD_CONN_03448 | REDACTED INFORMATION | Pyle Grid | Waterton Industrial Grid | Waterton Industrial Primary | Western Power Distribution (South Wales) | Solar | 2 | - | - | - | - | No | Connected | 2 | 1.9 | 2 | 0.019 | 0.02 | 28/01/2016 | - | - | - | - | - | - | - | No | To be confirmed | -
WPD_CONN_03449 | REDACTED INFORMATION | IRONBRIDGE 132kV S STN | KETLEY 132kV S STN | 33kV connection | Western Power Distribution (West Midlands) | Solar | 6.85 | - | - | - | - | No | Connected | 6.85 | 6.85 | 6.85 | 0.0475 | 0.05 | 15/12/2015 | - | - | - | - | - | - | - | No | To be confirmed | -
WPD_CONN_03453 | REDACTED INFORMATION | BICKER FEN 132kV S STN | GRANTHAM NORTH 132KV S STN | GRANTHAM NORTH 11kV S STN | Western Power Distribution (East Midlands) | Solar | 4 | - | - | - | - | No | Connected | 4 | 3.8 | 4 | 0.0475 | 0.05 | 17/12/2015 | - | - | - | - | - | - | - | No | To be confirmed | -
WPD_CONN_03454 | REDACTED INFORMATION | Bridgwater S.G.P. | Street Bsp | Millfield | Western Power Distribution (South West) | Solar | 1.14 | - | - | - | - | No | Connected | 1.14 | 1.14 | 1.14 | 0.3325 | 0.35 | 11/12/2015 | - | - | - | - | - | - | - | No | To be confirmed | -
WPD_CONN_03460 | REDACTED INFORMATION | Bridgwater S.G.P. | Churchill Bsp 132kv | 33kV connection | Western Power Distribution (South West) | Solar | 4.32 | - | - | - | - | No | Connected | 4.32 | 4.2336 | 4.32 | 0.02375 | 0.025 | 18/12/2015 | - | - | - | - | - | - | - | No | To be confirmed | -
WPD_CONN_03461 | REDACTED INFORMATION | Bridgwater S.G.P. | Churchill Bsp 132kv | Westwick | Western Power Distribution (South West) | Solar | 7.4 | - | - | - | - | No | Connected | 7.4 | 7.03 | 7.4 | 0.19 | 0.2 | 17/12/2015 | - | - | - | - | - | - | - | No | To be confirmed | -
WPD_CONN_03464 | REDACTED INFORMATION | BISHOPS WOOD 132kV S STN | UPTON WARREN 132kV S STN | Upton Warren 132/66/11kVDUMMY | Western Power Distribution (West Midlands) | Solar | 1.38 | - | - | - | - | No | Connected | 1.38 | 1.3524 | 1.38 | 0.285 | 0.3 | 10/12/2015 | - | - | - | - | - | - | - | No | To be confirmed | -
WPD_CONN_03468 | REDACTED INFORMATION | Stoke Bardolph 132kv | NOTTINGHAM EAST 33kV S STN | COTGRAVE 33 11kV S STN | Western Power Distribution (East Midlands) | Biomass | 1 | - | - | - | - | No | Connected | 1 | 1 | 1 | 0.19 | 0.2 | 15/12/2015 | - | - | - | - | - | - | - | No | To be confirmed | -
WPD_CONN_03474 | REDACTED INFORMATION | Rassau G.S.P. | Crumlin | 33kV connection | Western Power Distribution (South Wales) | Solar | 6.24 | - | - | - | - | No | Connected | 6.24 | 5.928 | 6.24 | 0.095 | 0.1 | 15/12/2015 | - | - | - | - | - | - | - | No | To be confirmed | -
WPD_CONN_03477 | REDACTED INFORMATION | LEA MARSTON 132kV S STN | TAMWORTH 33kV S STN | ATHERSTONE 33 11kV S STN | Western Power Distribution (East Midlands) | Solar | 2 | - | - | - | - | No | Connected | 2 | 2 | 2 | 0.0475 | 0.05 | 18/12/2015 | - | - | - | - | - | - | - | No | To be confirmed | -
WPD_CONN_03481 | REDACTED INFORMATION | RATCLIFFE ON SOAR 132kV S STN | WILLOUGHBY 33kV S STN | 33kV connection | Western Power Distribution (East Midlands) | Solar | 4.12 | - | - | - | - | No | Connected | 4.12 | 4.0376 | 4.12 | 0.095 | 0.1 | 21/12/2015 | - | - | - | - | - | - | - | No | To be confirmed | -
WPD_CONN_03483 | REDACTED INFORMATION | Exeter Main S.G.P. | Tiverton Bsp | 33kV connection | Western Power Distribution (South West) | Solar | 3.6 | - | - | - | - | No | Connected | 3.6 | 3.42 | 3.6 | 0.057 | 0.06 | 21/12/2015 | - | - | - | - | - | - | - | No | To be confirmed | -
WPD_CONN_03485 | REDACTED INFORMATION | Pyle Grid | Pyle Bsp | 33kV connection | Western Power Distribution (South Wales) | Other | 9.725 | - | - | - | - | No | Connected | 9.725 | 9.725 | 9.725 | 6.65 | 7 | 16/01/2018 | - | - | - | - | - | - | - | No | To be confirmed | -
WPD_CONN_03486 | REDACTED INFORMATION | PORT HAM 132kV S STN | LYDNEY 33kV S STN | 33kV connection | Western Power Distribution (West Midlands) | Solar | 5 | - | - | - | - | No | Connected | 5 | 4.9 | 5 | 0.0475 | 0.05 | 16/12/2015 | - | - | - | - | - | - | - | No | To be confirmed | -
WPD_CONN_03487 | REDACTED INFORMATION | GRENDON 132kV S STN | NORTHAMPTON EAST 33kV S STN | 33kV connection | Western Power Distribution (East Midlands) | Solar | 4 | - | - | - | - | No | Connected | 4 | 3.92 | 4 | 0.019 | 0.02 | 23/12/2015 | - | - | - | - | - | - | - | No | To be confirmed | -
WPD_CONN_03488 | REDACTED INFORMATION | CHESTERFIELD 132kV S STN | CHESTERFIELD 33kV S STN | 33kV connection | Western Power Distribution (East Midlands) | Solar | 3.744 | - | - | - | - | No | Connected | 3.744 | 3.6691 | 3.744 | 0.0399 | 0.042 | 16/12/2015 | - | - | - | - | - | - | - | No | To be confirmed | -
WPD_CONN_03489 | REDACTED INFORMATION | Aberthaw Power Station | East Aberthaw | 33kV connection | Western Power Distribution (South Wales) | Solar | 3.9 | - | - | - | - | No | Connected | 3.9 | 3.822 | 3.9 | 0.19 | 0.2 | 01/12/2015 | - | - | - | - | - | - | - | No | To be confirmed | -
WPD_CONN_03491 | REDACTED INFORMATION | WILLINGTON 132kV S STN | HEANOR 33kV S STN | RIPLEY 33 11kV S STN | Western Power Distribution (East Midlands) | Other renewable | 5 | - | - | - | - | No | Connected | 5 | 4.75 | 5 | 0.1425 | 0.15 | 14/12/2015 | - | - | - | - | - | - | - | No | To be confirmed | -
WPD_CONN_03492 | REDACTED INFORMATION | Upper Boat | Pontyclun Primary | Pontyclun 132/11kV | Western Power Distribution (South Wales) | Solar | 3.996 | - | - | - | - | No | Connected | 3.996 | 3.7962 | 3.996 | 0.0475 | 0.05 | 16/12/2015 | - | - | - | - | - | - | - | No | To be confirmed | -
WPD_CONN_03493 | REDACTED INFORMATION | WILLINGTON 132kV S STN | WINSTER 33kV S STN | ASHBOURNE 33 11kV S STN | Western Power Distribution (East Midlands) | Solar | 2.5 | - | - | - | - | No | Connected | 2.5 | 2.45 | 2.5 | 0.1425 | 0.15 | 22/03/2016 | - | - | - | - | - | - | - | No | To be confirmed | -
WPD_CONN_03496 | REDACTED INFORMATION | Upper Boat | Upper Boat Bsp | Upper Boat Primary | Western Power Distribution (South Wales) | Solar | 3.5 | - | - | - | - | No | Connected | 3.5 | 3.325 | 3.5 | 0.2375 | 0.25 | 16/12/2015 | - | - | - | - | - | - | - | No | To be confirmed | -
WPD_CONN_03500 | REDACTED INFORMATION | Swansea North Grid | Briton Ferry Grid | 33kV connection | Western Power Distribution (South Wales) | Solar | 9.984 | - | - | - | - | No | Connected | 9.984 | 9.984 | 9.984 | 0.0475 | 0.05 | 01/11/2015 | - | - | - | - | - | - | - | No | To be confirmed | -
WPD_CONN_03505 | REDACTED INFORMATION | STAYTHORPE C 132kV S STN | CHECKERHOUSE 33kV S STN | 33kV connection | Western Power Distribution (East Midlands) | Solar | 7.4 | - | - | - | - | No | Connected | 7.4 | 7.252 | 7.4 | 0.057 | 0.06 | 18/12/2015 | - | - | - | - | - | - | - | No | To be confirmed | -
WPD_CONN_03515 | REDACTED INFORMATION | STAYTHORPE C 132kV S STN | HAWTON 33kV S STN | 33kV connection | Western Power Distribution (East Midlands) | Solar | 3.5 | - | - | - | - | No | Connected | 3.5 | 3.43 | 3.5 | 0.03895 | 0.041 | 22/12/2015 | - | - | - | - | - | - | - | No | To be confirmed | -
WPD_CONN_03519 | REDACTED INFORMATION | Indian Queens S.G.P. | Fraddon Bsp | Fraddon | Western Power Distribution (South West) | Solar | 1.6 | - | - | - | - | No | Connected | 1.6 | 1.52 | 1.6 | 0.04275 | 0.045 | 15/09/2015 | - | - | - | - | - | - | - | No | To be confirmed | -
WPD_CONN_03524 | REDACTED INFORMATION | COVENTRY 132kV S STN | RUGBY 132kV S STN | RUGBY 11kV S STN | Western Power Distribution (East Midlands) | Waste | 2.1 | - | - | - | - | No | Connected | 2.1 | 1.995 | 2.1 | 0.095 | 0.1 | 28/10/2010 | - | - | - | - | - | - | - | No | To be confirmed | -
WPD_CONN_03534 | REDACTED INFORMATION | COVENTRY 132kV S STN | RUGBY 132kV S STN | RUGBY 11kV S STN | Western Power Distribution (East Midlands) | Waste | 5.1 | - | - | - | - | No | Connected | 5.1 | 4.845 | 5.1 | 0.095 | 0.1 | 15/11/2007 | - | - | - | - | - | - | - | No | To be confirmed | -
WPD_CONN_03550 | REDACTED INFORMATION | GRENDON 132kV S STN | WELLINGBOROUGH 132kV S STN | Wellingborough 132/11kv (Reserve) | Western Power Distribution (East Midlands) | Solar | 5 | - | - | - | - | No | Connected | 5 | 4.75 | 5 | 0.095 | 0.1 | 30/03/2016 | - | - | - | - | - | - | - | No | To be confirmed | -
WPD_CONN_03566 | REDACTED INFORMATION | IRON ACTON 132kV S STN | RYEFORD 132kV S STN | 33kV connection | Western Power Distribution (West Midlands) | Solar | 4.5 | - | - | - | - | No | Connected | 4.5 | 4.41 | 4.5 | 0.019 | 0.02 | 15/01/2016 | - | - | - | - | - | - | - | No | To be confirmed | -
WPD_CONN_03567 | REDACTED INFORMATION | CHESTERFIELD 132kV S STN | ANNESLEY 33kV S STN | ANNESLEY (KIRKBY) 11kV S STN | Western Power Distribution (East Midlands) | Waste | 6 | - | - | - | - | No | Connected | 6 | 5.88 | 6 | 0.0475 | 0.05 | 31/03/2016 | - | - | - | - | - | - | - | No | To be confirmed | -
WPD_CONN_03581 | REDACTED INFORMATION | Exeter Main S.G.P. | Tiverton Bsp | Tiverton Junction | Western Power Distribution (South West) | Solar | 4 | - | - | - | - | No | Connected | 4 | 3.8 | 4 | 0.0475 | 0.05 | 20/03/2015 | - | - | - | - | - | - | - | No | To be confirmed | -
WPD_CONN_03590 | REDACTED INFORMATION | WILLINGTON 132kV S STN | UTTOXETER 33kV S STN | 33kV connection | Western Power Distribution (East Midlands) | Solar | 4.55 | - | - | - | - | No | Connected | 4.55 | 4.459 | 4.55 | 0.0798 | 0.084 | 01/03/2016 | - | - | - | - | - | - | - | No | To be confirmed | -
WPD_CONN_03591 | REDACTED INFORMATION | DRAKELOW 132kV | BURTON SOUTH 33kV S STN | WELLINGTON ST 33 11kV S STN | Western Power Distribution (East Midlands) | Solar | 0.229 | - | - | - | - | No | Connected | 0.229 | 0.22442 | 0.229 | 0.95 | 1 | 12/01/2016 | - | - | - | - | - | - | - | No | To be confirmed | -
WPD_CONN_03592 | REDACTED INFORMATION | WILLINGTON 132kV S STN | UTTOXETER 33kV S STN | 33kV connection | Western Power Distribution (East Midlands) | Solar | 4.44 | - | - | - | - | No | Connected | 4.44 | 4.218 | 4.44 | 0.0475 | 0.05 | 01/03/2016 | - | - | - | - | - | - | - | No | To be confirmed | -
WPD_CONN_03593 | REDACTED INFORMATION | DRAKELOW 132kV | Burton 33kV | WOODVILLE 33/11kV | Western Power Distribution (East Midlands) | Solar | 5 | - | - | - | - | No | Connected | 5 | 4.75 | 5 | 0.11875 | 0.125 | 01/02/2016 | - | - | - | - | - | - | - | No | To be confirmed | -
WPD_CONN_03601 | REDACTED INFORMATION | DRAKELOW 132kV | GRESLEY 33kV S STN | ASHBY 33 11kV S STN | Western Power Distribution (East Midlands) | Solar | 2.3 | - | - | - | - | No | Connected | 2.3 | 2.254 | 2.3 | 0.0475 | 0.05 | 31/10/2015 | - | - | - | - | - | - | - | No | To be confirmed | -
WPD_CONN_03605 | REDACTED INFORMATION | PORT HAM 132kV S STN | 132kV connection | 132kV connection | Western Power Distribution (West Midlands) | Solar | 24.66 | - | - | - | - | No | Connected | 24.66 | 24.1668 | 24.66 | 0.057 | 0.06 | 23/03/2016 | - | - | - | - | - | - | - | No | To be confirmed | -
WPD_CONN_03607 | REDACTED INFORMATION | RATCLIFFE ON SOAR 132kV S STN | WILLOUGHBY 33kV S STN | WILLOUGHBY 11kV S STN | Western Power Distribution (East Midlands) | Solar | 1.705 | - | - | - | - | No | Connected | 1.705 | 1.6198 | 1.705 | 0.038 | 0.04 | 07/03/2016 | - | - | - | - | - | - | - | No | To be confirmed | -
WPD_CONN_03611 | REDACTED INFORMATION | Aberthaw Power Station | Barry Grid | 33kV connection | Western Power Distribution (South Wales) | Other | 16 | - | - | - | - | No | Connected | 16 | 15.2 | 16 | 0.16625 | 0.175 | 01/02/2016 | - | - | - | - | - | - | - | No | To be confirmed | -
WPD_CONN_03613 | REDACTED INFORMATION | NECHELLS EAST 132kV S STN | Boughton Rd 132/11kV | Boughton Road 132/11kv | Western Power Distribution (West Midlands) | Biomass | 9.5 | - | - | - | - | No | Connected | 9.5 | 9.31 | 9.5 | 2.375 | 2.5 | 25/01/2016 | - | - | - | - | - | - | - | No | To be confirmed | -
WPD_CONN_03616 | REDACTED INFORMATION | BISHOPS WOOD 132kV S STN | HEREFORD 66kV S STN | HEREFORD SOUTH 66 11kV S STN | Western Power Distribution (West Midlands) | Solar | 1 | - | - | - | - | No | Connected | 1 | 0.95 | 1 | 0.09975 | 0.105 | 01/03/2016 | - | - | - | - | - | - | - | No | To be confirmed | -
WPD_CONN_03622 | REDACTED INFORMATION | IRON ACTON 132kV S STN | RYEFORD 132kV S STN | DURSLEY 33 11kV S STN | Western Power Distribution (West Midlands) | Solar | 1.5 | - | - | - | - | No | Connected | 1.5 | 1.47 | 1.5 | 0.0475 | 0.05 | 01/02/2016 | - | - | - | - | - | - | - | No | To be confirmed | -
WPD_CONN_03625 | REDACTED INFORMATION | Landulph S.G.P. | Ernesettle Bsp | Ernesettle B & S | Western Power Distribution (South West) | Solar | 3.18 | - | - | - | - | No | Connected | 3.18 | 3.021 | 3.18 | 0.095 | 0.1 | 01/04/2016 | - | - | - | - | - | - | - | No | To be confirmed | -
WPD_CONN_03634 | REDACTED INFORMATION | ENDERBY 132kV S STN | COALVILLE 33KV S STN | WORTHINGTON 33 11kV S STN | Western Power Distribution (East Midlands) | Solar | 1.5 | - | - | - | - | No | Connected | 1.5 | 1.425 | 1.5 | 0.095 | 0.1 | 01/12/2015 | - | - | - | - | - | - | - | No | To be confirmed | -
WPD_CONN_03637 | REDACTED INFORMATION | CHESTERFIELD 132kV S STN | ALFRETON 33kV S STN | BLACKWELL 33 11kV S STN | Western Power Distribution (East Midlands) | Solar | 0.05 | - | - | - | - | No | Connected | 0.05 | 0.0475 | 0.05 | 1.425 | 1.5 | 03/02/2012 | - | - | - | - | - | - | - | No | To be confirmed | -
WPD_CONN_03639 | REDACTED INFORMATION | SHREWSBURY 132kV S STN | Shrewsbury 132/33kVDUMMY | To be confirmed | Western Power Distribution (West Midlands) | Waste | 1.37 | - | - | - | - | No | Connected | 1.37 | 1.3015 | 1.37 | 0.0475 | 0.05 | 28/01/2016 | - | - | - | - | - | - | - | No | To be confirmed | -
WPD_CONN_03649 | REDACTED INFORMATION | ENDERBY 132kV S STN | COALVILLE 33KV S STN | NAILSTONE 33 11kV S STN | Western Power Distribution (East Midlands) | Solar | 3.808 | - | - | - | - | No | Connected | 3.808 | 3.6176 | 3.808 | 0.0475 | 0.05 | 29/01/2016 | - | - | - | - | - | - | - | No | To be confirmed | -
WPD_CONN_03650 | REDACTED INFORMATION | Alverdiscott S.G.P. | Barnstaple Bsp | 33kV connection | Western Power Distribution (South West) | Wind onshore | 18.45 | - | - | - | - | Yes | Connected | 18.45 | 17.5275 | 18.45 | 0.095 | 0.1 | 19/02/2016 | - | - | - | - | - | - | - | No | To be confirmed | -
WPD_CONN_03653 | REDACTED INFORMATION | BISHOPS WOOD 132kV S STN | To be confirmed | 66kV connection | Western Power Distribution (West Midlands) | Other | 25 | - | - | - | - | No | Connected | 25 | 25 | 25 | 3.8 | 4 | 01/04/2016 | - | - | - | - | - | - | - | No | To be confirmed | -
WPD_CONN_03654 | REDACTED INFORMATION | Bushbury D 132kV | BUSHBURY C 132kV S STN | Bushbury B-C 132/33/11kVDUMMY | Western Power Distribution (West Midlands) | Solar | 2.664 | - | - | - | - | No | Connected | 2.664 | 2.6107 | 2.664 | 1.615 | 1.7 | 03/03/2016 | - | - | - | - | - | - | - | No | To be confirmed | -
WPD_CONN_03659 | REDACTED INFORMATION | FECKENHAM 66 11kV S STN | Feckenham 66/11kVDUMMY | 66kV connection | Western Power Distribution (West Midlands) | Solar | 17 | - | - | - | - | No | Connected | 17 | 16.66 | 17 | 0.03325 | 0.035 | 23/03/2016 | - | - | - | - | - | - | - | No | To be confirmed | -
WPD_CONN_03666 | REDACTED INFORMATION | Bushbury D 132kV | BUSHBURY C 132kV S STN | I54 Busines Park 33/11kv | Western Power Distribution (West Midlands) | Solar | 6 | - | - | - | - | No | Connected | 6 | 5.7 | 6 | 19 | 20 | 10/03/2014 | - | - | - | - | - | - | - | No | To be confirmed | -
WPD_CONN_03667 | REDACTED INFORMATION | CHESTERFIELD 132kV S STN | CHESTERFIELD 33kV S STN | DANESMOOR 33 11kV S STN | Western Power Distribution (East Midlands) | Solar | 3.8 | - | - | - | - | No | Connected | 3.8 | 3.61 | 3.8 | 0.1425 | 0.15 | 31/03/2016 | - | - | - | - | - | - | - | No | To be confirmed | -
WPD_CONN_03672 | REDACTED INFORMATION | Iron Acton S.G.P. | Bradley Stoke Bsp | 33kV connection | Western Power Distribution (South West) | Solar | 3.8775 | - | - | - | - | No | Connected | 3.8775 | 3.7999 | 3.8775 | 0.0475 | 0.05 | 17/02/2016 | - | - | - | - | - | - | - | No | To be confirmed | -
WPD_CONN_03676 | REDACTED INFORMATION | WALPOLE 132kV S STN | BOSTON 33kV S STN | STICKNEY 33 11kV S STN | Western Power Distribution (East Midlands) | Solar | 3.7 | - | - | - | - | No | Connected | 3.7 | 3.515 | 3.7 | 0.0855 | 0.09 | 09/02/2016 | - | - | - | - | - | - | - | No | To be confirmed | -
WPD_CONN_03685 | REDACTED INFORMATION | DRAKELOW 132kV | GRESLEY 33kV S STN | ASHBY 33 11kV S STN | Western Power Distribution (East Midlands) | Solar | 2.5 | - | - | - | - | No | Connected | 2.5 | 2.45 | 2.5 | 0.03325 | 0.035 | 29/01/2016 | - | - | - | - | - | - | - | No | To be confirmed | -
WPD_CONN_03688 | REDACTED INFORMATION | Iron Acton S.G.P. | Feeder Road 33kv | Whitchurch | Western Power Distribution (South West) | Other renewable | 1.6 | - | - | - | - | No | Connected | 1.6 | 1.52 | 1.6 | 0.475 | 0.5 | 01/09/2016 | - | - | - | - | - | - | - | No | To be confirmed | -
WPD_CONN_03691 | REDACTED INFORMATION | Alverdiscott S.G.P. | East Yelland Bsp | Fremington | Western Power Distribution (South West) | Solar | 4.2 | - | - | - | - | No | Connected | 4.2 | 3.99 | 4.2 | 0.0475 | 0.05 | 16/03/2016 | - | - | - | - | - | - | - | No | To be confirmed | -
WPD_CONN_03699 | REDACTED INFORMATION | Bushbury D 132kV | BUSHBURY C 132kV S STN | Bushbury B-C 132/33/11kVDUMMY | Western Power Distribution (West Midlands) | Solar | 3.84 | - | - | - | - | No | Connected | 3.84 | 3.7632 | 3.84 | 0.0361 | 0.038 | 30/03/2016 | - | - | - | - | - | - | - | No | To be confirmed | -
WPD_CONN_03705 | REDACTED INFORMATION | DRAKELOW 132kV | BURTON SOUTH 33kV S STN | 33kV connection | Western Power Distribution (East Midlands) | Solar | 5 | - | - | - | - | No | Connected | 5 | 4.75 | 5 | 0.0475 | 0.05 | 31/03/2016 | - | - | - | - | - | - | - | No | To be confirmed | -
WPD_CONN_03707 | REDACTED INFORMATION | RATCLIFFE ON SOAR 132kV S STN | LOUGHBOROUGH 132kV S STN (M32) | LOUGHBOROUGH 11kV S STN | Western Power Distribution (East Midlands) | Other | 1.58 | - | - | - | - | No | Connected | 1.58 | 1.501 | 1.58 | 0.836 | 0.88 | 23/03/2016 | - | - | - | - | - | - | - | No | To be confirmed | -
WPD_CONN_03711 | REDACTED INFORMATION | GRENDON 132kV S STN | MELTON MOWBRAY 33kV S STN | HOLWELL 33 11kV S STN | Western Power Distribution (East Midlands) | Solar | 5 | - | - | - | - | Yes | Connected | 5 | 4.75 | 5 | 0.19 | 0.2 | 30/03/2016 | - | - | - | - | - | - | - | No | To be confirmed | -
WPD_CONN_03712 | REDACTED INFORMATION | CHESTERFIELD 132kV S STN | CHESTERFIELD 33kV S STN | DANESMOOR 33 11kV S STN | Western Power Distribution (East Midlands) | Solar | 3.8 | - | - | - | - | No | Connected | 3.8 | 3.8 | 3.8 | 0.0665 | 0.07 | 23/03/2016 | - | - | - | - | - | - | - | No | To be confirmed | -
WPD_CONN_03713 | REDACTED INFORMATION | GRENDON 132kV S STN | MELTON MOWBRAY 33kV S STN | HOLWELL 33 11kV S STN | Western Power Distribution (East Midlands) | Solar | 5 | - | - | - | - | Yes | Connected | 5 | 4.75 | 5 | 0.19 | 0.2 | 30/03/2016 | - | - | - | - | - | - | - | No | To be confirmed | -
WPD_CONN_03714 | REDACTED INFORMATION | Rassau G.S.P. | Abergavenny | 66kV connection | Western Power Distribution (South Wales) | Solar | 6.5225 | - | - | - | - | No | Connected | 6.5225 | 6.3921 | 6.5225 | 0.1425 | 0.15 | 15/03/2016 | - | - | - | - | - | - | - | No | To be confirmed | -
WPD_CONN_03717 | REDACTED INFORMATION | DRAKELOW 132kV | GRESLEY 33kV S STN | WILLESLEY 33 11kV S STN | Western Power Distribution (East Midlands) | Solar | 5 | - | - | - | - | No | Connected | 5 | 4.75 | 5 | 0.095 | 0.1 | 05/03/2016 | - | - | - | - | - | - | - | No | To be confirmed | -
WPD_CONN_03719 | REDACTED INFORMATION | CHESTERFIELD 132kV S STN | MANSFIELD 33kV S STN | ACREAGE LANE 33 11kV S STN | Western Power Distribution (East Midlands) | Solar | 3 | - | - | - | - | No | Connected | 3 | 2.94 | 3 | 0.0285 | 0.03 | 31/03/2016 | - | - | - | - | - | - | - | No | To be confirmed | -
WPD_CONN_03720 | REDACTED INFORMATION | Aberthaw Power Station | Barry Grid | 33kV connection | Western Power Distribution (South Wales) | Solar | 5.25 | - | - | - | - | No | Connected | 5.25 | 4.9875 | 5.25 | 0.0285 | 0.03 | 31/03/2016 | - | - | - | - | - | - | - | No | To be confirmed | -
WPD_CONN_03724 | REDACTED INFORMATION | GRENDON 132kV S STN | IRTHLINGBOROUGH 33kV S STN | THRAPSTON 33 11kV S STN | Western Power Distribution (East Midlands) | Solar | 0.46 | - | - | - | - | No | Connected | 0.46 | 0.437 | 0.46 | 2.375 | 2.5 | 07/01/2016 | - | - | - | - | - | - | - | No | To be confirmed | -
WPD_CONN_03725 | REDACTED INFORMATION | Aberthaw Power Station | East Aberthaw | 33kV connection | Western Power Distribution (South Wales) | Solar | 3.72 | - | - | - | - | No | Connected | 3.72 | 3.534 | 3.72 | 0.0475 | 0.05 | 29/02/2016 | - | - | - | - | - | - | - | No | To be confirmed | -
WPD_CONN_03726 | REDACTED INFORMATION | RATCLIFFE ON SOAR 132kV S STN | NOTTINGHAM 33kV S STN | 33kV connection | Western Power Distribution (East Midlands) | Biomass | 20.608 | - | - | - | - | No | Connected | 20.608 | 19.5776 | 20.608 | 0.76 | 0.8 | 03/06/2016 | - | - | - | - | - | - | - | No | To be confirmed | -
WPD_CONN_03727 | REDACTED INFORMATION | ENDERBY 132kV S STN | WIGSTON 132KV (M42) 132kV S STN | WIGSTON 11kV S STN | Western Power Distribution (East Midlands) | Solar | 3 | - | - | - | - | No | Connected | 3 | 2.94 | 3 | 0.04275 | 0.045 | 01/03/2016 | - | - | - | - | - | - | - | No | To be confirmed | -
WPD_CONN_03730 | REDACTED INFORMATION | Rassau G.S.P. | Crumlin | Crumlin Primary | Western Power Distribution (South Wales) | Solar | 3.64 | - | - | - | - | No | Connected | 3.64 | 3.458 | 3.64 | 0.038 | 0.04 | 25/04/2016 | - | - | - | - | - | - | - | No | To be confirmed | -
WPD_CONN_03731 | REDACTED INFORMATION | IRON ACTON 132kV S STN | CHIPPING SODBURY 132kV S STN | ALVESTON 33 11kV S STN | Western Power Distribution (West Midlands) | Other | 2.6 | - | - | - | - | No | Connected | 2.6 | 2.548 | 2.6 | 0.0855 | 0.09 | 01/04/2016 | - | - | - | - | - | - | - | No | To be confirmed | -
WPD_CONN_03733 | REDACTED INFORMATION | ENDERBY 132kV S STN | LEICESTER EAST 33kV S STN | THURNBY 33 11kV S STN | Western Power Distribution (East Midlands) | Solar | 2.1 | - | - | - | - | No | Connected | 2.1 | 2.058 | 2.1 | 0.0475 | 0.05 | 31/03/2016 | - | - | - | - | - | - | - | No | To be confirmed | -
WPD_CONN_03734 | REDACTED INFORMATION | BICKER FEN 132kV S STN | SKEGNESS 33kV S STN | 33kV connection | Western Power Distribution (East Midlands) | Solar | 8.8 | - | - | - | - | No | Connected | 8.8 | 8.36 | 8.8 | 0.076 | 0.08 | 17/03/2016 | - | - | - | - | - | - | - | No | To be confirmed | -
WPD_CONN_03737 | REDACTED INFORMATION | CHESTERFIELD 132kV S STN | WHITWELL 33kV S STN | 33kV connection | Western Power Distribution (East Midlands) | Other | 4.5 | - | - | - | - | No | Connected | 4.5 | 4.365 | 4.5 | 0.8075 | 0.85 | 01/06/2016 | - | - | - | - | - | - | - | No | To be confirmed | -
WPD_CONN_03738 | REDACTED INFORMATION | Uskmouth | Sudbrook | Sudbrook Primary | Western Power Distribution (South Wales) | Solar | 3.4 | - | - | - | - | No | Connected | 3.4 | 3.332 | 3.4 | 0.0475 | 0.05 | 31/03/2016 | - | - | - | - | - | - | - | No | To be confirmed | -
WPD_CONN_03739 | REDACTED INFORMATION | Seabank Sgp | Weston Bsp 132kv | 33kV connection | Western Power Distribution (South West) | Solar | 4 | - | - | - | - | No | Connected | 4 | 3.92 | 4 | 0.095 | 0.1 | 11/03/2016 | - | - | - | - | - | - | - | No | To be confirmed | -
WPD_CONN_03741 | REDACTED INFORMATION | FECKENHAM 66 11kV S STN | Feckenham 66/11kVDUMMY | Drayton Farm North 66/11kV | Western Power Distribution (West Midlands) | Other | 4.98 | - | - | - | - | No | Connected | 4.98 | 4.98 | 4.98 | 0.8075 | 0.85 | 19/08/2016 | - | - | - | - | - | - | - | No | To be confirmed | -
WPD_CONN_03742 | REDACTED INFORMATION | FECKENHAM 66 11kV S STN | Feckenham 66/11kVDUMMY | Drayton Farm North 66/11kV | Western Power Distribution (West Midlands) | Solar | 4.125 | - | - | - | - | No | Connected | 4.125 | 4.125 | 4.125 | 0.0475 | 0.05 | 31/03/2016 | - | - | - | - | - | - | - | No | To be confirmed | -
WPD_CONN_03744 | REDACTED INFORMATION | Swansea North Grid | Ystradgynlais Grid | 33kV connection | Western Power Distribution (South Wales) | Other | 5.44 | - | - | - | - | No | Connected | 5.44 | 5.168 | 5.44 | 0.285 | 0.3 | 01/03/2017 | - | - | - | - | - | - | - | No | To be confirmed | -
WPD_CONN_03745 | REDACTED INFORMATION | FECKENHAM 66 11kV S STN | Feckenham 66/11kVDUMMY | Drayton Farm North 66/11kV | Western Power Distribution (West Midlands) | Solar | 4.208 | - | - | - | - | No | Connected | 4.208 | 4.208 | 4.208 | 0.0475 | 0.05 | 31/03/2016 | - | - | - | - | - | - | - | No | To be confirmed | -
WPD_CONN_03746 | REDACTED INFORMATION | RUGELEY 132kV S STN | LICHFIELD 132kV S STN | Lichfield 132/11kVDUMMY | Western Power Distribution (West Midlands) | Solar | 1 | - | - | - | - | No | Connected | 1 | 1 | 1 | 0.057 | 0.06 | 04/03/2016 | - | - | - | - | - | - | - | No | To be confirmed | -
WPD_CONN_03749 | REDACTED INFORMATION | FECKENHAM 66 11kV S STN | Feckenham 66/11kVDUMMY | Drayton Farm North 66/11kV | Western Power Distribution (West Midlands) | Solar | 4.18 | - | - | - | - | No | Connected | 4.18 | 4.18 | 4.18 | 0.0475 | 0.05 | 31/03/2016 | - | - | - | - | - | - | - | No | To be confirmed | -
WPD_CONN_03750 | REDACTED INFORMATION | FECKENHAM 66 11kV S STN | Feckenham 66/11kVDUMMY | Drayton Farm North 66/11kV | Western Power Distribution (West Midlands) | Solar | 4.235 | - | - | - | - | No | Connected | 4.235 | 4.235 | 4.235 | 0.4275 | 0.45 | 31/03/2016 | - | - | - | - | - | - | - | No | To be confirmed | -
WPD_CONN_03751 | REDACTED INFORMATION | Stoke Bardolph 132kv | NOTTINGHAM EAST 33kV S STN | 33kV connection | Western Power Distribution (East Midlands) | Solar | 4.2 | - | - | - | - | No | Connected | 4.2 | 4.116 | 4.2 | 0.0399 | 0.042 | 29/03/2016 | - | - | - | - | - | - | - | No | To be confirmed | -
WPD_CONN_03756 | REDACTED INFORMATION | DRAKELOW 132kV | BURTON SOUTH 33kV S STN | BARTON UNDER NEEDWOOD 33 11kV S STN | Western Power Distribution (East Midlands) | Solar | 0.2 | - | - | - | - | No | Connected | 0.2 | 0.196 | 0.2 | 1.615 | 1.7 | 21/03/2016 | - | - | - | - | - | - | - | No | To be confirmed | -
WPD_CONN_03757 | REDACTED INFORMATION | Swansea North Grid | Carmarthen Grid | 33kV connection | Western Power Distribution (South Wales) | Other | 7.79 | - | - | - | - | No | Connected | 7.79 | 7.5563 | 7.79 | 0.0475 | 0.05 | 31/03/2016 | - | - | - | - | - | - | - | No | To be confirmed | -
WPD_CONN_03758 | REDACTED INFORMATION | STAYTHORPE C 132kV S STN | CHECKERHOUSE 33kV S STN | MISSON 33 11kV S STN | Western Power Distribution (East Midlands) | Solar | 5 | - | - | - | - | No | Connected | 5 | 4.9 | 5 | 0.095 | 0.1 | 31/03/2016 | - | - | - | - | - | - | - | No | To be confirmed | -
WPD_CONN_03759 | REDACTED INFORMATION | BISHOPS WOOD 132kV S STN | HEREFORD 66kV S STN | 66kV connection | Western Power Distribution (West Midlands) | Wind onshore | 34 | - | - | - | - | No | Connected | 34 | 32.64 | 34 | 0.342 | 0.36 | 03/03/2017 | - | - | - | - | - | - | - | No | To be confirmed | -
WPD_CONN_03760 | REDACTED INFORMATION | Indian Queens S.G.P. | St Austell Bsp | 33kV connection | Western Power Distribution (South West) | Solar | 6.88 | - | - | - | - | Yes | Connected | 6.88 | 6.7424 | 6.88 | 0.0285 | 0.03 | 08/11/2018 | - | - | - | - | - | - | - | No | To be confirmed | -
WPD_CONN_03761 | REDACTED INFORMATION | PORT HAM 132kV S STN | CHELTENHAM 66kV S STN | ALDERTON 66 11kV S STN | Western Power Distribution (West Midlands) | Solar | 3.85 | - | - | - | - | No | Connected | 3.85 | 3.85 | 3.85 | 0.0475 | 0.05 | 21/03/2016 | - | - | - | - | - | - | - | No | To be confirmed | -
WPD_CONN_03763 | REDACTED INFORMATION | Aberthaw Power Station | East Aberthaw | 33kV connection | Western Power Distribution (South Wales) | Solar | 0.06 | - | - | - | - | No | Connected | 0.06 | 0.0588 | 0.06 | 0.13775 | 0.145 | 17/03/2016 | - | - | - | - | - | - | - | No | To be confirmed | -
WPD_CONN_03764 | REDACTED INFORMATION | CHESTERFIELD 132kV S STN | STAVELEY 33kV S STN | 33kV connection | Western Power Distribution (East Midlands) | Solar | 4.2 | - | - | - | - | No | Connected | 4.2 | 4.074 | 4.2 | 0.0684 | 0.072 | 17/03/2016 | - | - | - | - | - | - | - | No | To be confirmed | -
WPD_CONN_03765 | REDACTED INFORMATION | Indian Queens S.G.P. | St Tudy Bsp | St Tudy | Western Power Distribution (South West) | Solar | 4.08 | - | - | - | - | No | Connected | 4.08 | 3.876 | 4.08 | 0.0665 | 0.07 | 15/03/2016 | - | - | - | - | - | - | - | No | To be confirmed | -
WPD_CONN_03772 | REDACTED INFORMATION | ENDERBY 132kV S STN | COALVILLE 33KV S STN | DESFORD 33 11kV S STN | Western Power Distribution (East Midlands) | Solar | 5 | - | - | - | - | No | Connected | 5 | 4.75 | 5 | 0.1425 | 0.15 | 21/03/2016 | - | - | - | - | - | - | - | No | To be confirmed | -
WPD_CONN_03776 | REDACTED INFORMATION | EAST CLAYDON 132KV S STN | BRACKLEY 132kV S STN | 33kV connection | Western Power Distribution (East Midlands) | Solar | 5 | - | - | - | - | No | Connected | 5 | 4.9 | 5 | 0.095 | 0.1 | 24/03/2016 | - | - | - | - | - | - | - | No | To be confirmed | -
WPD_CONN_03781 | REDACTED INFORMATION | Indian Queens S.G.P. | Fraddon Bsp | 33kV connection | Western Power Distribution (South West) | Solar | 10.098 | - | - | - | - | No | Connected | 10.098 | 9.5931 | 10.098 | 0.057 | 0.06 | 23/03/2016 | - | - | - | - | - | - | - | No | To be confirmed | -
WPD_CONN_03783 | REDACTED INFORMATION | Pyle Grid | Pyle Bsp | Nottage | Western Power Distribution (South Wales) | Solar | 1.472 | - | - | - | - | No | Connected | 1.472 | 1.3984 | 1.472 | 0.038 | 0.04 | 30/03/2016 | - | - | - | - | - | - | - | No | To be confirmed | -
WPD_CONN_03784 | REDACTED INFORMATION | EAST CLAYDON 132KV S STN | BRADWELL ABBEY 33kV S STN | NEWPORT PAGNELL 33 11kV S STN | Western Power Distribution (East Midlands) | Solar | 4.08 | - | - | - | - | No | Connected | 4.08 | 3.9984 | 4.08 | 0.0475 | 0.05 | 16/03/2016 | - | - | - | - | - | - | - | No | To be confirmed | -
WPD_CONN_03785 | REDACTED INFORMATION | BISHOPS WOOD 132kV S STN | WORCESTER 132kV S STN | Worcester 132/11kVDUMMY | Western Power Distribution (West Midlands) | Solar | 1.5 | - | - | - | - | No | Connected | 1.5 | 1.5 | 1.5 | 1.14 | 1.2 | 24/03/2016 | - | - | - | - | - | - | - | No | To be confirmed | -
WPD_CONN_03786 | REDACTED INFORMATION | BISHOPS WOOD 132kV S STN | STOURPORT 132 66 33kV S STN | 33kV connection | Western Power Distribution (West Midlands) | Solar | 4.45 | - | - | - | - | No | Connected | 4.45 | 4.2275 | 4.45 | 0.076 | 0.08 | 31/03/2016 | - | - | - | - | - | - | - | No | To be confirmed | -
WPD_CONN_03788 | REDACTED INFORMATION | Axminster S.G.P. | Woodcote Bsp | Chard | Western Power Distribution (South West) | Solar | 2.52 | - | - | - | - | No | Connected | 2.52 | 2.394 | 2.52 | 0.04275 | 0.045 | 18/03/2016 | - | - | - | - | - | - | - | No | To be confirmed | -
WPD_CONN_03789 | REDACTED INFORMATION | GRENDON 132kV S STN | 132kV connection | 132kV connection | Western Power Distribution (East Midlands) | Other | 407 | - | - | - | - | No | Connected | 407 | 386.65 | 407 | 2.375 | 2.5 | 01/03/2016 | - | - | - | - | - | - | - | No | To be confirmed | -
WPD_CONN_03792 | REDACTED INFORMATION | Aberthaw Power Station | Sully Grid | Sully Grid Primary | Western Power Distribution (South Wales) | Solar | 4.14 | - | - | - | - | No | Connected | 4.14 | 3.933 | 4.14 | 0.19 | 0.2 | 30/03/2016 | - | - | - | - | - | - | - | No | To be confirmed | -
WPD_CONN_03793 | REDACTED INFORMATION | WILLINGTON 132kV S STN | DERBY 33kV S STN | DARLEY ABBEY 33 11kV S STN | Western Power Distribution (East Midlands) | Solar | 0.66 | - | - | - | - | No | Connected | 0.66 | 0.627 | 0.66 | 5.225 | 5.5 | 21/03/2016 | - | - | - | - | - | - | - | No | To be confirmed | -
WPD_CONN_03798 | REDACTED INFORMATION | WILLINGTON 132kV S STN | 132kV connection | 132kV connection | Western Power Distribution (East Midlands) | Other | 236 | - | - | - | - | No | Connected | 236 | 224.2 | 236 | 2.85 | 3 | 23/03/2016 | - | - | - | - | - | - | - | No | To be confirmed | -
WPD_CONN_03800 | REDACTED INFORMATION | Taunton S.G.P. | Taunton Main Bsp | 33kV connection | Western Power Distribution (South West) | Solar | 4 | - | - | - | - | No | Connected | 4 | 3.92 | 4 | 0.0114 | 0.012 | 25/03/2016 | - | - | - | - | - | - | - | No | To be confirmed | -
WPD_CONN_03802 | REDACTED INFORMATION | Bridgwater S.G.P. | Churchill Bsp 132kv | Congresbury | Western Power Distribution (South West) | Wind onshore | 1 | - | - | - | - | No | Connected | 1 | 0.95 | 1 | 3.8 | 4 | 01/05/2016 | - | - | - | - | - | - | - | No | To be confirmed | -
WPD_CONN_03803 | REDACTED INFORMATION | RATCLIFFE ON SOAR 132kV S STN | NOTTINGHAM 33kV S STN | LENTON 33 11kV S STN | Western Power Distribution (East Midlands) | Other renewable | 6.125 | - | - | - | - | No | Connected | 6.125 | 6.0025 | 6.125 | 6.65 | 7 | 05/09/2013 | - | - | - | - | - | - | - | No | To be confirmed | -
WPD_CONN_03805 | REDACTED INFORMATION | ENDERBY 132kV S STN | COALVILLE 33KV S STN | COALVILLE 11kV S STN | Western Power Distribution (East Midlands) | Solar | 2.75 | - | - | - | - | No | Connected | 2.75 | 2.6125 | 2.75 | 0.095 | 0.1 | 22/03/2016 | - | - | - | - | - | - | - | No | To be confirmed | -
WPD_CONN_03807 | REDACTED INFORMATION | ENDERBY 132kV S STN | COALVILLE 33KV S STN | 33kV connection | Western Power Distribution (East Midlands) | Solar | 4.4 | - | - | - | - | No | Connected | 4.4 | 4.312 | 4.4 | 0.0475 | 0.05 | 13/04/2016 | - | - | - | - | - | - | - | No | To be confirmed | -
WPD_CONN_03808 | REDACTED INFORMATION | EAST CLAYDON 132KV S STN | STONY STRATFORD 33kV S STN | 33kV connection | Western Power Distribution (East Midlands) | Solar | 3.75 | - | - | - | - | No | Connected | 3.75 | 3.675 | 3.75 | 0.095 | 0.1 | 30/03/2016 | - | - | - | - | - | - | - | No | To be confirmed | -
WPD_CONN_03809 | REDACTED INFORMATION | Indian Queens S.G.P. | Rame Bsp | 33kV connection | Western Power Distribution (South West) | Solar | 4.9467 | - | - | - | - | No | Connected | 4.9467 | 4.6993 | 4.9467 | 0.019 | 0.02 | 30/03/2016 | - | - | - | - | - | - | - | No | To be confirmed | -
WPD_CONN_03810 | REDACTED INFORMATION | Landulph S.G.P. | St Germans Bsp | 33kV connection | Western Power Distribution (South West) | Solar | 3.78 | - | - | - | - | No | Connected | 3.78 | 3.591 | 3.78 | 0.0475 | 0.05 | 30/03/2016 | - | - | - | - | - | - | - | No | To be confirmed | -
WPD_CONN_03814 | REDACTED INFORMATION | BICKER FEN 132kV S STN | GRANTHAM 33kV S STN | 33kV connection | Western Power Distribution (East Midlands) | Solar | 4.5 | - | - | - | - | No | Connected | 4.5 | 4.41 | 4.5 | 0.0475 | 0.05 | 31/03/2016 | - | - | - | - | - | - | - | No | To be confirmed | -
WPD_CONN_03817 | REDACTED INFORMATION | CHESTERFIELD 132kV S STN | MANSFIELD 33kV S STN | 33kV connection | Western Power Distribution (East Midlands) | Solar | 3.96 | - | - | - | - | No | Connected | 3.96 | 3.8808 | 3.96 | 0.0285 | 0.03 | 27/03/2017 | - | - | - | - | - | - | - | No | To be confirmed | -
WPD_CONN_03822 | REDACTED INFORMATION | NECHELLS EAST 132kV S STN | 132kV connection | 132kV connection | Western Power Distribution (West Midlands) | Other | 99.9 | - | - | - | - | No | Connected | 99.9 | 94.905 | 99.9 | 1.9 | 2 | 01/04/2016 | - | - | - | - | - | - | - | No | To be confirmed | -
WPD_CONN_03823 | REDACTED INFORMATION | GRENDON 132kV S STN | NORTHAMPTON 33kV S STN | NORTHAMPTON 11kV S STN | Western Power Distribution (East Midlands) | To be confirmed | 0 | - | - | - | - | No | Connected | 0 | 0 | 0 | 2.85 | 3 | To be Confirmed | - | - | - | - | - | - | - | No | To be confirmed | -
WPD_CONN_03838 | REDACTED INFORMATION | EAST CLAYDON 132KV S STN | BLETCHLEY 33KV S STN | FEN FARM 33 11kV S STN | Western Power Distribution (East Midlands) | Other | 1.04 | - | - | - | - | No | Connected | 1.04 | 1.0192 | 1.04 | 0.95 | 1 | 16/03/2016 | - | - | - | - | - | - | - | No | To be confirmed | -
WPD_CONN_03843 | REDACTED INFORMATION | BISHOPS WOOD 132kV S STN | HEREFORD 66kV S STN | BODENHAM 66 11kV S STN | Western Power Distribution (West Midlands) | Solar | 4.5 | - | - | - | - | No | Connected | 4.5 | 4.275 | 4.5 | 0.095 | 0.1 | 30/03/2016 | - | - | - | - | - | - | - | No | To be confirmed | -
WPD_CONN_03844 | REDACTED INFORMATION | Iron Acton S.G.P. | Seabank Bsp | Western Approach | Western Power Distribution (South West) | Solar | 3.5 | - | - | - | - | No | Connected | 3.5 | 3.43 | 3.5 | 0.0285 | 0.03 | 01/03/2016 | - | - | - | - | - | - | - | No | To be confirmed | -
WPD_CONN_03852 | REDACTED INFORMATION | CHESTERFIELD 132kV S STN | WHITWELL 33kV S STN | HALFWAY 33 11kV S STN | Western Power Distribution (East Midlands) | Other renewable | 5.85 | - | - | - | - | No | Connected | 5.85 | 5.5575 | 5.85 | 1.425 | 1.5 | 01/07/2016 | - | - | - | - | - | - | - | No | To be confirmed | -
WPD_CONN_03853 | REDACTED INFORMATION | LEA MARSTON 132kV S STN | TAMWORTH 33kV S STN | POLESWORTH 33 11kV S STN | Western Power Distribution (East Midlands) | Other renewable | 1 | - | - | - | - | No | Connected | 1 | 0.95 | 1 | 0.19 | 0.2 | 01/06/2016 | - | - | - | - | - | - | - | No | To be confirmed | -
WPD_CONN_03861 | REDACTED INFORMATION | Cellarhead 132kV | NEWCASTLE 132kV S STN | Newcastle 132/11kVDUMMY | Western Power Distribution (West Midlands) | Other | 0.382 | - | - | - | - | No | Connected | 0.382 | 0.3629 | 0.382 | 1.14 | 1.2 | 01/07/2016 | - | - | - | - | - | - | - | No | To be confirmed | -
WPD_CONN_03866 | REDACTED INFORMATION | CHESTERFIELD 132kV S STN | CHESTERFIELD 33kV S STN | SHEEPBRIDGE 6 6kV S STN | Western Power Distribution (East Midlands) | Wind onshore | 0.5 | - | - | - | - | No | Connected | 0.5 | 0.475 | 0.5 | 1.9 | 2 | 01/08/2016 | - | - | - | - | - | - | - | No | To be confirmed | -
WPD_CONN_03877 | REDACTED INFORMATION | RATCLIFFE ON SOAR 132kV S STN | WILLOUGHBY 33kV S STN | 33kV connection | Western Power Distribution (East Midlands) | Solar | 8 | - | - | - | - | No | Connected | 8 | 7.84 | 8 | 0.057 | 0.06 | 31/05/2016 | - | - | - | - | - | - | - | No | To be confirmed | -
WPD_CONN_03885 | REDACTED INFORMATION | Upper Boat | Pontyclun Primary | Pontyclun 132/11kV | Western Power Distribution (South Wales) | Other | 22.72 | - | - | - | - | No | Connected | 22.72 | 21.584 | 22.72 | 0.9025 | 0.95 | 27/05/2016 | - | - | - | - | - | - | - | No | To be confirmed | -
WPD_CONN_03891 | REDACTED INFORMATION | COVENTRY 132kV S STN | HINCKLEY 33kV S STN | MIDDLEFIELD 33 11kV S STN | Western Power Distribution (East Midlands) | Solar | 4 | - | - | - | - | No | Connected | 4 | 3.8 | 4 | 0.0475 | 0.05 | 31/07/2016 | - | - | - | - | - | - | - | No | To be confirmed | -
WPD_CONN_03895 | REDACTED INFORMATION | COVENTRY 132kV S STN | DAVENTRY 33KV S STN | 33kV connection | Western Power Distribution (East Midlands) | Wind onshore | 12.3 | - | - | - | - | No | Connected | 12.3 | 11.685 | 12.3 | 0.26125 | 0.275 | 09/06/2016 | - | - | - | - | - | - | - | No | To be confirmed | -
WPD_CONN_03899 | REDACTED INFORMATION | IRONBRIDGE 132kV S STN | KETLEY 132kV S STN | 33kV connection | Western Power Distribution (West Midlands) | Solar | 2.65 | - | - | - | - | No | Connected | 2.65 | 2.65 | 2.65 | 0.02565 | 0.027 | 24/06/2016 | - | - | - | - | - | - | - | No | To be confirmed | -
WPD_CONN_03901 | REDACTED INFORMATION | Seabank Sgp | Weston Bsp 132kv | 33kV connection | Western Power Distribution (South West) | Solar | 3.54 | - | - | - | - | No | Connected | 3.54 | 3.4692 | 3.54 | 0.0475 | 0.05 | 22/06/2016 | - | - | - | - | - | - | - | No | To be confirmed | -
WPD_CONN_03903 | REDACTED INFORMATION | DRAKELOW 132kV | GRESLEY 33kV S STN | MOIRA 33 11kV S STN | Western Power Distribution (East Midlands) | Solar | 4.14 | - | - | - | - | No | Connected | 4.14 | 3.933 | 4.14 | 0.0475 | 0.05 | 01/07/2016 | - | - | - | - | - | - | - | No | To be confirmed | -
WPD_CONN_03906 | REDACTED INFORMATION | Exeter Main S.G.P. | Exeter City Bsp | 33kV connection | Western Power Distribution (South West) | Other | 20 | - | - | - | - | No | Connected | 20 | 19.6 | 20 | 0.475 | 0.5 | 14/06/2016 | - | - | - | - | - | - | - | Yes | To be confirmed | WPD_SRVC_00004
WPD_CONN_03917 | REDACTED INFORMATION | Rassau G.S.P. | Abergavenny | Monmouth | Western Power Distribution (South Wales) | Solar | 7.7 | - | - | - | - | No | Connected | 7.7 | 7.546 | 7.7 | 0.095 | 0.1 | 30/06/2016 | - | - | - | - | - | - | - | No | To be confirmed | -
WPD_CONN_03925 | REDACTED INFORMATION | Pembroke Power Station | Haverfordwest Grid | Tenby | Western Power Distribution (South Wales) | Solar | 1.96 | - | - | - | - | No | Connected | 1.96 | 1.862 | 1.96 | 0.0475 | 0.05 | 23/12/2015 | - | - | - | - | - | - | - | No | To be confirmed | -
WPD_CONN_03929 | REDACTED INFORMATION | BICKER FEN 132kV S STN | SLEAFORD 33kV S STN | 33kV connection | Western Power Distribution (East Midlands) | Solar | 3.9 | - | - | - | - | No | Connected | 3.9 | 3.822 | 3.9 | 0.0475 | 0.05 | 29/06/2016 | - | - | - | - | - | - | - | No | To be confirmed | -
WPD_CONN_03933 | REDACTED INFORMATION | Uskmouth | Sudbrook | 33kV connection | Western Power Distribution (South Wales) | Solar | 5.9926 | - | - | - | - | No | Connected | 5.9926 | 5.8727 | 5.9926 | 0.095 | 0.1 | 27/06/2016 | - | - | - | - | - | - | - | No | To be confirmed | -
WPD_CONN_03938 | REDACTED INFORMATION | IRONBRIDGE 132kV S STN | Ironbridge 400/132kV | HORTONWOOD 132 11kV S STN | Western Power Distribution (West Midlands) | Waste | 0.526 | - | - | - | - | No | Connected | 0.526 | 0.4997 | 0.526 | 1.14 | 1.2 | 25/07/2016 | - | - | - | - | - | - | - | No | To be confirmed | -
WPD_CONN_03939 | REDACTED INFORMATION | Alverdiscott S.G.P. | North Tawton Bsp | 33kV connection | Western Power Distribution (South West) | Wind onshore | 18 | - | - | - | - | Yes | Connected | 18 | 17.1 | 18 | 0.17575 | 0.185 | 25/08/2016 | - | - | - | - | - | - | - | No | To be confirmed | -
WPD_CONN_03945 | REDACTED INFORMATION | PORT HAM 132kV S STN | CASTLE MEADS 33kV S STN | 33kV connection | Western Power Distribution (West Midlands) | Other | 20 | - | - | - | - | No | Connected | 20 | 20 | 20 | 0.02375 | 0.025 | 01/08/2016 | - | - | - | - | - | - | - | No | To be confirmed | -
WPD_CONN_03957 | REDACTED INFORMATION | CHESTERFIELD 132kV S STN | CLIPSTONE 33kV S STN | BILSTHORPE 33 11kV S STN | Western Power Distribution (East Midlands) | Biomass | 0.5 | - | - | - | - | No | Connected | 0.5 | 0.475 | 0.5 | 1.007 | 1.06 | 01/08/2016 | - | - | - | - | - | - | - | No | To be confirmed | -
WPD_CONN_03961 | REDACTED INFORMATION | WEST BURTON 132kV S STN | WORKSOP 33kV S STN | MANTON 33 11kV S STN | Western Power Distribution (East Midlands) | Wind onshore | 2 | - | - | - | - | No | Connected | 2 | 1.96 | 2 | 2.85 | 3 | 30/01/2009 | - | - | - | - | - | - | - | No | To be confirmed | -
WPD_CONN_03962 | REDACTED INFORMATION | Alverdiscott S.G.P. | Barnstaple Bsp | 33kV connection | Western Power Distribution (South West) | Wind onshore | 2.55 | - | - | - | - | No | Connected | 2.55 | 2.4225 | 2.55 | 0.133 | 0.14 | 01/04/2011 | - | - | - | - | - | - | - | No | To be confirmed | -
WPD_CONN_03963 | REDACTED INFORMATION | FECKENHAM 66 11kV S STN | Feckenham 66/11kVDUMMY | BEVINGTON 66 11kV S STN | Western Power Distribution (West Midlands) | Solar | 4.58 | - | - | - | - | No | Connected | 4.58 | 4.4884 | 4.58 | 0.1425 | 0.15 | 01/10/2016 | - | - | - | - | - | - | - | No | To be confirmed | -
WPD_CONN_03966 | REDACTED INFORMATION | IRON ACTON 132kV S STN | RYEFORD 132kV S STN | BERKELEY 33 11kV S STN | Western Power Distribution (West Midlands) | Solar | 0.908 | - | - | - | - | No | Connected | 0.908 | 0.8626 | 0.908 | 14.82 | 15.6 | 21/10/2014 | - | - | - | - | - | - | - | No | To be confirmed | -
WPD_CONN_03975 | REDACTED INFORMATION | FECKENHAM 66 11kV S STN | Feckenham 66/11kVDUMMY | Drayton Farm North 66/11kV | Western Power Distribution (West Midlands) | Solar | 5.215 | - | - | - | - | No | Connected | 5.215 | 4.9543 | 5.215 | 0.9975 | 1.05 | 21/08/2016 | - | - | - | - | - | - | - | No | To be confirmed | -
WPD_CONN_03977 | REDACTED INFORMATION | IRONBRIDGE 132kV S STN | KETLEY 132kV S STN | DONNINGTON 33 11kV S STN | Western Power Distribution (West Midlands) | Solar | 5.102 | - | - | - | - | No | Connected | 5.102 | 5 | 5.102 | 0.1064 | 0.112 | 08/08/2016 | - | - | - | - | - | - | - | No | To be confirmed | -
WPD_CONN_03978 | REDACTED INFORMATION | IRONBRIDGE 132kV S STN | IRONBRIDGE 132 33kV S STN | HALESFIELD 33 11kV S STN | Western Power Distribution (West Midlands) | Other | 4.082 | - | - | - | - | No | Connected | 4.082 | 4.0004 | 4.082 | 0.0475 | 0.05 | 01/09/2016 | - | - | - | - | - | - | - | No | To be confirmed | -
WPD_CONN_03979 | REDACTED INFORMATION | Indian Queens S.G.P. | Hayle Bsp | Wheal Reeth | Western Power Distribution (South West) | Biomass | 0.998 | - | - | - | - | No | Connected | 0.998 | 0.9481 | 0.998 | 0.19 | 0.2 | 23/06/2016 | - | - | - | - | - | - | - | No | To be confirmed | -
WPD_CONN_03988 | REDACTED INFORMATION | FECKENHAM 66 11kV S STN | Feckenham 66/11kVDUMMY | Drayton Farm North 66/11kV | Western Power Distribution (West Midlands) | Solar | 4.993 | - | - | - | - | No | Connected | 4.993 | 4.7434 | 4.993 | 0.9975 | 1.05 | 01/09/2016 | - | - | - | - | - | - | - | No | To be confirmed | -
WPD_CONN_03989 | REDACTED INFORMATION | FECKENHAM 66 11kV S STN | Feckenham 66/11kVDUMMY | Drayton Farm North 66/11kV | Western Power Distribution (West Midlands) | Solar | 4.993 | - | - | - | - | No | Connected | 4.993 | 4.7434 | 4.993 | 0.9975 | 1.05 | 01/09/2016 | - | - | - | - | - | - | - | No | To be confirmed | -
WPD_CONN_03994 | REDACTED INFORMATION | Pembroke Power Station | Haverfordwest Grid | Fishguard | Western Power Distribution (South Wales) | Solar | 2.9 | - | - | - | - | No | Connected | 2.9 | 2.813 | 2.9 | 0.0285 | 0.03 | 02/12/2016 | - | - | - | - | - | - | - | No | To be confirmed | -
WPD_CONN_03995 | REDACTED INFORMATION | Rassau G.S.P. | Pengam Grid Bsp | Pengam Grid | Western Power Distribution (South Wales) | Other | 1.35 | - | - | - | - | No | Connected | 1.35 | 1.2825 | 1.35 | 0.2375 | 0.25 | 16/12/2015 | - | - | - | - | - | - | - | No | To be confirmed | -
WPD_CONN_03996 | REDACTED INFORMATION | FECKENHAM 66 11kV S STN | Feckenham 66/11kVDUMMY | Drayton Farm North 66/11kV | Western Power Distribution (West Midlands) | Solar | 5.408 | - | - | - | - | No | Connected | 5.408 | 5.1376 | 5.408 | 0.9975 | 1.05 | 01/09/2016 | - | - | - | - | - | - | - | No | To be confirmed | -
WPD_CONN_04000 | REDACTED INFORMATION | Exeter Main S.G.P. | Exeter City Bsp | 33kV connection | Western Power Distribution (South West) | Other | 20.121 | - | - | - | - | No | Connected | 20.121 | 19.1149 | 20.121 | 0.19 | 0.2 | 15/08/2016 | - | - | - | - | - | - | - | No | To be confirmed | -
WPD_CONN_04003 | REDACTED INFORMATION | Landulph S.G.P. | Ernesettle Bsp | 33kV connection | Western Power Distribution (South West) | Other | 19.2 | - | - | - | - | No | Connected | 19.2 | 18.24 | 19.2 | 0.19 | 0.2 | 01/09/2016 | - | - | - | - | - | - | - | No | To be confirmed | -
WPD_CONN_04014 | REDACTED INFORMATION | To be confirmed | To be confirmed | To be confirmed | Western Power Distribution (West Midlands) | Other renewable | 1 | - | - | - | - | No | Connected | 1 | 0.95 | 1 | 1.805 | 1.9 | 01/10/2016 | - | - | - | - | - | - | - | No | To be confirmed | -
WPD_CONN_04017 | REDACTED INFORMATION | EAST CLAYDON 132KV S STN | BANBURY 132kV S STN | Banbury 132/11kVDUMMY | Western Power Distribution (West Midlands) | Solar | 0.5 | - | - | - | - | No | Connected | 0.5 | 0.5 | 0.5 | 1.14 | 1.2 | 30/09/2016 | - | - | - | - | - | - | - | No | To be confirmed | -
WPD_CONN_04024 | REDACTED INFORMATION | Swansea North Grid | Trostre Grid | Maesarddafen | Western Power Distribution (South Wales) | Solar | 1.1 | - | - | - | - | No | Connected | 1.1 | 1.1 | 1.1 | 0.285 | 0.3 | 19/12/2015 | - | - | - | - | - | - | - | No | To be confirmed | -
WPD_CONN_04025 | REDACTED INFORMATION | Rassau G.S.P. | Abergavenny | Rhayader | Western Power Distribution (South Wales) | Hydro water reservoir | 1.3 | - | - | - | - | No | Connected | 1.3 | 1.235 | 1.3 | 0.02375 | 0.025 | 10/03/1997 | - | - | - | - | - | - | - | No | To be confirmed | -
WPD_CONN_04026 | REDACTED INFORMATION | COVENTRY 132kV S STN | COVENTRY NORTH 33kV S STN | ANSTY 33 11kV S STN | Western Power Distribution (East Midlands) | Solar | 0.096 | - | - | - | - | No | Connected | 0.096 | 0.096 | 0.096 | 0.95 | 1 | 01/10/2016 | - | - | - | - | - | - | - | No | To be confirmed | -
WPD_CONN_04033 | REDACTED INFORMATION | SHREWSBURY 132kV S STN | Shrewsbury 132/33kVDUMMY | PRIESTWESTON 33 11kV S STN | Western Power Distribution (West Midlands) | Solar | 0.25 | - | - | - | - | No | Connected | 0.25 | 0.2375 | 0.25 | 1.235 | 1.3 | 22/09/2016 | - | - | - | - | - | - | - | No | To be confirmed | -
WPD_CONN_04036 | REDACTED INFORMATION | Bridgwater S.G.P. | Bridgwater Grid Bsp | 33kV connection | Western Power Distribution (South West) | Solar | 4.08 | - | - | - | - | No | Connected | 4.08 | 3.876 | 4.08 | 0.095 | 0.1 | 20/09/2016 | - | - | - | - | - | - | - | No | To be confirmed | -
WPD_CONN_04038 | REDACTED INFORMATION | Swansea North Grid | Ystradgynlais Grid | 33kV connection | Western Power Distribution (South Wales) | Wind onshore | 4.7 | - | - | - | - | No | Connected | 4.7 | 4.7 | 4.7 | 0.095 | 0.1 | 28/11/2016 | - | - | - | - | - | - | - | No | To be confirmed | -
WPD_CONN_04039 | REDACTED INFORMATION | WALPOLE 132kV S STN | SPALDING CLAY LAKE 33kV S STN | 33kV connection | Western Power Distribution (East Midlands) | Wind onshore | 4.2 | - | - | - | - | No | Connected | 4.2 | 3.99 | 4.2 | 0.07125 | 0.075 | 23/09/2016 | - | - | - | - | - | - | - | No | To be confirmed | -
WPD_CONN_04042 | REDACTED INFORMATION | WILLINGTON 132kV S STN | DERBY SOUTH 33kV S STN | 33kV connection | Western Power Distribution (East Midlands) | Other | 13.6224 | - | - | - | - | No | Connected | 13.6224 | 12.9413 | 13.6224 | 0.57 | 0.6 | 01/10/2016 | - | - | - | - | - | - | - | No | To be confirmed | -
WPD_CONN_04045 | REDACTED INFORMATION | BISHOPS WOOD 132kV S STN | HEREFORD 66kV S STN | HEREFORD SOUTH 66 11kV S STN | Western Power Distribution (West Midlands) | Biomass | 0.264 | - | - | - | - | No | Connected | 0.264 | 0.2508 | 0.264 | 1.805 | 1.9 | 01/02/2017 | - | - | - | - | - | - | - | No | To be confirmed | -
WPD_CONN_04048 | REDACTED INFORMATION | CHESTERFIELD 132kV S STN | ANNESLEY 33kV S STN | ANNESLEY (KIRKBY) 11kV S STN | Western Power Distribution (East Midlands) | Wind onshore | 1.6 | - | - | - | - | No | Connected | 1.6 | 1.6 | 1.6 | 0.0665 | 0.07 | 12/12/2016 | - | - | - | - | - | - | - | No | To be confirmed | -
WPD_CONN_04049 | REDACTED INFORMATION | COVENTRY 132kV S STN | COVENTRY NORTH 33kV S STN | WALSGRAVE 33 11kV S STN | Western Power Distribution (East Midlands) | Solar | 0.17 | - | - | - | - | No | Connected | 0.17 | 0.1615 | 0.17 | 1.9 | 2 | 01/10/2016 | - | - | - | - | - | - | - | No | To be confirmed | -
WPD_CONN_04051 | REDACTED INFORMATION | Swansea North Grid | Tir John Power Station | Swansea Waterfront | Western Power Distribution (South Wales) | Wind onshore | 0.9 | - | - | - | - | No | Connected | 0.9 | 0.855 | 0.9 | 1.9047 | 2.005 | 22/09/2016 | - | - | - | - | - | - | - | No | To be confirmed | -
WPD_CONN_04052 | REDACTED INFORMATION | RATCLIFFE ON SOAR 132kV S STN | NOTTINGHAM 33kV S STN | 33kV connection | Western Power Distribution (East Midlands) | To be confirmed | 0 | - | - | - | - | No | Connected | 0 | 0 | 0 | 0.19 | 0.2 | To be Confirmed | - | - | - | - | - | - | - | No | To be confirmed | -
WPD_CONN_04055 | REDACTED INFORMATION | COVENTRY 132kV S STN | NUNEATON 33kV S STN | NUNEATON 11kV S STN | Western Power Distribution (East Midlands) | Other | 1.204 | - | - | - | - | No | Connected | 1.204 | 1.1438 | 1.204 | 1.33 | 1.4 | 12/04/2017 | - | - | - | - | - | - | - | No | To be confirmed | -
WPD_CONN_04058 | REDACTED INFORMATION | Iron Acton S.G.P. | Lockleaze Bsp 132kv | Hewlett Packard | Western Power Distribution (South West) | Solar | 0.45625 | - | - | - | - | No | Connected | 0.45625 | 0.44712 | 0.45625 | 9.5 | 10 | 01/10/2016 | - | - | - | - | - | - | - | No | To be confirmed | -
WPD_CONN_04063 | REDACTED INFORMATION | GRENDON 132kV S STN | NORTHAMPTON 33kV S STN | ROADE 33 11kV S STN | Western Power Distribution (East Midlands) | Solar | 3 | - | - | - | - | No | Connected | 3 | 2.94 | 3 | 0.0475 | 0.05 | 11/10/2016 | - | - | - | - | - | - | - | No | To be confirmed | -
WPD_CONN_04066 | REDACTED INFORMATION | Iron Acton S.G.P. | Seabank Bsp | Astrazeneca | Western Power Distribution (South West) | Other | 3.5 | - | - | - | - | No | Connected | 3.5 | 3.325 | 3.5 | 9.5 | 10 | 23/02/2010 | - | - | - | - | - | - | - | No | To be confirmed | -
WPD_CONN_04067 | REDACTED INFORMATION | Iron Acton S.G.P. | Bradley Stoke Bsp | Cribbs Causeway | Western Power Distribution (South West) | Other | 0.8 | - | - | - | - | No | Connected | 0.8 | 0.76 | 0.8 | 1.045 | 1.1 | 01/10/2016 | - | - | - | - | - | - | - | No | To be confirmed | -
WPD_CONN_04071 | REDACTED INFORMATION | GRENDON 132kV S STN | WELLINGBOROUGH 33kV S STN | 33kV connection | Western Power Distribution (East Midlands) | Wind onshore | 8.55 | - | - | - | - | No | Connected | 8.55 | 8.1225 | 8.55 | 0.19 | 0.2 | 01/11/2016 | - | - | - | - | - | - | - | No | To be confirmed | -
WPD_CONN_04075 | REDACTED INFORMATION | Upper Boat | Upper Boat Bsp | 33kV connection | Western Power Distribution (South Wales) | Other | 18 | - | - | - | - | No | Connected | 18 | 17.1 | 18 | 0.19 | 0.2 | 22/10/2016 | - | - | - | - | - | - | - | No | To be confirmed | -
WPD_CONN_04076 | REDACTED INFORMATION | Uskmouth | Newport South | 33kV connection | Western Power Distribution (South Wales) | Other | 20 | - | - | - | - | No | Connected | 20 | 19 | 20 | 0.19 | 0.2 | 26/10/2016 | - | - | - | - | - | - | - | No | To be confirmed | -
WPD_CONN_04078 | REDACTED INFORMATION | Upper Boat | Dowlais Grid | 33kV connection | Western Power Distribution (South Wales) | Other | 20.608 | - | - | - | - | No | Connected | 20.608 | 19.5776 | 20.608 | 0.38 | 0.4 | 31/10/2016 | - | - | - | - | - | - | - | No | To be confirmed | -
WPD_CONN_04082 | REDACTED INFORMATION | Rassau G.S.P. | Crumlin | Crumlin Primary | Western Power Distribution (South Wales) | Wind onshore | 4 | - | - | - | - | No | Connected | 4 | 3.8 | 4 | 0.095 | 0.1 | 02/12/2013 | - | - | - | - | - | - | - | No | To be confirmed | -
WPD_CONN_04089 | REDACTED INFORMATION | WILLINGTON 132kV S STN | UTTOXETER 33kV S STN | CHURCH ST 33 11kV S STN | Western Power Distribution (East Midlands) | Solar | 3.92 | - | - | - | - | No | Connected | 3.92 | 3.92 | 3.92 | 0.0475 | 0.05 | 01/03/2017 | - | - | - | - | - | - | - | No | To be confirmed | -
WPD_CONN_04101 | REDACTED INFORMATION | WILLINGTON 132kV S STN | UTTOXETER 33kV S STN | ROCESTER 33 11kV S STN | Western Power Distribution (East Midlands) | Solar | 4.15 | - | - | - | - | No | Connected | 4.15 | 4.067 | 4.15 | 0.1425 | 0.15 | 01/02/2016 | - | - | - | - | - | - | - | No | To be confirmed | -
WPD_CONN_04107 | REDACTED INFORMATION | WILLINGTON 132kV S STN | WINSTER 33kV S STN | LONGCLIFFE 33 11kV S STN | Western Power Distribution (East Midlands) | Wind onshore | 1.5 | - | - | - | - | No | Connected | 1.5 | 1.425 | 1.5 | 2.47 | 2.6 | 26/09/2016 | - | - | - | - | - | - | - | No | To be confirmed | -
WPD_CONN_04108 | REDACTED INFORMATION | Abham S.G.P. | Paignton Bsp | Churston | Western Power Distribution (South West) | Solar | 0.21 | - | - | - | - | No | Connected | 0.21 | 0.21 | 0.21 | 0.95 | 1 | 20/07/2017 | - | - | - | - | - | - | - | No | To be confirmed | -
WPD_CONN_04109 | REDACTED INFORMATION | GRENDON 132kV S STN | KETTERING 33kV S STN | BURTON LATIMER 33 11kV S STN | Western Power Distribution (East Midlands) | Waste | 6 | - | - | - | - | No | Connected | 6 | 6 | 6 | 8.55 | 9 | 01/12/2012 | - | - | - | - | - | - | - | No | To be confirmed | -
WPD_CONN_04111 | REDACTED INFORMATION | LEA MARSTON 132kV S STN | HAMS HALL SOUTH 132kV S STN | Hams Hall South 132/11kVDUMMY | Western Power Distribution (West Midlands) | To be confirmed | 0 | - | - | - | - | No | Connected | 0 | 0 | 0 | 0.95 | 1 | To be Confirmed | - | - | - | - | - | - | - | No | To be confirmed | -
WPD_CONN_04112 | REDACTED INFORMATION | LEA MARSTON 132kV S STN | HAMS HALL SOUTH 132kV S STN | Hams Hall South 132/11kVDUMMY | Western Power Distribution (West Midlands) | Solar | 1.9976 | - | - | - | - | No | Connected | 1.9976 | 1.8977 | 1.9976 | 0.95 | 1 | 31/12/2016 | - | - | - | - | - | - | - | No | To be confirmed | -
WPD_CONN_04118 | REDACTED INFORMATION | Pyle Grid | 132kV connection | 132kV connection | Western Power Distribution (South Wales) | Biomass | 48.96 | - | - | - | - | No | Connected | 48.96 | 46.512 | 48.96 | 3.8 | 4 | 23/09/2013 | - | - | - | - | - | - | - | No | To be confirmed | -
WPD_CONN_04119 | REDACTED INFORMATION | ENDERBY 132kV S STN | LEICESTER 33kV S STN | LEICESTER 11kV S STN | Western Power Distribution (East Midlands) | Other | 1.068 | - | - | - | - | No | Connected | 1.068 | 1.068 | 1.068 | 0.6175 | 0.65 | 12/06/2016 | - | - | - | - | - | - | - | No | To be confirmed | -
WPD_CONN_04120 | REDACTED INFORMATION | LEA MARSTON 132kV S STN | TAMWORTH 33kV S STN | WOOD END 33 11kV S STN | Western Power Distribution (East Midlands) | Other renewable | 2.676 | - | - | - | - | No | Connected | 2.676 | 2.5422 | 2.676 | 0.095 | 0.1 | 01/03/2015 | - | - | - | - | - | - | - | No | To be confirmed | -
WPD_CONN_04125 | REDACTED INFORMATION | Rassau G.S.P. | Rassau West 132/11kv S/S | 33kV connection | Western Power Distribution (South Wales) | Other | 16 | - | - | - | - | No | Connected | 16 | 15.2 | 16 | 0.16625 | 0.175 | 30/11/2016 | - | - | - | - | - | - | - | No | To be confirmed | -
WPD_CONN_04126 | REDACTED INFORMATION | Rassau G.S.P. | Ebbw Vale | 33kV connection | Western Power Distribution (South Wales) | Other | 16 | - | - | - | - | No | Connected | 16 | 15.2 | 16 | 0.19 | 0.2 | 30/11/2016 | - | - | - | - | - | - | - | No | To be confirmed | -
WPD_CONN_04127 | REDACTED INFORMATION | Swansea North Grid | Swansea West Grid | Sketty Park | Western Power Distribution (South Wales) | Solar | 1 | - | - | - | - | No | Connected | 1 | 0.98 | 1 | 0.04275 | 0.045 | 31/03/2017 | - | - | - | - | - | - | - | No | To be confirmed | -
WPD_CONN_04133 | REDACTED INFORMATION | Uskmouth | Llantarnam | To be confirmed | Western Power Distribution (South Wales) | Solar | 4.23 | - | - | - | - | No | Connected | 4.23 | 4.1454 | 4.23 | 0.0665 | 0.07 | 07/12/2016 | - | - | - | - | - | - | - | No | To be confirmed | -
WPD_CONN_04135 | REDACTED INFORMATION | STAYTHORPE C 132kV S STN | CHECKERHOUSE 33kV S STN | BEVERCOTES 33 11kV S STN | Western Power Distribution (East Midlands) | Biomass | 1 | - | - | - | - | No | Connected | 1 | 0.98 | 1 | 0.095 | 0.1 | 06/11/2014 | - | - | - | - | - | - | - | No | To be confirmed | -
WPD_CONN_04145 | REDACTED INFORMATION | Cardiff East Grid | Cardiff East Grid Bsp | St Mellons | Western Power Distribution (South Wales) | Solar | 3.5 | - | - | - | - | No | Connected | 3.5 | 3.43 | 3.5 | 0.0475 | 0.05 | 14/12/2016 | - | - | - | - | - | - | - | No | To be confirmed | -
WPD_CONN_04146 | REDACTED INFORMATION | Upper Boat | Upper Boat Bsp | Morlanga | Western Power Distribution (South Wales) | Solar | 2.5 | - | - | - | - | No | Connected | 2.5 | 2.5 | 2.5 | 0.0095 | 0.01 | 13/12/2016 | - | - | - | - | - | - | - | No | To be confirmed | -
WPD_CONN_04148 | REDACTED INFORMATION | WILLINGTON 132kV S STN | STANTON 33kV S STN | ILKESTON 33 11kV S STN | Western Power Distribution (East Midlands) | Other | 7 | - | - | - | - | No | Connected | 7 | 6.65 | 7 | 0.1425 | 0.15 | 22/12/2016 | - | - | - | - | - | - | - | No | To be confirmed | -
WPD_CONN_04149 | REDACTED INFORMATION | Swansea North Grid | Briton Ferry Grid | 33kV connection | Western Power Distribution (South Wales) | Wind onshore | 8 | - | - | - | - | Yes | Connected | 8 | 7.6 | 8 | 0.2375 | 0.25 | 21/09/2016 | - | - | - | - | - | - | - | No | To be confirmed | -
WPD_CONN_04150 | REDACTED INFORMATION | Abham S.G.P. | Plympton Bsp | 33kV connection | Western Power Distribution (South West) | Solar | 4 | - | - | - | - | No | Connected | 4 | 3.92 | 4 | 0.2185 | 0.23 | 19/12/2016 | - | - | - | - | - | - | - | No | To be confirmed | -
WPD_CONN_04152 | REDACTED INFORMATION | GRENDON 132kV S STN | NORTHAMPTON WEST 33kV S STN | BANBURY LANE 33 11kV S STN | Western Power Distribution (East Midlands) | Solar | 3.92 | - | - | - | - | No | Connected | 3.92 | 3.724 | 3.92 | 0.0475 | 0.05 | 22/03/2017 | - | - | - | - | - | - | - | No | To be confirmed | -
WPD_CONN_04155 | REDACTED INFORMATION | Rassau G.S.P. | Ebbw Vale | 33kV connection | Western Power Distribution (South Wales) | Other | 16 | - | - | - | - | No | Connected | 16 | 15.2 | 16 | 0.21375 | 0.225 | 30/12/2016 | - | - | - | - | - | - | - | No | To be confirmed | -
WPD_CONN_04158 | REDACTED INFORMATION | Indian Queens S.G.P. | Truro Bsp | Truro Treyew Road | Western Power Distribution (South West) | Other | 1.52 | - | - | - | - | No | Connected | 1.52 | 1.444 | 1.52 | 5.7 | 6 | 01/03/2017 | - | - | - | - | - | - | - | No | To be confirmed | -
WPD_CONN_04159 | REDACTED INFORMATION | Indian Queens S.G.P. | St Austell Bsp | Bugle | Western Power Distribution (South West) | Other | 20.75 | - | - | - | - | No | Connected | 20.75 | 20.75 | 20.75 | 9.5 | 10 | 01/01/2017 | - | - | - | - | - | - | - | No | To be confirmed | -
WPD_CONN_04161 | REDACTED INFORMATION | Indian Queens S.G.P. | Fraddon Bsp | Drinnick. | Western Power Distribution (South West) | Other | 21.806 | - | - | - | - | No | Connected | 21.806 | 21.806 | 21.806 | 16.15 | 17 | 01/01/2017 | - | - | - | - | - | - | - | No | To be confirmed | -
WPD_CONN_04162 | REDACTED INFORMATION | Indian Queens S.G.P. | Fraddon Bsp | Blackpool | Western Power Distribution (South West) | Wind onshore | 0.5 | - | - | - | - | No | Connected | 0.5 | 0.5 | 0.5 | 3.8 | 4 | 01/01/2017 | - | - | - | - | - | - | - | No | To be confirmed | -
WPD_CONN_04163 | REDACTED INFORMATION | Indian Queens S.G.P. | St Austell Bsp | Par Harbour | Western Power Distribution (South West) | Other | 21.8496 | - | - | - | - | No | Connected | 21.8496 | 21.8496 | 21.8496 | 6.65 | 7 | 01/01/2017 | - | - | - | - | - | - | - | No | To be confirmed | -
WPD_CONN_04164 | REDACTED INFORMATION | Indian Queens S.G.P. | St Austell Bsp | Trebal | Western Power Distribution (South West) | Other | 0.2 | - | - | - | - | No | Connected | 0.2 | 0.2 | 0.2 | 7.125 | 7.5 | 01/04/1996 | - | - | - | - | - | - | - | No | To be confirmed | -
WPD_CONN_04167 | REDACTED INFORMATION | PORT HAM 132kV S STN | CASTLE MEADS 33kV S STN | 33kV connection | Western Power Distribution (West Midlands) | Other | 0.041229 | - | - | - | - | No | Connected | 0.041229 | 0.041229 | 0.041229 | 1.425 | 1.5 | 22/02/2017 | - | - | - | - | - | - | - | No | To be confirmed | -
WPD_CONN_04169 | REDACTED INFORMATION | LEA MARSTON 132kV S STN | SOLIHULL 132kV S STN | Solihull 132/11kVDUMMY | Western Power Distribution (West Midlands) | Other | 1.945 | - | - | - | - | No | Connected | 1.945 | 1.8478 | 1.945 | 1.33 | 1.4 | 14/03/2014 | - | - | - | - | - | - | - | No | To be confirmed | -
WPD_CONN_04170 | REDACTED INFORMATION | LEA MARSTON 132kV S STN | COPT HEATH 132kV S STN | Copt Heath 132/11kV | Western Power Distribution (West Midlands) | Solar | 0.2484 | - | - | - | - | No | Connected | 0.2484 | 0.23598 | 0.2484 | 6.65 | 7 | 31/10/2016 | - | - | - | - | - | - | - | No | To be confirmed | -
WPD_CONN_04171 | REDACTED INFORMATION | COVENTRY 132kV S STN | WHITLEY 132kV S STN | COVENTRY SOUTH 11kV S STN | Western Power Distribution (East Midlands) | Solar | 0.25365 | - | - | - | - | No | Connected | 0.25365 | 0.25365 | 0.25365 | 13.3 | 14 | 16/08/2017 | - | - | - | - | - | - | - | No | To be confirmed | -
WPD_CONN_04173 | REDACTED INFORMATION | Bushbury D 132kV | BUSHBURY C 132kV S STN | I54 Busines Park 33/11kv | Western Power Distribution (West Midlands) | Solar | 1.04 | - | - | - | - | No | Connected | 1.04 | 0.988 | 1.04 | 19 | 20 | 19/03/2019 | - | - | - | - | - | - | - | No | To be confirmed | -
WPD_CONN_04174 | REDACTED INFORMATION | BERKSWELL 132kV S STN | HARBURY 33kV S STN | 33kV connection | Western Power Distribution (East Midlands) | Solar | 5 | - | - | - | - | No | Connected | 5 | 4.9 | 5 | 0.0285 | 0.03 | 01/02/2017 | - | - | - | - | - | - | - | No | To be confirmed | -
WPD_CONN_04175 | REDACTED INFORMATION | CHESTERFIELD 132kV S STN | MANSFIELD 33kV S STN | 33kV connection | Western Power Distribution (East Midlands) | Other | 20.12 | - | - | - | - | No | Connected | 20.12 | 19.114 | 20.12 | 0.2375 | 0.25 | 14/04/2017 | - | - | - | - | - | - | - | No | To be confirmed | -
WPD_CONN_04176 | REDACTED INFORMATION | Uskmouth | Sudbrook | Chepstow | Western Power Distribution (South Wales) | Solar | 4 | - | - | - | - | No | Connected | 4 | 3.92 | 4 | 0.0475 | 0.05 | 01/02/2017 | - | - | - | - | - | - | - | No | To be confirmed | -
WPD_CONN_04178 | REDACTED INFORMATION | Aberthaw Power Station | East Aberthaw | Boverton | Western Power Distribution (South Wales) | Solar | 1 | - | - | - | - | No | Connected | 1 | 0.98 | 1 | 0.0475 | 0.05 | 31/03/2017 | - | - | - | - | - | - | - | No | To be confirmed | -
WPD_CONN_04179 | REDACTED INFORMATION | Bushbury D 132kV | BUSHBURY C 132kV S STN | ALBRIGHTON 33 11kV S STN | Western Power Distribution (West Midlands) | Solar | 4.08 | - | - | - | - | No | Connected | 4.08 | 3.876 | 4.08 | 0.0475 | 0.05 | 01/02/2016 | - | - | - | - | - | - | - | No | To be confirmed | -
WPD_CONN_04183 | REDACTED INFORMATION | Pyle Grid | Waterton Industrial Grid | Waterton Industrial Primary | Western Power Distribution (South Wales) | Solar | 2 | - | - | - | - | No | Connected | 2 | 1.96 | 2 | 0.076 | 0.08 | 31/03/2017 | - | - | - | - | - | - | - | No | To be confirmed | -
WPD_CONN_04186 | REDACTED INFORMATION | Pyle Grid | Pyle Bsp | 33kV connection | Western Power Distribution (South Wales) | Wind onshore | 5 | - | - | - | - | No | Connected | 5 | 4.75 | 5 | 0.1045 | 0.11 | 19/01/2017 | - | - | - | - | - | - | - | No | To be confirmed | -
WPD_CONN_04190 | REDACTED INFORMATION | Rassau G.S.P. | Crumlin | Crumlin Primary | Western Power Distribution (South Wales) | Wind onshore | 1.5 | - | - | - | - | No | Connected | 1.5 | 1.47 | 1.5 | 4.275 | 4.5 | 20/01/2017 | - | - | - | - | - | - | - | No | To be confirmed | -
WPD_CONN_04191 | REDACTED INFORMATION | CHESTERFIELD 132kV S STN | CLIPSTONE 33kV S STN | 33kV connection | Western Power Distribution (East Midlands) | Solar | 3.9 | - | - | - | - | No | Connected | 3.9 | 3.822 | 3.9 | 0.095 | 0.1 | 24/03/2017 | - | - | - | - | - | - | - | No | To be confirmed | -
WPD_CONN_04192 | REDACTED INFORMATION | COVENTRY 132kV S STN | DAVENTRY 33KV S STN | BRAUNSTON ROAD 33 11kV S STN | Western Power Distribution (East Midlands) | Other | 0.855 | - | - | - | - | No | Connected | 0.855 | 0.81225 | 0.855 | 1.425 | 1.5 | 24/09/2019 | - | - | - | - | - | - | - | No | To be confirmed | -
WPD_CONN_04194 | REDACTED INFORMATION | Alverdiscott S.G.P. | Pyworthy Bsp | 33kV connection | Western Power Distribution (South West) | Wind onshore | 6.15 | - | - | - | - | No | Connected | 6.15 | 5.8425 | 6.15 | 0.114 | 0.12 | 01/03/2017 | - | - | - | - | - | - | - | No | To be confirmed | -
WPD_CONN_04195 | REDACTED INFORMATION | Swansea North Grid | Lampeter Grid | 33kV connection | Western Power Distribution (South Wales) | Solar | 4.2 | - | - | - | - | Yes | Connected | 4.2 | 4.116 | 4.2 | 0.0095 | 0.01 | 31/03/2017 | - | - | - | - | - | - | - | No | To be confirmed | -
WPD_CONN_04199 | REDACTED INFORMATION | GRENDON 132kV S STN | KIBWORTH 33KV S STN | 33kV connection | Western Power Distribution (East Midlands) | Solar | 3.9 | - | - | - | - | Yes | Connected | 3.9 | 3.822 | 3.9 | 0.0475 | 0.05 | 10/03/2017 | - | - | - | - | - | - | - | No | To be confirmed | -
WPD_CONN_04200 | REDACTED INFORMATION | PORT HAM 132kV S STN | CHELTENHAM 66kV S STN | BISHOPS CLEEVE 66 11kV S STN | Western Power Distribution (West Midlands) | Solar | 4.5 | - | - | - | - | No | Connected | 4.5 | 4.41 | 4.5 | 0.0475 | 0.05 | 01/03/2017 | - | - | - | - | - | - | - | No | To be confirmed | -
WPD_CONN_04202 | REDACTED INFORMATION | GRENDON 132kV S STN | OAKHAM 33kV S STN | UPPINGHAM 33 11kV S STN | Western Power Distribution (East Midlands) | Solar | 3.25 | - | - | - | - | No | Connected | 3.25 | 3.0875 | 3.25 | 0.076 | 0.08 | 23/03/2017 | - | - | - | - | - | - | - | No | To be confirmed | -
WPD_CONN_04204 | REDACTED INFORMATION | Cellarhead 132kV | FORSBROOK 33kV S STN | 33kV connection | Western Power Distribution (West Midlands) | Solar | 4.208 | - | - | - | - | No | Connected | 4.208 | 3.9976 | 4.208 | 0.152 | 0.16 | 31/01/2017 | - | - | - | - | - | - | - | No | To be confirmed | -
WPD_CONN_04206 | REDACTED INFORMATION | Upper Boat | Upper Boat Bsp | 33kV connection | Western Power Distribution (South Wales) | Wind onshore | 12 | - | - | - | - | No | Connected | 12 | 11.4 | 12 | 0.2565 | 0.27 | 30/01/2017 | - | - | - | - | - | - | - | No | To be confirmed | -
WPD_CONN_04207 | REDACTED INFORMATION | FECKENHAM 66 11kV S STN | Feckenham 66/11kVDUMMY | SHIPSTON 66 11kV S STN | Western Power Distribution (West Midlands) | Solar | 4.16 | - | - | - | - | No | Connected | 4.16 | 4.0768 | 4.16 | 0.1425 | 0.15 | 31/03/2017 | - | - | - | - | - | - | - | No | To be confirmed | -
WPD_CONN_04208 | REDACTED INFORMATION | Pyle Grid | Pyle Bsp | 66kV connection | Western Power Distribution (South Wales) | Wind onshore | 24.84 | - | - | - | - | No | Connected | 24.84 | 24.3432 | 24.84 | 0.2375 | 0.25 | 01/03/2017 | - | - | - | - | - | - | - | No | To be confirmed | -
WPD_CONN_04209 | REDACTED INFORMATION | To be confirmed | To be confirmed | WARWICK 11kV S STN | Western Power Distribution (East Midlands) | Other | 0.54 | - | - | - | - | No | Connected | 0.54 | 0.513 | 0.54 | 2.47 | 2.6 | 14/02/2017 | - | - | - | - | - | - | - | No | To be confirmed | -
WPD_CONN_04212 | REDACTED INFORMATION | CHESTERFIELD 132kV S STN | WHITWELL 33kV S STN | 33kV connection | Western Power Distribution (East Midlands) | Solar | 4 | - | - | - | - | No | Connected | 4 | 3.92 | 4 | 0.04085 | 0.043 | 28/02/2017 | - | - | - | - | - | - | - | No | To be confirmed | -
WPD_CONN_04215 | REDACTED INFORMATION | GRENDON 132kV S STN | IRTHLINGBOROUGH 33kV S STN | 33kV connection | Western Power Distribution (East Midlands) | Wind onshore | 8.34 | - | - | - | - | Yes | Connected | 8.34 | 7.923 | 8.34 | 0.0475 | 0.05 | 03/03/2017 | - | - | - | - | - | - | - | No | To be confirmed | -
WPD_CONN_04218 | REDACTED INFORMATION | Swansea North Grid | Swansea North Bsp | 33kV connection | Western Power Distribution (South Wales) | Solar | 4.08 | - | - | - | - | Yes | Connected | 4.08 | 3.9984 | 4.08 | 0.2185 | 0.23 | 03/03/2017 | - | - | - | - | - | - | - | No | To be confirmed | -
WPD_CONN_04219 | REDACTED INFORMATION | RATCLIFFE ON SOAR 132kV S STN | WILLOUGHBY 33kV S STN | 33kV connection | Western Power Distribution (East Midlands) | Other | 7.8 | - | - | - | - | No | Connected | 7.8 | 7.41 | 7.8 | 1.045 | 1.1 | 01/03/2017 | - | - | - | - | - | - | - | No | To be confirmed | -
WPD_CONN_04223 | REDACTED INFORMATION | Upper Boat | Mountain Ash Grid | 33kV connection | Western Power Distribution (South Wales) | Solar | 4.12 | - | - | - | - | No | Connected | 4.12 | 4.0376 | 4.12 | 0.095 | 0.1 | 14/02/2017 | - | - | - | - | - | - | - | No | To be confirmed | -
WPD_CONN_04224 | REDACTED INFORMATION | BISHOPS WOOD 132kV S STN | LUDLOW 132kV S STN | Ludlow 132/66/33/11kV | Western Power Distribution (West Midlands) | Solar | 4.12 | - | - | - | - | No | Connected | 4.12 | 4.0376 | 4.12 | 0.0475 | 0.05 | 10/03/2017 | - | - | - | - | - | - | - | No | To be confirmed | -
WPD_CONN_04225 | REDACTED INFORMATION | Rassau G.S.P. | Crumlin | Crumlin Primary | Western Power Distribution (South Wales) | Solar | 3.72 | - | - | - | - | No | Connected | 3.72 | 3.6456 | 3.72 | 0.038 | 0.04 | 20/03/2017 | - | - | - | - | - | - | - | No | To be confirmed | -
WPD_CONN_04227 | REDACTED INFORMATION | CHESTERFIELD 132kV S STN | CHESTERFIELD 33kV S STN | SHEEPBRIDGE 6 6kV S STN | Western Power Distribution (East Midlands) | Other renewable | 6.446 | - | - | - | - | No | Connected | 6.446 | 6.1237 | 6.446 | 0.1425 | 0.15 | 01/06/2017 | - | - | - | - | - | - | - | No | To be confirmed | -
WPD_CONN_04235 | REDACTED INFORMATION | ENDERBY 132kV S STN | WIGSTON 33KV S STN | ALLIANCE AND LEICESTER 33 11kV S STN | Western Power Distribution (East Midlands) | Other renewable | 2 | - | - | - | - | No | Connected | 2 | 1.9 | 2 | 0.0475 | 0.05 | 22/12/2014 | - | - | - | - | - | - | - | No | To be confirmed | -
WPD_CONN_04236 | REDACTED INFORMATION | Exeter Main S.G.P. | Exeter City Bsp | 33kV connection | Western Power Distribution (South West) | Solar | 2.19 | - | - | - | - | No | Connected | 2.19 | 2.1462 | 2.19 | 0.0475 | 0.05 | 03/03/2017 | - | - | - | - | - | - | - | No | To be confirmed | -
WPD_CONN_04238 | REDACTED INFORMATION | Abham S.G.P. | Totnes Bsp | 33kV connection | Western Power Distribution (South West) | Solar | 3.96 | - | - | - | - | No | Connected | 3.96 | 3.8808 | 3.96 | 0.04275 | 0.045 | 30/03/2017 | - | - | - | - | - | - | - | No | To be confirmed | -
WPD_CONN_04239 | REDACTED INFORMATION | CHESTERFIELD 132kV S STN | ANNESLEY 33kV S STN | 33kV connection | Western Power Distribution (East Midlands) | Solar | 4.08 | - | - | - | - | No | Connected | 4.08 | 3.9984 | 4.08 | 0.0475 | 0.05 | 24/03/2017 | - | - | - | - | - | - | - | No | To be confirmed | -
WPD_CONN_04241 | REDACTED INFORMATION | Upper Boat | Dowlais Grid | 33kV connection | Western Power Distribution (South Wales) | Solar | 4.08 | - | - | - | - | No | Connected | 4.08 | 3.9984 | 4.08 | 0.0475 | 0.05 | 23/02/2017 | - | - | - | - | - | - | - | No | To be confirmed | -
WPD_CONN_04243 | REDACTED INFORMATION | Pyle Grid | Pyle Bsp | 33kV connection | Western Power Distribution (South Wales) | Solar | 3.72 | - | - | - | - | No | Connected | 3.72 | 3.6456 | 3.72 | 0.076 | 0.08 | 20/03/2017 | - | - | - | - | - | - | - | No | To be confirmed | -
WPD_CONN_04244 | REDACTED INFORMATION | Uskmouth | Newport South | Newport South Primary | Western Power Distribution (South Wales) | Other | 2.587 | - | - | - | - | No | Connected | 2.587 | 2.4577 | 2.587 | 1.9 | 2 | 21/03/2017 | - | - | - | - | - | - | - | No | To be confirmed | -
WPD_CONN_04248 | REDACTED INFORMATION | BISHOPS WOOD 132kV S STN | WORCESTER 132kV S STN | Worcester 132/11kVDUMMY | Western Power Distribution (West Midlands) | Solar | 2 | - | - | - | - | No | Connected | 2 | 1.96 | 2 | 0.1425 | 0.15 | 03/03/2017 | - | - | - | - | - | - | - | No | To be confirmed | -
WPD_CONN_04249 | REDACTED INFORMATION | Uskmouth | Llantarnam | Llantarnam Primary | Western Power Distribution (South Wales) | Other | 6.6 | - | - | - | - | No | Connected | 6.6 | 6.468 | 6.6 | 0.095 | 0.1 | 02/03/2017 | - | - | - | - | - | - | - | No | To be confirmed | -
WPD_CONN_04254 | REDACTED INFORMATION | Indian Queens S.G.P. | St Austell Bsp | 33kV connection | Western Power Distribution (South West) | Solar | 4.614 | - | - | - | - | No | Connected | 4.614 | 4.3833 | 4.614 | 0.0285 | 0.03 | 01/03/2017 | - | - | - | - | - | - | - | No | To be confirmed | -
WPD_CONN_04255 | REDACTED INFORMATION | GRENDON 132kV S STN | KETTERING 33kV S STN | DESBOROUGH 33 11kV S STN | Western Power Distribution (East Midlands) | Solar | 2.4 | - | - | - | - | No | Connected | 2.4 | 2.352 | 2.4 | 0.019 | 0.02 | 20/12/2016 | - | - | - | - | - | - | - | No | To be confirmed | -
WPD_CONN_04256 | REDACTED INFORMATION | Uskmouth | Sudbrook | 33kV connection | Western Power Distribution (South Wales) | Solar | 4.2 | - | - | - | - | No | Connected | 4.2 | 4.116 | 4.2 | 0.019 | 0.02 | 31/03/2016 | - | - | - | - | - | - | - | No | To be confirmed | -
WPD_CONN_04259 | REDACTED INFORMATION | Pyle Grid | Pyle Bsp | Pyle Primary | Western Power Distribution (South Wales) | Solar | 5 | - | - | - | - | No | Connected | 5 | 4.9 | 5 | 0.095 | 0.1 | 15/03/2017 | - | - | - | - | - | - | - | No | To be confirmed | -
WPD_CONN_04260 | REDACTED INFORMATION | COVENTRY 132kV S STN | WHITLEY 33kV S STN | RYTON 33 11kV S STN | Western Power Distribution (East Midlands) | Waste | 2.673 | - | - | - | - | No | Connected | 2.673 | 2.5393 | 2.673 | 0.038 | 0.04 | 27/03/2017 | - | - | - | - | - | - | - | No | To be confirmed | -
WPD_CONN_04265 | REDACTED INFORMATION | Aberthaw Power Station | Barry Grid | 33kV connection | Western Power Distribution (South Wales) | Solar | 4.38 | - | - | - | - | No | Connected | 4.38 | 4.2924 | 4.38 | 0.095 | 0.1 | 31/03/2017 | - | - | - | - | - | - | - | No | To be confirmed | -
WPD_CONN_04266 | REDACTED INFORMATION | GRENDON 132kV S STN | NORTHAMPTON EAST 33kV S STN | 33kV connection | Western Power Distribution (East Midlands) | Solar | 4.16 | - | - | - | - | No | Connected | 4.16 | 4.0768 | 4.16 | 0.095 | 0.1 | 13/03/2017 | - | - | - | - | - | - | - | No | To be confirmed | -
WPD_CONN_04267 | REDACTED INFORMATION | Abham S.G.P. | Paignton Bsp | 33kV connection | Western Power Distribution (South West) | Solar | 3.92 | - | - | - | - | No | Connected | 3.92 | 3.8416 | 3.92 | 0.04275 | 0.045 | 29/03/2017 | - | - | - | - | - | - | - | No | To be confirmed | -
WPD_CONN_04268 | REDACTED INFORMATION | STAYTHORPE C 132kV S STN | CHECKERHOUSE 33kV S STN | 33kV connection | Western Power Distribution (East Midlands) | Solar | 3.9 | - | - | - | - | No | Connected | 3.9 | 3.705 | 3.9 | 0.095 | 0.1 | 10/03/2017 | - | - | - | - | - | - | - | No | To be confirmed | -
WPD_CONN_04271 | REDACTED INFORMATION | BISHOPS WOOD 132kV S STN | LUDLOW 132kV S STN | 33kV connection | Western Power Distribution (West Midlands) | Solar | 4 | - | - | - | - | No | Connected | 4 | 4 | 4 | 0.0475 | 0.05 | 21/03/2017 | - | - | - | - | - | - | - | No | To be confirmed | -
WPD_CONN_04272 | REDACTED INFORMATION | BISHOPS WOOD 132kV S STN | LUDLOW 132kV S STN | 33kV connection | Western Power Distribution (West Midlands) | Solar | 3.33 | - | - | - | - | No | Connected | 3.33 | 3.33 | 3.33 | 0.0475 | 0.05 | 31/03/2017 | - | - | - | - | - | - | - | No | To be confirmed | -
WPD_CONN_04273 | REDACTED INFORMATION | Pyle Grid | Pyle Bsp | 66kV connection | Western Power Distribution (South Wales) | Wind onshore | 20 | - | - | - | - | No | Connected | 20 | 19 | 20 | 0.475 | 0.5 | 31/03/2017 | - | - | - | - | - | - | - | No | To be confirmed | -
WPD_CONN_04274 | REDACTED INFORMATION | Cellarhead 132kV | To be confirmed | 33kV connection | Western Power Distribution (West Midlands) | To be confirmed | 0 | - | - | - | - | No | Connected | 0 | 0 | 0 | 0.475 | 0.5 | To be Confirmed | - | - | - | - | - | - | - | No | To be confirmed | -
WPD_CONN_04275 | REDACTED INFORMATION | KITWELL 132kV S STN | REDNAL 132kV S STN | Rednal 132/11kV | Western Power Distribution (West Midlands) | Solar | 0.5 | - | - | - | - | No | Connected | 0.5 | 0.475 | 0.5 | 9.5 | 10 | 18/12/2015 | - | - | - | - | - | - | - | No | To be confirmed | -
WPD_CONN_04277 | REDACTED INFORMATION | Uskmouth | Magor Grid | Magor Primary | Western Power Distribution (South Wales) | Solar | 3.906 | - | - | - | - | No | Connected | 3.906 | 3.8279 | 3.906 | 0.0475 | 0.05 | 28/03/2017 | - | - | - | - | - | - | - | No | To be confirmed | -
WPD_CONN_04279 | REDACTED INFORMATION | WILLINGTON 132kV S STN | WINSTER 33kV S STN | 33kV connection | Western Power Distribution (East Midlands) | Solar | 4.38 | - | - | - | - | No | Connected | 4.38 | 4.2924 | 4.38 | 0.02375 | 0.025 | 14/03/2017 | - | - | - | - | - | - | - | No | To be confirmed | -
WPD_CONN_04280 | REDACTED INFORMATION | FECKENHAM 66 11kV S STN | Feckenham 66/11kVDUMMY | EVESHAM 66 11kV S STN | Western Power Distribution (West Midlands) | Solar | 1.7 | - | - | - | - | No | Connected | 1.7 | 1.615 | 1.7 | 0.04275 | 0.045 | 01/04/2017 | - | - | - | - | - | - | - | No | To be confirmed | -
WPD_CONN_04282 | REDACTED INFORMATION | PORT HAM 132kV S STN | CASTLE MEADS 33kV S STN | ROTOL 33 11kV S STN | Western Power Distribution (West Midlands) | Other | 0.641 | - | - | - | - | No | Connected | 0.641 | 0.62818 | 0.641 | 1.9 | 2 | 28/03/2017 | - | - | - | - | - | - | - | No | To be confirmed | -
WPD_CONN_04284 | REDACTED INFORMATION | WILLINGTON 132kV S STN | DERBY SOUTH 33kV S STN | 33kV connection | Western Power Distribution (East Midlands) | Waste | 19.5 | - | - | - | - | No | Connected | 19.5 | 18.525 | 19.5 | 7.6 | 8 | 01/06/2017 | - | - | - | - | - | - | - | No | To be confirmed | -
WPD_CONN_04285 | REDACTED INFORMATION | Pembroke Power Station | Haverfordwest Grid | 33kV connection | Western Power Distribution (South Wales) | Solar | 3.99 | - | - | - | - | No | Connected | 3.99 | 3.9102 | 3.99 | 0.095 | 0.1 | 28/03/2017 | - | - | - | - | - | - | - | No | To be confirmed | -
WPD_CONN_04286 | REDACTED INFORMATION | CHESTERFIELD 132kV S STN | ALFRETON 33kV S STN | 33kV connection | Western Power Distribution (East Midlands) | Other | 1.7367 | - | - | - | - | No | Connected | 1.7367 | 1.6499 | 1.7367 | 0.2375 | 0.25 | 24/03/2017 | - | - | - | - | - | - | - | No | To be confirmed | -
WPD_CONN_04287 | REDACTED INFORMATION | Bridgwater S.G.P. | Bridgwater Grid Bsp | Burnham | Western Power Distribution (South West) | Solar | 2.916 | - | - | - | - | Yes | Connected | 2.916 | 2.8577 | 2.916 | 0.04275 | 0.045 | 27/03/2017 | - | - | - | - | - | - | - | No | To be confirmed | -
WPD_CONN_04288 | REDACTED INFORMATION | RATCLIFFE ON SOAR 132kV S STN | WILLOUGHBY 33kV S STN | 33kV connection | Western Power Distribution (East Midlands) | Solar | 3.948 | - | - | - | - | No | Connected | 3.948 | 3.869 | 3.948 | 0.0475 | 0.05 | 30/03/2017 | - | - | - | - | - | - | - | No | To be confirmed | -
WPD_CONN_04293 | REDACTED INFORMATION | Exeter Main S.G.P. | Tiverton Bsp | 33kV connection | Western Power Distribution (South West) | Solar | 4 | - | - | - | - | No | Connected | 4 | 4 | 4 | 0.0475 | 0.05 | 17/03/2017 | - | - | - | - | - | - | - | No | To be confirmed | -
WPD_CONN_04294 | REDACTED INFORMATION | Bridgwater S.G.P. | Bridgwater Grid Bsp | 33kV connection | Western Power Distribution (South West) | Solar | 4.4 | - | - | - | - | No | Connected | 4.4 | 4.18 | 4.4 | 0.12825 | 0.135 | 31/03/2017 | - | - | - | - | - | - | - | No | To be confirmed | -
WPD_CONN_04298 | REDACTED INFORMATION | Axminster S.G.P. | Woodcote Bsp | 33kV connection | Western Power Distribution (South West) | Solar | 4.04 | - | - | - | - | No | Connected | 4.04 | 3.9592 | 4.04 | 0.0475 | 0.05 | 31/03/2017 | - | - | - | - | - | - | - | No | To be confirmed | -
WPD_CONN_04300 | REDACTED INFORMATION | Rassau G.S.P. | Crumlin | 33kV connection | Western Power Distribution (South Wales) | Solar | 3.44 | - | - | - | - | No | Connected | 3.44 | 3.3712 | 3.44 | 0.095 | 0.1 | 21/03/2017 | - | - | - | - | - | - | - | No | To be confirmed | -
WPD_CONN_04304 | REDACTED INFORMATION | Swansea North Grid | Carmarthen Grid | 33kV connection | Western Power Distribution (South Wales) | Solar | 3.84 | - | - | - | - | Yes | Connected | 3.84 | 3.7632 | 3.84 | 0.057 | 0.06 | 31/03/2017 | - | - | - | - | - | - | - | No | To be confirmed | -
WPD_CONN_04305 | REDACTED INFORMATION | Swansea North Grid | Swansea West Grid | 33kV connection | Western Power Distribution (South Wales) | Solar | 4 | - | - | - | - | Yes | Connected | 4 | 3.92 | 4 | 0.019 | 0.02 | 31/03/2017 | - | - | - | - | - | - | - | No | To be confirmed | -
WPD_CONN_04307 | REDACTED INFORMATION | CHESTERFIELD 132kV S STN | ANNESLEY 33kV S STN | SUTTON JUNCTION 33 11kV S STN | Western Power Distribution (East Midlands) | Other | 3.2 | - | - | - | - | No | Connected | 3.2 | 3.04 | 3.2 | 0.095 | 0.1 | 01/10/2017 | - | - | - | - | - | - | - | No | To be confirmed | -
WPD_CONN_04308 | REDACTED INFORMATION | Uskmouth | Pontypool North Grid | Pontypool North Primary | Western Power Distribution (South Wales) | Solar | 3.2 | - | - | - | - | No | Connected | 3.2 | 3.136 | 3.2 | 0.095 | 0.1 | 26/03/2017 | - | - | - | - | - | - | - | No | To be confirmed | -
WPD_CONN_04309 | REDACTED INFORMATION | WILLINGTON 132kV S STN | UTTOXETER 33kV S STN | 33kV connection | Western Power Distribution (East Midlands) | Solar | 3.32 | - | - | - | - | No | Connected | 3.32 | 3.2536 | 3.32 | 0.0475 | 0.05 | 30/03/2017 | - | - | - | - | - | - | - | No | To be confirmed | -
WPD_CONN_04310 | REDACTED INFORMATION | Upper Boat | Upper Boat Bsp | 33kV connection | Western Power Distribution (South Wales) | Solar | 4.356 | - | - | - | - | No | Connected | 4.356 | 4.2689 | 4.356 | 0.0285 | 0.03 | 31/03/2017 | - | - | - | - | - | - | - | No | To be confirmed | -
WPD_CONN_04311 | REDACTED INFORMATION | IRONBRIDGE 132kV S STN | IRONBRIDGE 132 33kV S STN | 33kV connection | Western Power Distribution (West Midlands) | Solar | 5.6 | - | - | - | - | No | Connected | 5.6 | 5.6 | 5.6 | 0.076 | 0.08 | 31/03/2017 | - | - | - | - | - | - | - | No | To be confirmed | -
WPD_CONN_04313 | REDACTED INFORMATION | Exeter Main S.G.P. | Exeter Main Bsp | 33kV connection | Western Power Distribution (South West) | Solar | 4.08 | - | - | - | - | No | Connected | 4.08 | 3.9984 | 4.08 | 0.095 | 0.1 | 31/03/2017 | - | - | - | - | - | - | - | No | To be confirmed | -
WPD_CONN_04314 | REDACTED INFORMATION | WILLINGTON 132kV S STN | HEANOR 33kV S STN | HEANOR 11kV S STN | Western Power Distribution (East Midlands) | Other | 7.2 | - | - | - | - | No | Connected | 7.2 | 6.84 | 7.2 | 0.1425 | 0.15 | 01/06/2017 | - | - | - | - | - | - | - | No | To be confirmed | -
WPD_CONN_04315 | REDACTED INFORMATION | FECKENHAM 66 11kV S STN | Feckenham 66/11kVDUMMY | GREAT ALNE 66 11kV S STN | Western Power Distribution (West Midlands) | Waste | 1.5598 | - | - | - | - | No | Connected | 1.5598 | 1.4818 | 1.5598 | 0.76 | 0.8 | 14/02/2017 | - | - | - | - | - | - | - | No | To be confirmed | -
WPD_CONN_04319 | REDACTED INFORMATION | BISHOPS WOOD 132kV S STN | HEREFORD 66kV S STN | HEREFORD SOUTH 66 11kV S STN | Western Power Distribution (West Midlands) | Other | 1.25 | - | - | - | - | No | Connected | 1.25 | 1.1875 | 1.25 | 1.425 | 1.5 | 24/03/2017 | - | - | - | - | - | - | - | No | To be confirmed | -
WPD_CONN_04322 | REDACTED INFORMATION | BERKSWELL 132kV S STN | HARBURY 33kV S STN | HARBURY 11kV S STN | Western Power Distribution (East Midlands) | Waste | 1.065 | - | - | - | - | No | Connected | 1.065 | 1.065 | 1.065 | 0.26125 | 0.275 | 01/05/2017 | - | - | - | - | - | - | - | No | To be confirmed | -
WPD_CONN_04329 | REDACTED INFORMATION | Rassau G.S.P. | Crumlin | Crumlin Primary | Western Power Distribution (South Wales) | Solar | 1.5 | - | - | - | - | No | Connected | 1.5 | 1.47 | 1.5 | 0.038 | 0.04 | 24/03/2017 | - | - | - | - | - | - | - | No | To be confirmed | -
WPD_CONN_04346 | REDACTED INFORMATION | FECKENHAM 66 11kV S STN | Feckenham 66/11kVDUMMY | 66kV connection | Western Power Distribution (West Midlands) | Other | 20 | - | - | - | - | No | Connected | 20 | 20 | 20 | 0.19 | 0.2 | 01/06/2017 | - | - | - | - | - | - | - | No | To be confirmed | -
WPD_CONN_04348 | REDACTED INFORMATION | GRENDON 132kV S STN | WELLINGBOROUGH 33kV S STN | SHARNBROOK 33 11kV S STN | Western Power Distribution (East Midlands) | Waste | 3.034 | - | - | - | - | No | Connected | 3.034 | 3.034 | 3.034 | 0.095 | 0.1 | 01/01/2016 | - | - | - | - | - | - | - | No | To be confirmed | -
WPD_CONN_04350 | REDACTED INFORMATION | FECKENHAM 66 11kV S STN | Feckenham 66/11kVDUMMY | STRATFORD 66 11kV S STN | Western Power Distribution (West Midlands) | Other renewable | 1.864 | - | - | - | - | No | Connected | 1.864 | 1.7708 | 1.864 | 2.85 | 3 | 01/08/2017 | - | - | - | - | - | - | - | No | To be confirmed | -
WPD_CONN_04354 | REDACTED INFORMATION | Abham S.G.P. | Plymouth Bsp | 33kV connection | Western Power Distribution (South West) | Other | 15.4 | - | - | - | - | No | Connected | 15.4 | 14.63 | 15.4 | 0.19 | 0.2 | 01/06/2017 | - | - | - | - | - | - | - | No | To be confirmed | -
WPD_CONN_04357 | REDACTED INFORMATION | Exeter Main S.G.P. | Sowton Bsp | Clyst Honiton | Western Power Distribution (South West) | Other | 2.7288 | - | - | - | - | No | Connected | 2.7288 | 2.5924 | 2.7288 | 6.764 | 7.12 | 01/07/2017 | - | - | - | - | - | - | - | No | To be confirmed | -
WPD_CONN_04363 | REDACTED INFORMATION | Abham S.G.P. | Plymouth Bsp | Buckwell Street | Western Power Distribution (South West) | Solar | 4.75 | - | - | - | - | No | Connected | 4.75 | 4.5125 | 4.75 | 0.475 | 0.5 | 01/06/2017 | - | - | - | - | - | - | - | No | To be confirmed | -
WPD_CONN_04364 | REDACTED INFORMATION | CHESTERFIELD 132kV S STN | CLIPSTONE 33kV S STN | RUFFORD 33 11kV S STN | Western Power Distribution (East Midlands) | Battery storage | 7.37 | - | - | - | - | No | Connected | 7.37 | 7.0015 | 7.37 | 7.0015 | 7.37 | 01/07/2017 | - | - | - | - | - | - | - | No | To be confirmed | -
WPD_CONN_04369 | REDACTED INFORMATION | CHESTERFIELD 132kV S STN | MANSFIELD 33kV S STN | MANSFIELD 11kV S STN | Western Power Distribution (East Midlands) | Other | 3 | - | - | - | - | No | Connected | 3 | 2.85 | 3 | 0.1425 | 0.15 | 01/09/2017 | - | - | - | - | - | - | - | No | To be confirmed | -
WPD_CONN_04374 | REDACTED INFORMATION | BERKSWELL 132kV S STN | COVENTRY SOUTH 33kV S STN | UNIVERSITY OF WARWICK 33 11kV S STN | Western Power Distribution (East Midlands) | Other | 9.1972 | - | - | - | - | No | Connected | 9.1972 | 8.7373 | 9.1972 | 18.24 | 19.2 | 07/01/2019 | - | - | - | - | - | - | - | No | To be confirmed | -
WPD_CONN_04377 | REDACTED INFORMATION | OCKER HILL C 132kV S STN | To be confirmed | Ocker Hill B 132/33/11kVDUMMY | Western Power Distribution (West Midlands) | Waste | 3.8 | - | - | - | - | No | Connected | 3.8 | 3.8 | 3.8 | 0.19 | 0.2 | 01/11/2017 | - | - | - | - | - | - | - | No | To be confirmed | -
WPD_CONN_04378 | REDACTED INFORMATION | CHESTERFIELD 132kV S STN | STAVELEY 33kV S STN | Erin Road | Western Power Distribution (East Midlands) | Solar | 0.0456 | - | - | - | - | No | Connected | 0.0456 | 0.0456 | 0.0456 | 1.425 | 1.5 | 17/07/2017 | - | - | - | - | - | - | - | No | To be confirmed | -
WPD_CONN_04382 | REDACTED INFORMATION | EAST CLAYDON 132KV S STN | BRADWELL ABBEY 33kV S STN | WOLVERTON 33 11kV S STN | Western Power Distribution (East Midlands) | Other | 7 | - | - | - | - | No | Connected | 7 | 6.65 | 7 | 10.45 | 11 | 15/06/2017 | - | - | - | - | - | - | - | No | To be confirmed | -
WPD_CONN_04385 | REDACTED INFORMATION | Iron Acton S.G.P. | Lockleaze Bsp 132kv | 33kV connection | Western Power Distribution (South West) | Battery storage | 15.4 | - | - | - | - | No | Connected | 15.4 | 14.63 | 15.4 | 14.25 | 15 | 14/07/2017 | - | - | - | - | - | - | - | No | To be confirmed | -
WPD_CONN_04395 | REDACTED INFORMATION | Abham S.G.P. | Torquay Bsp | 33kV connection | Western Power Distribution (South West) | Waste | 21 | - | - | - | - | No | Connected | 21 | 19.95 | 21 | 0.855 | 0.9 | 01/08/2017 | - | - | - | - | - | - | - | No | To be confirmed | -
WPD_CONN_04396 | REDACTED INFORMATION | Uskmouth | Newport West | Newport West Primary | Western Power Distribution (South Wales) | Other | 8 | - | - | - | - | No | Connected | 8 | 8 | 8 | 0.1425 | 0.15 | 08/09/2017 | - | - | - | - | - | - | - | No | To be confirmed | -
WPD_CONN_04399 | REDACTED INFORMATION | CHESTERFIELD 132kV S STN | PINXTON 132kV S STN | PINXTON 11kV S STN | Western Power Distribution (East Midlands) | Waste | 0.1 | - | - | - | - | No | Connected | 0.1 | 0.1 | 0.1 | 0.95 | 1 | 01/01/2010 | - | - | - | - | - | - | - | No | To be confirmed | -
WPD_CONN_04405 | REDACTED INFORMATION | CHESTERFIELD 132kV S STN | ANNESLEY 33kV S STN | CALVERTON 33 11kV S STN | Western Power Distribution (East Midlands) | Waste | 3 | - | - | - | - | No | Connected | 3 | 2.85 | 3 | 0.095 | 0.1 | 01/09/2018 | - | - | - | - | - | - | - | No | To be confirmed | -
WPD_CONN_04407 | REDACTED INFORMATION | Stoke Bardolph 132kv | NOTTINGHAM EAST 33kV S STN | COLWICK 33 11kV S STN | Western Power Distribution (East Midlands) | Other | 9.557 | - | - | - | - | No | Connected | 9.557 | 9.0792 | 9.557 | 4.56 | 4.8 | 01/07/2017 | - | - | - | - | - | - | - | No | To be confirmed | -
WPD_CONN_04412 | REDACTED INFORMATION | Landulph S.G.P. | Milehouse Bsp | Weston Mill | Western Power Distribution (South West) | Solar | 0.0276 | - | - | - | - | No | Connected | 0.0276 | 0.02622 | 0.0276 | 0.19 | 0.2 | 08/12/2015 | - | - | - | - | - | - | - | No | To be confirmed | -
WPD_CONN_04416 | REDACTED INFORMATION | WEST BURTON 132kV S STN | LINCOLN MAIN 132kV S STN | 33kV connection | Western Power Distribution (East Midlands) | Battery storage | 10 | - | - | - | - | No | Connected | 10 | 9.5 | 10 | 9.5 | 10 | 12/10/2017 | - | - | - | - | - | - | - | No | To be confirmed | -
WPD_CONN_04418 | REDACTED INFORMATION | WILLENHALL 132 25kV S STN | WOLVERHAMPTON 132kV S STN | 33kV connection | Western Power Distribution (West Midlands) | Other | 16 | - | - | - | - | No | Connected | 16 | 15.68 | 16 | 0.30875 | 0.325 | 01/10/2017 | - | - | - | - | - | - | - | No | To be confirmed | -
WPD_CONN_04419 | REDACTED INFORMATION | Iron Acton S.G.P. | Seabank Bsp | Western Approach | Western Power Distribution (South West) | Other | 1.7 | - | - | - | - | No | Connected | 1.7 | 1.615 | 1.7 | 1.805 | 1.9 | 01/10/2017 | - | - | - | - | - | - | - | No | To be confirmed | -
WPD_CONN_04421 | REDACTED INFORMATION | EAST CLAYDON 132KV S STN | BLETCHLEY 33KV S STN | SECKLOW GATE 33 11kV S STN | Western Power Distribution (East Midlands) | Other | 0.425 | - | - | - | - | No | Connected | 0.425 | 0.425 | 0.425 | 2.09 | 2.2 | 06/09/2017 | - | - | - | - | - | - | - | No | To be confirmed | -
WPD_CONN_04429 | REDACTED INFORMATION | Exeter Main S.G.P. | Exeter City Bsp | Haven Road | Western Power Distribution (South West) | Other renewable | 1.016 | - | - | - | - | No | Connected | 1.016 | 0.9652 | 1.016 | 6.65 | 7 | 01/01/2017 | - | - | - | - | - | - | - | No | To be confirmed | -
WPD_CONN_04435 | REDACTED INFORMATION | EAST CLAYDON 132KV S STN | BLETCHLEY 33KV S STN | BLETCHLEY 11kV S STN | Western Power Distribution (East Midlands) | Other | 6 | - | - | - | - | No | Connected | 6 | 5.7 | 6 | 0.2375 | 0.25 | 31/10/2017 | - | - | - | - | - | - | - | No | To be confirmed | -
WPD_CONN_04439 | REDACTED INFORMATION | SHREWSBURY 132kV S STN | Shrewsbury 132/33kVDUMMY | LEATON 33 11kV S STN | Western Power Distribution (West Midlands) | Other | 1.751 | - | - | - | - | No | Connected | 1.751 | 1.6634 | 1.751 | 0.855 | 0.9 | 01/10/2017 | - | - | - | - | - | - | - | No | To be confirmed | -
WPD_CONN_04443 | REDACTED INFORMATION | Cardiff East Grid | Cardiff Central Grid | Wood Street | Western Power Distribution (South Wales) | Solar | 0.066 | - | - | - | - | No | Connected | 0.066 | 0.06468 | 0.066 | 1.235 | 1.3 | 17/12/2018 | - | - | - | - | - | - | - | No | To be confirmed | -
WPD_CONN_04452 | REDACTED INFORMATION | Upper Boat | Dowlais Grid | 33kV connection | Western Power Distribution (South Wales) | Solar | 6 | - | - | - | - | No | Connected | 6 | 5.7 | 6 | 0.19 | 0.2 | 31/10/2017 | - | - | - | - | - | - | - | No | To be confirmed | -
WPD_CONN_04457 | REDACTED INFORMATION | WILLINGTON 132kV S STN | HEANOR 33kV S STN | 33kV connection | Western Power Distribution (East Midlands) | Waste | 8 | - | - | - | - | No | Connected | 8 | 8 | 8 | 0.152 | 0.16 | 08/01/2018 | - | - | - | - | - | - | - | No | To be confirmed | -
WPD_CONN_04458 | REDACTED INFORMATION | Rassau G.S.P. | Crumlin | 33kV connection | Western Power Distribution (South Wales) | Other | 19.04 | - | - | - | - | No | Connected | 19.04 | 18.088 | 19.04 | 0.3325 | 0.35 | 31/10/2017 | - | - | - | - | - | - | - | No | To be confirmed | -
WPD_CONN_04460 | REDACTED INFORMATION | RATCLIFFE ON SOAR 132kV S STN | NOTTINGHAM 33kV S STN | SNEINTON 33 11kV S STN | Western Power Distribution (East Midlands) | Other | 2.54 | - | - | - | - | No | Connected | 2.54 | 2.4892 | 2.54 | 0.49115 | 0.517 | 25/10/2017 | - | - | - | - | - | - | - | No | To be confirmed | -
WPD_CONN_04461 | REDACTED INFORMATION | Iron Acton S.G.P. | 132kV connection | 132kV connection | Western Power Distribution (South West) | Wind onshore | 6.9 | - | - | - | - | No | Connected | 6.9 | 6.555 | 6.9 | 0.114 | 0.12 | 14/11/2017 | - | - | - | - | - | - | - | No | To be confirmed | -
WPD_CONN_04464 | REDACTED INFORMATION | To be confirmed | To be confirmed | 33kV connection | Western Power Distribution (South Wales) | Other | 40.149 | - | - | - | - | No | Connected | 40.149 | 38.1416 | 40.149 | 0.9025 | 0.95 | 05/12/2017 | - | - | - | - | - | - | - | No | To be confirmed | -
WPD_CONN_04465 | REDACTED INFORMATION | DRAKELOW 132kV | BURTON SOUTH 33kV S STN | 33kV connection | Western Power Distribution (East Midlands) | Battery storage | 10 | - | - | - | - | No | Connected | 10 | 9.5 | 10 | 9.5 | 10 | 30/10/2017 | - | - | - | - | - | - | - | No | To be confirmed | -
WPD_CONN_04467 | REDACTED INFORMATION | Aberthaw Power Station | Barry Grid | 33kV connection | Western Power Distribution (South Wales) | Other | 11.705 | - | - | - | - | No | Connected | 11.705 | 11.1197 | 11.705 | 0.9405 | 0.99 | 31/03/2017 | - | - | - | - | - | - | - | No | To be confirmed | -
WPD_CONN_04468 | REDACTED INFORMATION | IRONBRIDGE 132kV S STN | KETLEY 132kV S STN | SNEDSHILL 33 11kV S STN | Western Power Distribution (West Midlands) | Other | 4.346 | - | - | - | - | No | Connected | 4.346 | 4.1287 | 4.346 | 1.235 | 1.3 | 02/11/2017 | - | - | - | - | - | - | - | No | To be confirmed | -
WPD_CONN_04472 | REDACTED INFORMATION | WALPOLE 132kV S STN | BOSTON 33kV S STN | 33kV connection | Western Power Distribution (East Midlands) | Biomass | 11.705 | - | - | - | - | No | Connected | 11.705 | 11.1197 | 11.705 | 1.9 | 2 | 30/11/2017 | - | - | - | - | - | - | - | No | To be confirmed | -
WPD_CONN_04473 | REDACTED INFORMATION | Cellarhead 132kV | NEWCASTLE 132kV S STN | Newcastle 132/11kVDUMMY | Western Power Distribution (West Midlands) | Solar | 0.07445 | - | - | - | - | No | Connected | 0.07445 | 0.07445 | 0.07445 | 11.4 | 12 | 20/09/2011 | - | - | - | - | - | - | - | No | To be confirmed | -
WPD_CONN_04474 | REDACTED INFORMATION | Pyle Grid | 132kV connection | 132kV connection | Western Power Distribution (South Wales) | Wind onshore | 0.5 | - | - | - | - | No | Connected | 0.5 | 0.49 | 0.5 | 15.2 | 16 | 01/12/2014 | - | - | - | - | - | - | - | No | To be confirmed | -
WPD_CONN_04476 | REDACTED INFORMATION | Aberthaw Power Station | Cardiff West Grid | Llandough | Western Power Distribution (South Wales) | Solar | 0.05 | - | - | - | - | No | Connected | 0.05 | 0.049 | 0.05 | 2.375 | 2.5 | 16/11/2017 | - | - | - | - | - | - | - | No | To be confirmed | -
WPD_CONN_04486 | REDACTED INFORMATION | EAST CLAYDON 132KV S STN | BRACKLEY 132kV S STN | Brackley 11kv | Western Power Distribution (East Midlands) | Other | 5.28 | - | - | - | - | No | Connected | 5.28 | 5.28 | 5.28 | 0.0475 | 0.05 | 01/12/2017 | - | - | - | - | - | - | - | No | To be confirmed | -
WPD_CONN_04491 | REDACTED INFORMATION | Uskmouth | Panteg 66kv Sw. Site | Usk | Western Power Distribution (South Wales) | Other | 6 | - | - | - | - | No | Connected | 6 | 5.7 | 6 | 0.6175 | 0.65 | 01/12/2011 | - | - | - | - | - | - | - | No | To be confirmed | -
WPD_CONN_04492 | REDACTED INFORMATION | PORT HAM 132kV S STN | CASTLE MEADS 33kV S STN | COMMERCIAL RD 33 11kV S STN | Western Power Distribution (West Midlands) | Other renewable | 2.535 | - | - | - | - | No | Connected | 2.535 | 2.4083 | 2.535 | 3.04 | 3.2 | 31/01/2018 | - | - | - | - | - | - | - | No | To be confirmed | -
WPD_CONN_04496 | REDACTED INFORMATION | GRENDON 132kV S STN | NORTHAMPTON 33kV S STN | WOOTTON 33 11kV S STN | Western Power Distribution (East Midlands) | Solar | 0.365 | - | - | - | - | No | Connected | 0.365 | 0.34675 | 0.365 | 0.95 | 1 | 15/12/2017 | - | - | - | - | - | - | - | No | To be confirmed | -
WPD_CONN_04499 | REDACTED INFORMATION | Swansea North Grid | 132kV connection | 132kV connection | Western Power Distribution (South Wales) | Wind onshore | 57.4 | - | - | - | - | No | Connected | 57.4 | 54.53 | 57.4 | 0.475 | 0.5 | 01/01/2018 | - | - | - | - | - | - | - | No | To be confirmed | -
WPD_CONN_04500 | REDACTED INFORMATION | Alverdiscott S.G.P. | Barnstaple Bsp | Lynton | Western Power Distribution (South West) | Other | 1.3 | - | - | - | - | No | Connected | 1.3 | 1.235 | 1.3 | 0.0475 | 0.05 | 01/04/2018 | - | - | - | - | - | - | - | No | To be confirmed | -
WPD_CONN_04508 | REDACTED INFORMATION | RATCLIFFE ON SOAR 132kV S STN | TOTON 3 33kV S STN | 33kV connection | Western Power Distribution (East Midlands) | Other | 20 | - | - | - | - | No | Connected | 20 | 19 | 20 | 0.2375 | 0.25 | 21/01/2018 | - | - | - | - | - | - | - | No | To be confirmed | -
WPD_CONN_04509 | REDACTED INFORMATION | WILLINGTON 132kV S STN | UTTOXETER 33kV S STN | 33kV connection | Western Power Distribution (East Midlands) | Other | 5.47 | - | - | - | - | No | Connected | 5.47 | 5.1965 | 5.47 | 0.02375 | 0.025 | 22/12/2017 | - | - | - | - | - | - | - | No | To be confirmed | -
WPD_CONN_04513 | REDACTED INFORMATION | IRONBRIDGE 132kV S STN | IRONBRIDGE 132 33kV S STN | STAR ALUMINIUM 33 11kV S STN | Western Power Distribution (West Midlands) | Other renewable | 14.48 | - | - | - | - | No | Connected | 14.48 | 13.756 | 14.48 | 18.9164 | 19.912 | 21/11/2015 | - | - | - | - | - | - | - | No | To be confirmed | -
WPD_CONN_04518 | REDACTED INFORMATION | GRENDON 132kV S STN | NORTHAMPTON 33kV S STN | PINEHAM 33 11kV S STN | Western Power Distribution (East Midlands) | Other | 2.487 | - | - | - | - | No | Connected | 2.487 | 2.3626 | 2.487 | 1.1875 | 1.25 | 01/02/2018 | - | - | - | - | - | - | - | No | To be confirmed | -
WPD_CONN_04529 | REDACTED INFORMATION | WALPOLE 132kV S STN | BOSTON 33kV S STN | SLEAFORD ROAD BOSTON 33 11kV S STN | Western Power Distribution (East Midlands) | Solar | 1.2 | - | - | - | - | No | Connected | 1.2 | 1.14 | 1.2 | 0.095 | 0.1 | 22/07/2014 | - | - | - | - | - | - | - | No | To be confirmed | -
WPD_CONN_04535 | REDACTED INFORMATION | Rassau G.S.P. | Abergavenny | 66kV connection | Western Power Distribution (South Wales) | Wind onshore | 9.9 | - | - | - | - | No | Connected | 9.9 | 9.702 | 9.9 | 0.285 | 0.3 | 06/02/2018 | - | - | - | - | - | - | - | No | To be confirmed | -
WPD_CONN_04537 | REDACTED INFORMATION | Cellarhead 132kV | FORSBROOK 33kV S STN | 33kV connection | Western Power Distribution (West Midlands) | Other | 5.18 | - | - | - | - | No | Connected | 5.18 | 5.0764 | 5.18 | 1.026 | 1.08 | 21/03/2017 | - | - | - | - | - | - | - | No | To be confirmed | -
WPD_CONN_04546 | REDACTED INFORMATION | Landulph S.G.P. | Ernesettle Bsp | Southway | Western Power Distribution (South West) | To be confirmed | 0 | - | - | - | - | No | Connected | 0 | 0 | 0 | 11.4 | 12 | To be Confirmed | - | - | - | - | - | - | - | No | To be confirmed | -
WPD_CONN_04549 | REDACTED INFORMATION | CHESTERFIELD 132kV S STN | STAVELEY 33kV S STN | STAVELEY WORKS 33kV S STN | Western Power Distribution (East Midlands) | Other | 16 | - | - | - | - | No | Connected | 16 | 15.2 | 16 | 0.95 | 1 | 30/04/2018 | - | - | - | - | - | - | - | No | To be confirmed | -
WPD_CONN_04551 | REDACTED INFORMATION | BISHOPS WOOD 132kV S STN | LUDLOW 132kV S STN | 33kV connection | Western Power Distribution (West Midlands) | Battery storage | 20 | - | - | - | - | No | Connected | 20 | 19 | 20 | 19 | 20 | 23/04/2018 | - | - | - | - | - | - | - | No | To be confirmed | -
WPD_CONN_04556 | REDACTED INFORMATION | Swansea North Grid | Hirwaun Grid | 33kV connection | Western Power Distribution (South Wales) | Other | 1.3 | - | - | - | - | Yes | Connected | 1.3 | 1.235 | 1.3 | 0.38 | 0.4 | 21/03/2018 | - | - | - | - | - | - | - | No | To be confirmed | -
WPD_CONN_04559 | REDACTED INFORMATION | NECHELLS EAST 132kV S STN | CASTLE BROMWICH 132 11kV S STN | Castle Bromwich 132/11kVDUMMY | Western Power Distribution (West Midlands) | Solar | 0.25 | - | - | - | - | No | Connected | 0.25 | 0.2375 | 0.25 | 7.125 | 7.5 | 15/12/2015 | - | - | - | - | - | - | - | No | To be confirmed | -
WPD_CONN_04575 | REDACTED INFORMATION | ENDERBY 132kV S STN | LEICESTER EAST 33kV S STN | THURMASTON 33 11kV S STN | Western Power Distribution (East Midlands) | Solar | 4.972 | - | - | - | - | No | Connected | 4.972 | 4.7234 | 4.972 | 0.475 | 0.5 | 11/10/2012 | - | - | - | - | - | - | - | No | To be confirmed | -
WPD_CONN_04581 | REDACTED INFORMATION | Swansea North Grid | Rhos Grid | Cardigan | Western Power Distribution (South Wales) | Biomass | 0.998 | - | - | - | - | No | Connected | 0.998 | 0.998 | 0.998 | 0.2375 | 0.25 | 14/01/2016 | - | - | - | - | - | - | - | No | To be confirmed | -
WPD_CONN_04585 | REDACTED INFORMATION | BICKER FEN 132kV S STN | GRANTHAM 33kV S STN | 33kV connection | Western Power Distribution (East Midlands) | Battery storage | 7 | - | - | - | - | No | Connected | 7 | 6.65 | 7 | 6.65 | 7 | 29/03/2018 | - | - | - | - | - | - | - | No | To be confirmed | -
WPD_CONN_04600 | REDACTED INFORMATION | Upper Boat | Merthyr East Grid | Merthyr East Primary | Western Power Distribution (South Wales) | Wind onshore | 1.5 | - | - | - | - | No | Connected | 1.5 | 1.425 | 1.5 | 3.04 | 3.2 | 07/09/2019 | - | - | - | - | - | - | - | No | To be confirmed | -
WPD_CONN_04603 | REDACTED INFORMATION | GRENDON 132kV S STN | NORTHAMPTON WEST 33kV S STN | CHAPEL BRAMPTON 33 11kV S STN | Western Power Distribution (East Midlands) | Other | 0.211 | - | - | - | - | No | Connected | 0.211 | 0.211 | 0.211 | 1.235 | 1.3 | 01/05/2018 | - | - | - | - | - | - | - | No | To be confirmed | -
WPD_CONN_04605 | REDACTED INFORMATION | WEST BURTON 132kV S STN | WORKSOP 33kV S STN | KILTON RD 33 11kV S STN | Western Power Distribution (East Midlands) | Other | 4 | - | - | - | - | No | Connected | 4 | 3.8 | 4 | 0.1425 | 0.15 | 03/08/2018 | - | - | - | - | - | - | - | No | To be confirmed | -
WPD_CONN_04607 | REDACTED INFORMATION | Alverdiscott S.G.P. | Barnstaple Bsp | Roundswell | Western Power Distribution (South West) | Battery storage | 3.75 | - | - | - | - | Yes | Connected | 3.75 | 3.5625 | 3.75 | 3.705 | 3.9 | 30/05/2018 | - | - | - | - | - | - | - | No | To be confirmed | -
WPD_CONN_04608 | REDACTED INFORMATION | Landulph S.G.P. | St Germans Bsp | Callington | Western Power Distribution (South West) | Other renewable | 2.745 | - | - | - | - | No | Connected | 2.745 | 2.6077 | 2.745 | 5.4625 | 5.75 | 01/07/2018 | - | - | - | - | - | - | - | No | To be confirmed | -
WPD_CONN_04610 | REDACTED INFORMATION | Bridgwater S.G.P. | Bridgwater Grid Bsp | Martock | Western Power Distribution (South West) | Other renewable | 0.998 | - | - | - | - | No | Connected | 0.998 | 0.9481 | 0.998 | 0.513 | 0.54 | 01/05/2018 | - | - | - | - | - | - | - | No | To be confirmed | -
WPD_CONN_04611 | REDACTED INFORMATION | CHESTERFIELD 132kV S STN | CLIPSTONE 33kV S STN | BILSTHORPE 33 11kV S STN | Western Power Distribution (East Midlands) | Other | 3.235 | - | - | - | - | No | Connected | 3.235 | 3.1703 | 3.235 | 1.9 | 2 | 01/06/2018 | - | - | - | - | - | - | - | No | To be confirmed | -
WPD_CONN_04623 | REDACTED INFORMATION | Aberthaw Power Station | Cardiff West Grid | Llandough | Western Power Distribution (South Wales) | Solar | 0.1 | - | - | - | - | No | Connected | 0.1 | 0.098 | 0.1 | 1.14 | 1.2 | 15/03/2018 | - | - | - | - | - | - | - | No | To be confirmed | -
WPD_CONN_04642 | REDACTED INFORMATION | To be confirmed | To be confirmed | 33kV connection | Western Power Distribution (South West) | Waste | 20 | - | - | - | - | No | Connected | 20 | 19 | 20 | 0.285 | 0.3 | 18/06/2018 | - | - | - | - | - | - | - | No | To be confirmed | -
WPD_CONN_04643 | REDACTED INFORMATION | RATCLIFFE ON SOAR 132kV S STN | TOTON 3 33kV S STN | CHILWELL 33 11kV S STN | Western Power Distribution (East Midlands) | Other renewable | 7 | - | - | - | - | No | Connected | 7 | 6.65 | 7 | 0.1425 | 0.15 | 15/06/2018 | - | - | - | - | - | - | - | No | To be confirmed | -
WPD_CONN_04653 | REDACTED INFORMATION | Rassau G.S.P. | Rassau West 132/11kv S/S | Rassau West Primary | Western Power Distribution (South Wales) | Wind onshore | 0.45 | - | - | - | - | No | Connected | 0.45 | 0.45 | 0.45 | 2.6125 | 2.75 | 12/12/2016 | - | - | - | - | - | - | - | No | To be confirmed | -
WPD_CONN_04655 | REDACTED INFORMATION | WEST BURTON 132kV S STN | LINCOLN MAIN No 1 33kV S STN | DODDINGTON PARK 33 11kV S STN | Western Power Distribution (East Midlands) | Battery storage | 0.5 | - | - | - | - | No | Connected | 0.5 | 0.475 | 0.5 | 0.95 | 1 | 07/06/2018 | - | - | - | - | - | - | - | No | To be confirmed | -
WPD_CONN_04661 | REDACTED INFORMATION | RUGELEY 132kV S STN | CANNOCK 132kV S STN | Cannock 132/11kV | Western Power Distribution (West Midlands) | Other | 1.3 | - | - | - | - | No | Connected | 1.3 | 1.3 | 1.3 | 0.19 | 0.2 | 01/08/2018 | - | - | - | - | - | - | - | No | To be confirmed | -
WPD_CONN_04662 | REDACTED INFORMATION | Seabank Sgp | Avonmouth Bsp | Avonmouth | Western Power Distribution (South West) | Solar | 1.44 | - | - | - | - | No | Connected | 1.44 | 1.368 | 1.44 | 0.019 | 0.02 | 21/12/2015 | - | - | - | - | - | - | - | No | To be confirmed | -
WPD_CONN_04665 | REDACTED INFORMATION | NECHELLS EAST 132kV S STN | NECHELLS WEST 132 25kV S STN | Nechells West 132/25/11kVDUMMY | Western Power Distribution (West Midlands) | Other renewable | 8 | - | - | - | - | No | Connected | 8 | 7.6 | 8 | 0.1425 | 0.15 | 01/12/2019 | - | - | - | - | - | - | - | No | To be confirmed | -
WPD_CONN_04667 | REDACTED INFORMATION | BISHOPS WOOD 132kV S STN | HEREFORD 66kV S STN | 66kV connection | Western Power Distribution (West Midlands) | Battery storage | 20 | - | - | - | - | No | Connected | 20 | 19 | 20 | 19 | 20 | 31/08/2018 | - | - | - | - | - | - | - | No | To be confirmed | -
WPD_CONN_04668 | REDACTED INFORMATION | To be confirmed | To be confirmed | 33kV connection | Western Power Distribution (South West) | Waste | 20 | - | - | - | - | No | Connected | 20 | 19 | 20 | 0.7125 | 0.75 | 28/08/2018 | - | - | - | - | - | - | - | No | To be confirmed | -
WPD_CONN_04673 | REDACTED INFORMATION | Stoke Bardolph 132kv | NOTTINGHAM EAST 33kV S STN | COLWICK 33 11kV S STN | Western Power Distribution (East Midlands) | Other | 4.837 | - | - | - | - | No | Connected | 4.837 | 4.5951 | 4.837 | 0.19 | 0.2 | 01/08/2018 | - | - | - | - | - | - | - | No | To be confirmed | -
WPD_CONN_04675 | REDACTED INFORMATION | ENDERBY 132kV S STN | COALVILLE 33KV S STN | COALVILLE 11kV S STN | Western Power Distribution (East Midlands) | Solar | 4 | - | - | - | - | No | Connected | 4 | 4 | 4 | 2.47 | 2.6 | 01/08/2018 | - | - | - | - | - | - | - | No | To be confirmed | -
WPD_CONN_04680 | REDACTED INFORMATION | EAST CLAYDON 132KV S STN | BLETCHLEY 33KV S STN | 33kV connection | Western Power Distribution (East Midlands) | Other | 20 | - | - | - | - | No | Connected | 20 | 19 | 20 | 0.7125 | 0.75 | 31/10/2018 | - | - | - | - | - | - | - | No | To be confirmed | -
WPD_CONN_04686 | REDACTED INFORMATION | To be confirmed | To be confirmed | 33kV connection | Western Power Distribution (South Wales) | Other | 20 | - | - | - | - | No | Connected | 20 | 19 | 20 | 0.2375 | 0.25 | 08/10/2018 | - | - | - | - | - | - | - | No | To be confirmed | -
WPD_CONN_04688 | REDACTED INFORMATION | IRON ACTON 132kV S STN | RYEFORD 132kV S STN | 33kV connection | Western Power Distribution (West Midlands) | Waste | 22 | - | - | - | - | No | Connected | 22 | 22 | 22 | 3.8 | 4 | 01/09/2018 | - | - | - | - | - | - | - | No | To be confirmed | -
WPD_CONN_04689 | REDACTED INFORMATION | To be confirmed | To be confirmed | 33kV connection | Western Power Distribution (West Midlands) | Battery storage | 41.347 | - | - | - | - | No | Connected | 41.347 | 39.2796 | 41.347 | 38.95 | 41 | 31/10/2018 | - | - | - | - | - | - | - | No | To be confirmed | -
WPD_CONN_04691 | REDACTED INFORMATION | WILLENHALL 132 25kV S STN | Willenhall 132/25/11kVDUMMY | Willenhall 132/25/11kVDUMMY | Western Power Distribution (West Midlands) | Other renewable | 2.535 | - | - | - | - | No | Connected | 2.535 | 2.4083 | 2.535 | 4.94 | 5.2 | 01/10/2018 | - | - | - | - | - | - | - | No | To be confirmed | -
WPD_CONN_04693 | REDACTED INFORMATION | Stoke Bardolph 132kv | NOTTINGHAM EAST 33kV S STN | 33kV connection | Western Power Distribution (East Midlands) | Other | 16 | - | - | - | - | No | Connected | 16 | 15.2 | 16 | 0.2375 | 0.25 | 28/09/2018 | - | - | - | - | - | - | - | No | To be confirmed | -
WPD_CONN_04696 | REDACTED INFORMATION | To be confirmed | To be confirmed | 33kV connection | Western Power Distribution (West Midlands) | Other | 20 | - | - | - | - | No | Connected | 20 | 19 | 20 | 0.095 | 0.1 | 10/09/2018 | - | - | - | - | - | - | - | No | To be confirmed | -
WPD_CONN_04697 | REDACTED INFORMATION | CHESTERFIELD 132kV S STN | STAVELEY 33kV S STN | STAVELEY 11kV S STN | Western Power Distribution (East Midlands) | Other | 3.731 | - | - | - | - | No | Connected | 3.731 | 3.5444 | 3.731 | 0.1425 | 0.15 | 12/12/2018 | - | - | - | - | - | - | - | No | To be confirmed | -
WPD_CONN_04699 | REDACTED INFORMATION | Stoke Bardolph 132kv | NOTTINGHAM EAST 33kV S STN | COLWICK 33 11kV S STN | Western Power Distribution (East Midlands) | Other | 5.2 | - | - | - | - | No | Connected | 5.2 | 4.94 | 5.2 | 0.1425 | 0.15 | 04/09/2018 | - | - | - | - | - | - | - | No | To be confirmed | -
WPD_CONN_04703 | REDACTED INFORMATION | CHESTERFIELD 132kV S STN | ALFRETON 33kV S STN | 33kV connection | Western Power Distribution (East Midlands) | Other | 14 | - | - | - | - | No | Connected | 14 | 13.72 | 14 | 0.2508 | 0.264 | 04/12/2018 | - | - | - | - | - | - | - | No | To be confirmed | -
WPD_CONN_04712 | REDACTED INFORMATION | ENDERBY 132kV S STN | LEICESTER NORTH 33kV S STN | GROBY ROAD 33 11kV S STN | Western Power Distribution (East Midlands) | Solar | 1.62 | - | - | - | - | No | Connected | 1.62 | 1.539 | 1.62 | 0.285 | 0.3 | 28/03/2016 | - | - | - | - | - | - | - | No | To be confirmed | -
WPD_CONN_04715 | REDACTED INFORMATION | Cellarhead 132kV | MEAFORD C 132kV S STN | COTES HEATH 33 11kV S STN | Western Power Distribution (West Midlands) | Other | 3.195 | - | - | - | - | No | Connected | 3.195 | 3.0352 | 3.195 | 0.152 | 0.16 | 25/03/2010 | - | - | - | - | - | - | - | No | To be confirmed | -
WPD_CONN_04721 | REDACTED INFORMATION | EAST CLAYDON 132KV S STN | BANBURY 132kV S STN | Banbury 132/11kVDUMMY | Western Power Distribution (West Midlands) | Other | 12 | - | - | - | - | No | Connected | 12 | 11.4 | 12 | 0.57 | 0.6 | 01/12/2018 | - | - | - | - | - | - | - | Yes | To be confirmed | WPD_SRVC_00097
WPD_CONN_04724 | REDACTED INFORMATION | Cellarhead 132kV | WHITFIELD 132 33kV S STN | 33kV connection | Western Power Distribution (West Midlands) | Other | 20.28 | - | - | - | - | No | Connected | 20.28 | 19.8744 | 20.28 | 0.475 | 0.5 | 31/12/2018 | - | - | - | - | - | - | - | No | To be confirmed | -
WPD_CONN_04725 | REDACTED INFORMATION | CHESTERFIELD 132kV S STN | ANNESLEY 33kV S STN | HUTHWAITE 33 11kV S STN | Western Power Distribution (East Midlands) | Other | 5 | - | - | - | - | No | Connected | 5 | 4.75 | 5 | 0.266 | 0.28 | 30/11/2018 | - | - | - | - | - | - | - | No | To be confirmed | -
WPD_CONN_04726 | REDACTED INFORMATION | CHESTERFIELD 132kV S STN | MANSFIELD 33kV S STN | LIME TREE PLACE 33 11kV S STN | Western Power Distribution (East Midlands) | Other renewable | 0.45 | - | - | - | - | No | Connected | 0.45 | 0.4275 | 0.45 | 1.805 | 1.9 | 03/12/2018 | - | - | - | - | - | - | - | No | To be confirmed | -
WPD_CONN_04727 | REDACTED INFORMATION | WALPOLE 132kV S STN | BOSTON 33kV S STN | MARSH LANE 33 11kV S STN | Western Power Distribution (East Midlands) | Other | 15.3 | - | - | - | - | No | Connected | 15.3 | 14.535 | 15.3 | 4.56 | 4.8 | 26/06/2018 | - | - | - | - | - | - | - | No | To be confirmed | -
WPD_CONN_04731 | REDACTED INFORMATION | GRENDON 132kV S STN | NORTHAMPTON 33kV S STN | PINEHAM 33 11kV S STN | Western Power Distribution (East Midlands) | Other renewable | 1.6 | - | - | - | - | No | Connected | 1.6 | 1.52 | 1.6 | 2.8025 | 2.95 | 07/11/2018 | - | - | - | - | - | - | - | No | To be confirmed | -
WPD_CONN_04735 | REDACTED INFORMATION | Swansea North Grid | 132kV connection | 132kV connection | Western Power Distribution (South Wales) | Wind onshore | 32.8 | - | - | - | - | No | Connected | 32.8 | 32.8 | 32.8 | 0.19 | 0.2 | 03/12/2018 | - | - | - | - | - | - | - | No | To be confirmed | -
WPD_CONN_04738 | REDACTED INFORMATION | To be confirmed | To be confirmed | To be confirmed | Western Power Distribution (East Midlands) | Solar | 12.5496 | - | - | - | - | No | Connected | 12.5496 | 11.9221 | 12.5496 | 28.5 | 30 | 20/12/2012 | - | - | - | - | - | - | - | No | To be confirmed | -
WPD_CONN_04740 | REDACTED INFORMATION | To be confirmed | To be confirmed | 33kV connection | Western Power Distribution (South Wales) | Other | 20.818 | - | - | - | - | No | Connected | 20.818 | 19.7771 | 20.818 | 0.6365 | 0.67 | 12/11/2018 | - | - | - | - | - | - | - | No | To be confirmed | -
WPD_CONN_04742 | REDACTED INFORMATION | WEST BURTON 132kV S STN | WORKSOP 33kV S STN | WORKSOP WEST 33 11kV S STN | Western Power Distribution (East Midlands) | Other | 7.2 | - | - | - | - | No | Connected | 7.2 | 6.84 | 7.2 | 0.095 | 0.1 | 13/12/2018 | - | - | - | - | - | - | - | No | To be confirmed | -
WPD_CONN_04744 | REDACTED INFORMATION | To be confirmed | 132kV connection | 132kV connection | Western Power Distribution (South Wales) | Other | 27.4056 | - | - | - | - | No | Connected | 27.4056 | 26.0353 | 27.4056 | 14.25 | 15 | 21/06/2007 | - | - | - | - | - | - | - | No | To be confirmed | -
WPD_CONN_04756 | REDACTED INFORMATION | To be confirmed | To be confirmed | 33kV connection | Western Power Distribution (South West) | Waste | 44.363 | - | - | - | - | No | Connected | 44.363 | 42.1448 | 44.363 | 3.8 | 4 | 01/09/2019 | - | - | - | - | - | - | - | No | To be confirmed | -
WPD_CONN_04759 | REDACTED INFORMATION | IRON ACTON 132kV S STN | RYEFORD 132kV S STN | DUDBRIDGE 33 11kV S STN | Western Power Distribution (West Midlands) | Solar | 0.94248 | - | - | - | - | No | Connected | 0.94248 | 0.92363 | 0.94248 | 0.95 | 1 | 01/12/2018 | - | - | - | - | - | - | - | No | To be confirmed | -
WPD_CONN_04761 | REDACTED INFORMATION | To be confirmed | To be confirmed | 66kV connection | Western Power Distribution (South Wales) | To be confirmed | 0 | - | - | - | - | No | Connected | 0 | 0 | 0 | 247 | 260 | To be Confirmed | - | - | - | - | - | - | - | No | To be confirmed | -
WPD_CONN_04762 | REDACTED INFORMATION | Landulph S.G.P. | Ernesettle Bsp | Ernesettle B & S | Western Power Distribution (South West) | Solar | 0.099 | - | - | - | - | No | Connected | 0.099 | 0.09702 | 0.099 | 2.09 | 2.2 | 17/12/2018 | - | - | - | - | - | - | - | No | To be confirmed | -
WPD_CONN_04764 | REDACTED INFORMATION | WILLENHALL 132 25kV S STN | WOLVERHAMPTON 132kV S STN | Wolverhampton 132/33/11kV DUMMY | Western Power Distribution (West Midlands) | Battery storage | 5.34 | - | - | - | - | No | Connected | 5.34 | 5.34 | 5.34 | 4.9998 | 5.263 | 01/03/2019 | - | - | - | - | - | - | - | No | To be confirmed | -
WPD_CONN_04767 | REDACTED INFORMATION | BISHOPS WOOD 132kV S STN | HEREFORD 66kV S STN | HEREFORD SOUTH 66 11kV S STN | Western Power Distribution (West Midlands) | Other | 4 | - | - | - | - | No | Connected | 4 | 3.8 | 4 | 1.52 | 1.6 | 09/09/2009 | - | - | - | - | - | - | - | No | To be confirmed | -
WPD_CONN_04788 | REDACTED INFORMATION | To be confirmed | To be confirmed | To be confirmed | Western Power Distribution (West Midlands) | Other | 0.4 | - | - | - | - | No | Connected | 0.4 | 0.38 | 0.4 | 24.225 | 25.5 | 12/02/2019 | - | - | - | - | - | - | - | No | To be confirmed | -
WPD_CONN_04789 | REDACTED INFORMATION | GRENDON 132kV S STN | NORTHAMPTON WEST 33kV S STN | CHAPEL BRAMPTON 33 11kV S STN | Western Power Distribution (East Midlands) | Other | 2.3556 | - | - | - | - | No | Connected | 2.3556 | 2.2378 | 2.3556 | 12.92 | 13.6 | 07/02/2019 | - | - | - | - | - | - | - | No | To be confirmed | -
WPD_CONN_04796 | REDACTED INFORMATION | IRON ACTON 132kV S STN | CHIPPING SODBURY 132kV S STN | ALVESTON 33 11kV S STN | Western Power Distribution (West Midlands) | Solar | 2.25 | - | - | - | - | No | Connected | 2.25 | 2.25 | 2.25 | 0.57 | 0.6 | 01/03/2019 | - | - | - | - | - | - | - | No | To be confirmed | -
WPD_CONN_04802 | REDACTED INFORMATION | WILLINGTON 132kV S STN | SPONDON B 33kV S STN | 33kV connection | Western Power Distribution (East Midlands) | Other | 40 | - | - | - | - | No | Connected | 40 | 38 | 40 | 1.425 | 1.5 | 16/03/2019 | - | - | - | - | - | - | - | No | To be confirmed | -
WPD_CONN_04814 | REDACTED INFORMATION | RATCLIFFE ON SOAR 132kV S STN | NOTTINGHAM 33kV S STN | NORTH WILFORD 33 11kV S STN | Western Power Distribution (East Midlands) | Solar | 0.346 | - | - | - | - | No | Connected | 0.346 | 0.33908 | 0.346 | 2.945 | 3.1 | 26/09/2017 | - | - | - | - | - | - | - | No | To be confirmed | -
WPD_CONN_04823 | REDACTED INFORMATION | Seabank Sgp | Avonmouth Bsp | Kingsweston | Western Power Distribution (South West) | Wind onshore | 2.5 | - | - | - | - | No | Connected | 2.5 | 2.375 | 2.5 | 0.0703 | 0.074 | 01/05/2019 | - | - | - | - | - | - | - | No | To be confirmed | -
WPD_CONN_04824 | REDACTED INFORMATION | Seabank Sgp | Avonmouth Bsp | Kingsweston | Western Power Distribution (South West) | Wind onshore | 2.5 | - | - | - | - | No | Connected | 2.5 | 2.375 | 2.5 | 1.71 | 1.8 | 01/05/2019 | - | - | - | - | - | - | - | No | To be confirmed | -
WPD_CONN_04830 | REDACTED INFORMATION | Seabank Sgp | Radstock Bsp 132kv | Shepton Mallet | Western Power Distribution (South West) | Solar | 0.15 | - | - | - | - | No | Connected | 0.15 | 0.147 | 0.15 | 1.5675 | 1.65 | 01/04/2019 | - | - | - | - | - | - | - | No | To be confirmed | -
WPD_CONN_04838 | REDACTED INFORMATION | ENDERBY 132kV S STN | COALVILLE 33KV S STN | 33kV connection | Western Power Distribution (East Midlands) | Battery storage | 10.4 | - | - | - | - | No | Connected | 10.4 | 10.4 | 10.4 | 7.6 | 8 | 22/04/2019 | - | - | - | - | - | - | - | No | To be confirmed | -
WPD_CONN_04842 | REDACTED INFORMATION | LEA MARSTON 132kV S STN | HAMS HALL SOUTH 132kV S STN | Hams Hall South 132/11kVDUMMY | Western Power Distribution (West Midlands) | Other renewable | 1.2 | - | - | - | - | No | Connected | 1.2 | 1.14 | 1.2 | 1.9 | 2 | 01/06/2019 | - | - | - | - | - | - | - | No | To be confirmed | -
WPD_CONN_04851 | REDACTED INFORMATION | PORT HAM 132kV S STN | CASTLE MEADS 33kV S STN | BROCKWORTH 33 11kV S STN | Western Power Distribution (West Midlands) | Other renewable | 3.3 | - | - | - | - | No | Connected | 3.3 | 3.135 | 3.3 | 7.6 | 8 | 25/07/2018 | - | - | - | - | - | - | - | No | To be confirmed | -
WPD_CONN_04853 | REDACTED INFORMATION | EAST CLAYDON 132KV S STN | BANBURY 132kV S STN | Banbury 132/11kVDUMMY | Western Power Distribution (West Midlands) | To be confirmed | 0 | - | - | - | - | No | Connected | 0 | 0 | 0 | 0.95 | 1 | To be Confirmed | - | - | - | - | - | - | - | No | To be confirmed | -
WPD_CONN_04857 | REDACTED INFORMATION | To be confirmed | BUXTON 132kV S STN | HINDLOW 33 11kV S STN | Western Power Distribution (East Midlands) | Other renewable | 1 | - | - | - | - | No | Connected | 1 | 0.95 | 1 | 3.04 | 3.2 | 01/05/2019 | - | - | - | - | - | - | - | No | To be confirmed | -
WPD_CONN_04858 | REDACTED INFORMATION | Iron Acton S.G.P. | Seabank Bsp | Western Approach | Western Power Distribution (South West) | Other | 1.4788 | - | - | - | - | No | Connected | 1.4788 | 1.4048 | 1.4788 | 2.09 | 2.2 | 06/03/2019 | - | - | - | - | - | - | - | No | To be confirmed | -
WPD_CONN_04860 | REDACTED INFORMATION | To be confirmed | To be confirmed | 33kV connection | Western Power Distribution (South West) | Waste | 20.28 | - | - | - | - | No | Connected | 20.28 | 19.266 | 20.28 | 0.475 | 0.5 | 06/06/2019 | - | - | - | - | - | - | - | No | To be confirmed | -
WPD_CONN_04865 | REDACTED INFORMATION | Seabank Sgp | Avonmouth Bsp | Kingsweston | Western Power Distribution (South West) | Other | 11 | - | - | - | - | No | Connected | 11 | 10.45 | 11 | 1.9 | 2 | 01/04/1997 | - | - | - | - | - | - | - | No | To be confirmed | -
WPD_CONN_04876 | REDACTED INFORMATION | ENDERBY 132kV S STN | LEICESTER EAST 33kV S STN | HIGHFIELDS 33 11kV S STN | Western Power Distribution (East Midlands) | Other renewable | 3.2 | - | - | - | - | No | Connected | 3.2 | 3.04 | 3.2 | 4.275 | 4.5 | 01/12/2012 | - | - | - | - | - | - | - | No | To be confirmed | -
WPD_CONN_04881 | REDACTED INFORMATION | WILLINGTON 132kV S STN | STANTON 33kV S STN | ILKESTON 33 11kV S STN | Western Power Distribution (East Midlands) | Other | 7.2 | - | - | - | - | No | Connected | 7.2 | 6.84 | 7.2 | 0.1425 | 0.15 | 01/10/2019 | - | - | - | - | - | - | - | No | To be confirmed | -
WPD_CONN_04886 | REDACTED INFORMATION | COVENTRY 132kV S STN | COVENTRY NORTH 33kV S STN | WALSGRAVE 33 11kV S STN | Western Power Distribution (East Midlands) | Solar | 0.0495 | - | - | - | - | No | Connected | 0.0495 | 0.04851 | 0.0495 | 0.95 | 1 | 24/04/2019 | - | - | - | - | - | - | - | No | To be confirmed | -
WPD_CONN_04888 | REDACTED INFORMATION | Pyle Grid | Pyle Bsp | Nottage | Western Power Distribution (South Wales) | Other | 1.236 | - | - | - | - | No | Connected | 1.236 | 1.1742 | 1.236 | 0.038 | 0.04 | 15/09/1998 | - | - | - | - | - | - | - | No | To be confirmed | -
WPD_CONN_04893 | REDACTED INFORMATION | OCKER HILL C 132kV S STN | To be confirmed | Black Lake 132/11kVDUMMY | Western Power Distribution (West Midlands) | Other | 18 | - | - | - | - | No | Connected | 18 | 17.1 | 18 | 0.76 | 0.8 | 29/09/2019 | - | - | - | - | - | - | - | No | To be confirmed | -
WPD_CONN_04894 | REDACTED INFORMATION | CHESTERFIELD 132kV S STN | STAVELEY 33kV S STN | STAVELEY 11kV S STN | Western Power Distribution (East Midlands) | Waste | 8.924 | - | - | - | - | No | Connected | 8.924 | 8.4778 | 8.924 | 0.1425 | 0.15 | 01/12/2019 | - | - | - | - | - | - | - | No | To be confirmed | -
WPD_CONN_04896 | REDACTED INFORMATION | Swansea North Grid | Ammanford Grid | Cross Hands | Western Power Distribution (South Wales) | Wind onshore | 1 | - | - | - | - | No | Connected | 1 | 0.98 | 1 | 0.019 | 0.02 | 08/12/2015 | - | - | - | - | - | - | - | No | To be confirmed | -
WPD_CONN_04907 | REDACTED INFORMATION | To be confirmed | 132kV connection | 132kV connection | Western Power Distribution (East Midlands) | Other | 74.01 | - | - | - | - | No | Connected | 74.01 | 72.5298 | 74.01 | 1.14 | 1.2 | 20/01/2012 | - | - | - | - | - | - | - | No | To be confirmed | -
WPD_CONN_04908 | REDACTED INFORMATION | IRON ACTON 132kV S STN | CHIPPING SODBURY 132kV S STN | ALVESTON 33 11kV S STN | Western Power Distribution (West Midlands) | Solar | 0.176 | - | - | - | - | No | Connected | 0.176 | 0.176 | 0.176 | 1.425 | 1.5 | 01/12/2019 | - | - | - | - | - | - | - | No | To be confirmed | -
WPD_CONN_04913 | REDACTED INFORMATION | Cellarhead 132kV | BURSLEM 132kV S STN | Burslem 132/33/11kVDUMMY | Western Power Distribution (West Midlands) | Other | 7.344 | - | - | - | - | No | Connected | 7.344 | 6.9768 | 7.344 | 0.285 | 0.3 | 18/03/2008 | - | - | - | - | - | - | - | No | To be confirmed | -
WPD_CONN_04917 | REDACTED INFORMATION | IRON ACTON 132kV S STN | RYEFORD 132kV S STN | Ryeford 132/33/11kVDUMMY | Western Power Distribution (West Midlands) | Solar | 0.549 | - | - | - | - | No | Connected | 0.549 | 0.53802 | 0.549 | 1.425 | 1.5 | 01/08/2019 | - | - | - | - | - | - | - | No | To be confirmed | -
WPD_CONN_04918 | REDACTED INFORMATION | CHESTERFIELD 132kV S STN | WHITWELL 33kV S STN | CRAGGS LANE 33 11kV S STN | Western Power Distribution (East Midlands) | Other | 3.723 | - | - | - | - | No | Connected | 3.723 | 3.5368 | 3.723 | 0.19 | 0.2 | 08/07/2015 | - | - | - | - | - | - | - | No | To be confirmed | -
WPD_CONN_04924 | REDACTED INFORMATION | Upper Boat | Upper Boat Bsp | Upper Boat Primary | Western Power Distribution (South Wales) | Solar | 0.08198 | - | - | - | - | No | Connected | 0.08198 | 0.08198 | 0.08198 | 3.04 | 3.2 | 16/09/2019 | - | - | - | - | - | - | - | No | To be confirmed | -
WPD_CONN_04933 | REDACTED INFORMATION | IRONBRIDGE 132kV S STN | KETLEY 132kV S STN | SNEDSHILL 33 11kV S STN | Western Power Distribution (West Midlands) | Solar | 0.13 | - | - | - | - | No | Connected | 0.13 | 0.1274 | 0.13 | 1.9 | 2 | 19/11/2015 | - | - | - | - | - | - | - | No | To be confirmed | -
WPD_CONN_04937 | REDACTED INFORMATION | IRON ACTON 132kV S STN | CHIPPING SODBURY 132kV S STN | COWHORN 33 11kV S STN | Western Power Distribution (West Midlands) | Solar | 1.44 | - | - | - | - | No | Connected | 1.44 | 1.4112 | 1.44 | 0.038 | 0.04 | 01/11/2019 | - | - | - | - | - | - | - | No | To be confirmed | -
WPD_CONN_04946 | REDACTED INFORMATION | To be confirmed | To be confirmed | To be confirmed | Western Power Distribution (East Midlands) | Other renewable | 9 | - | - | - | - | No | Connected | 9 | 8.55 | 9 | 8.55 | 9 | 03/08/2019 | - | - | - | - | - | - | - | No | To be confirmed | -
WPD_CONN_04947 | REDACTED INFORMATION | Seabank Sgp | Weston Bsp 132kv | Weston Locking Rd | Western Power Distribution (South West) | Waste | 1.099 | - | - | - | - | No | Connected | 1.099 | 1.044 | 1.099 | 0.20425 | 0.215 | 25/09/2014 | - | - | - | - | - | - | - | No | To be confirmed | -
WPD_CONN_04948 | REDACTED INFORMATION | Abham S.G.P. | Newton Abbot Bsp (Forde Road) | Chudleigh Knighton | Western Power Distribution (South West) | Other | 3.6 | - | - | - | - | No | Connected | 3.6 | 3.42 | 3.6 | 4.085 | 4.3 | 01/04/1999 | - | - | - | - | - | - | - | No | To be confirmed | -
WPD_CONN_04950 | REDACTED INFORMATION | EAST CLAYDON 132KV S STN | BRADWELL ABBEY 33kV S STN | WOLVERTON 33 11kV S STN | Western Power Distribution (East Midlands) | Solar | 1.6 | - | - | - | - | No | Connected | 1.6 | 1.568 | 1.6 | 0.6175 | 0.65 | 02/12/2019 | - | - | - | - | - | - | - | No | To be confirmed | -
WPD_CONN_04957 | REDACTED INFORMATION | COVENTRY 132kV S STN | HINCKLEY 132KV S STN | HINCKLEY 11kV S STN | Western Power Distribution (East Midlands) | Other | 11.36 | - | - | - | - | No | Connected | 11.36 | 10.792 | 11.36 | 0.3325 | 0.35 | 12/03/2018 | - | - | - | - | - | - | - | No | To be confirmed | -
WPD_CONN_04958 | REDACTED INFORMATION | COVENTRY 132kV S STN | HINCKLEY 132KV S STN | HINCKLEY 11kV S STN | Western Power Distribution (East Midlands) | Other | 11.36 | - | - | - | - | No | Connected | 11.36 | 10.792 | 11.36 | 0.0475 | 0.05 | 12/03/2018 | - | - | - | - | - | - | - | No | To be confirmed | -
WPD_CONN_04961 | REDACTED INFORMATION | To be confirmed | To be confirmed | 66kV connection | Western Power Distribution (South Wales) | To be confirmed | 0 | - | - | - | - | No | Connected | 0 | 0 | 0 | 0.1425 | 0.15 | To be Confirmed | - | - | - | - | - | - | - | No | To be confirmed | -
WPD_CONN_04962 | REDACTED INFORMATION | Bushbury D 132kV | BUSHBURY C 132kV S STN | Bushbury B-C 132/33/11kVDUMMY | Western Power Distribution (West Midlands) | Other | 2.08 | - | - | - | - | No | Connected | 2.08 | 1.976 | 2.08 | 3.8 | 4 | 17/09/2015 | - | - | - | - | - | - | - | No | To be confirmed | -
WPD_CONN_04968 | REDACTED INFORMATION | CHESTERFIELD 132kV S STN | ALFRETON 33kV S STN | SOMERCOTES 33 11kV S STN | Western Power Distribution (East Midlands) | Waste | 10.158 | - | - | - | - | No | Connected | 10.158 | 9.6501 | 10.158 | 0.475 | 0.5 | 09/01/2017 | - | - | - | - | - | - | - | No | To be confirmed | -
WPD_CONN_04973 | REDACTED INFORMATION | Uskmouth | Newport South | Ringland Newport | Western Power Distribution (South Wales) | Solar | 1.6 | - | - | - | - | No | Connected | 1.6 | 1.52 | 1.6 | 0.475 | 0.5 | 01/03/2019 | - | - | - | - | - | - | - | No | To be confirmed | -
WPD_ANYC_00001 | REDACTED INFORMATION | Swansea North Grid | Hirwaun Grid | Hirwaun Primary | Western Power Distribution (South Wales) | Other renewable | 0 | - | - | - | - | No | Accepted to Connect | - | - | - | - | - | - | 0 | 17.8125 | 18.75 | 2.85 | 3 | 18/11/2011 | To be Confirmed | To be confirmed | To be confirmed | -
WPD_ANYC_00002 | REDACTED INFORMATION | Exeter Main S.G.P. | Sowton Bsp | To be confirmed | Western Power Distribution (South West) | Waste | 11 | - | - | - | - | No | Accepted to Connect | - | - | - | - | - | - | 11 | 10.45 | 11 | 1.71 | 1.8 | 26/09/2011 | To be Confirmed | To be confirmed | To be confirmed | -
WPD_ANYC_00004 | REDACTED INFORMATION | Swansea North Grid | Lampeter Grid | Lampeter Primary | Western Power Distribution (South Wales) | Wind onshore | 0 | - | - | - | - | No | Accepted to Connect | - | - | - | - | - | - | 0 | 4.75 | 5 | 4.75 | 5 | 06/03/2013 | To be Confirmed | To be confirmed | To be confirmed | -
WPD_ANYC_00005 | REDACTED INFORMATION | Swansea North Grid | 132kV connection | 132kV connection | Western Power Distribution (South Wales) | Solar | 0 | - | - | - | - | No | Accepted to Connect | - | - | - | - | - | - | 0 | 28.5 | 30 | 28.5 | 30 | 05/09/2013 | To be Confirmed | To be confirmed | To be confirmed | -
WPD_ANYC_00006 | REDACTED INFORMATION | Indian Queens S.G.P. | Fraddon Bsp | To be confirmed | Western Power Distribution (South West) | Solar | 0 | - | - | - | - | No | Accepted to Connect | - | - | - | - | - | - | 0 | 22.8 | 24 | 22.8 | 24 | 19/06/2013 | To be Confirmed | To be confirmed | To be confirmed | -
WPD_ANYC_00007 | REDACTED INFORMATION | COVENTRY 132kV S STN | RUGBY 33kV S STN | 33kV or 66kV connection | Western Power Distribution (East Midlands) | Solar | 0 | - | - | - | - | No | Accepted to Connect | - | - | - | - | - | - | 0 | 11.4 | 12 | 11.4 | 12 | 25/10/2013 | To be Confirmed | To be confirmed | To be confirmed | -
WPD_ANYC_00008 | REDACTED INFORMATION | WALPOLE 132kV S STN | SPALDING CLAY LAKE 33kV S STN | To be confirmed | Western Power Distribution (East Midlands) | Other | 18 | - | - | - | - | No | Accepted to Connect | - | - | - | - | - | - | 18 | 17.1 | 18 | 0 | 0 | 06/08/2013 | To be Confirmed | To be confirmed | To be confirmed | -
WPD_ANYC_00009 | REDACTED INFORMATION | GRENDON 132kV S STN | CORBY No2 33kV S STN | EARLSTREES 33 11kV S STN | Western Power Distribution (East Midlands) | Biomass | 0 | - | - | - | - | No | Accepted to Connect | - | - | - | - | - | - | 0 | 8.55 | 9 | 8.55 | 9 | 30/01/2014 | To be Confirmed | To be confirmed | To be confirmed | -
WPD_ANYC_00010 | REDACTED INFORMATION | Seabank Sgp | Radstock Bsp 132kv | To be confirmed | Western Power Distribution (South West) | Solar | 0 | - | - | - | - | No | Accepted to Connect | - | - | - | - | - | - | 0 | 3.99 | 4.2 | 3.99 | 4.2 | 08/01/2014 | To be Confirmed | To be confirmed | To be confirmed | -
WPD_ANYC_00011 | REDACTED INFORMATION | WALPOLE 132kV S STN | STAMFORD 33kV S STN | WITTERING 33 11kV S STN | Western Power Distribution (East Midlands) | Solar | 3 | - | - | - | - | No | Accepted to Connect | - | - | - | - | - | - | 3 | 2.85 | 3 | 0.095 | 0.1 | 07/10/2014 | To be Confirmed | To be confirmed | To be confirmed | -
WPD_ANYC_00012 | REDACTED INFORMATION | Swansea North Grid | Tir John Power Station | 33kV or 66kV connection | Western Power Distribution (South Wales) | Solar | 8 | - | - | - | - | Yes | Accepted to Connect | - | - | - | - | - | - | 8 | 7.448 | 7.84 | 0 | 0 | 07/05/2014 | To be Confirmed | To be confirmed | To be confirmed | -
WPD_ANYC_00013 | REDACTED INFORMATION | Swansea North Grid | Lampeter Grid | To be confirmed | Western Power Distribution (South Wales) | Hydro water reservoir | 1.8 | - | - | - | - | Yes | Accepted to Connect | - | - | - | - | - | - | 1.8 | 1.6245 | 1.71 | 0.095 | 0.1 | 11/06/2014 | To be Confirmed | To be confirmed | To be confirmed | -
WPD_ANYC_00014 | REDACTED INFORMATION | Uskmouth | 132kV connection | 132kV connection | Western Power Distribution (South Wales) | Solar | 49 | - | - | - | - | No | Accepted to Connect | - | - | - | - | - | - | 49 | 46.55 | 49 | 0.07885 | 0.083 | 26/06/2014 | To be Confirmed | To be confirmed | To be confirmed | -
WPD_ANYC_00016 | REDACTED INFORMATION | Swansea North Grid | Carmarthen Grid | Trevaughan | Western Power Distribution (South Wales) | Solar | 2 | - | - | - | - | No | Accepted to Connect | - | - | - | - | - | - | 2 | 1.9 | 2 | 0.0475 | 0.05 | 13/10/2014 | To be Confirmed | To be confirmed | To be confirmed | -
WPD_ANYC_00017 | REDACTED INFORMATION | Swansea North Grid | Swansea North Bsp | 33kV or 66kV connection | Western Power Distribution (South Wales) | Solar | 9 | - | - | - | - | Yes | Accepted to Connect | - | - | - | - | - | - | 9 | 8.55 | 9 | 0.095 | 0.1 | 12/11/2014 | To be Confirmed | To be confirmed | To be confirmed | -
WPD_ANYC_00018 | REDACTED INFORMATION | Uskmouth | Newport South | To be confirmed | Western Power Distribution (South Wales) | Other | 19 | - | - | - | - | No | Accepted to Connect | - | - | - | - | - | - | 19 | 18.05 | 19 | 1.805 | 1.9 | 18/12/2014 | To be Confirmed | To be confirmed | To be confirmed | -
WPD_ANYC_00019 | REDACTED INFORMATION | Bridgwater S.G.P. | Bridgwater Grid Bsp | Colley Lane | Western Power Distribution (South West) | Solar | 7.75 | - | - | - | - | No | Accepted to Connect | - | - | - | - | - | - | 7.75 | 7.3625 | 7.75 | 1.805 | 1.9 | 14/10/2014 | To be Confirmed | To be confirmed | To be confirmed | -
WPD_ANYC_00020 | REDACTED INFORMATION | Pyle Grid | Pyle Bsp | To be confirmed | Western Power Distribution (South Wales) | Wind onshore | 35 | - | - | - | - | No | Accepted to Connect | - | - | - | - | - | - | 35 | 33.25 | 35 | 0.475 | 0.5 | 14/10/2014 | To be Confirmed | To be confirmed | To be confirmed | -
WPD_ANYC_00021 | REDACTED INFORMATION | Rassau G.S.P. | Ebbw Vale | To be confirmed | Western Power Distribution (South Wales) | Other | 20.92 | - | - | - | - | No | Accepted to Connect | - | - | - | - | - | - | 20.92 | 19.874 | 20.92 | 0.0456 | 0.048 | 13/10/2014 | To be Confirmed | To be confirmed | To be confirmed | -
WPD_ANYC_00022 | REDACTED INFORMATION | Pembroke Power Station | Golden Hill Grid | To be confirmed | Western Power Distribution (South Wales) | Solar | 22 | - | - | - | - | No | Accepted to Connect | - | - | - | - | - | - | 22 | 20.9 | 22 | 0.095 | 0.1 | 29/10/2014 | To be Confirmed | To be confirmed | To be confirmed | -
WPD_ANYC_00023 | REDACTED INFORMATION | Iron Acton S.G.P. | Feeder Road 33kv | Whitchurch | Western Power Distribution (South West) | Waste | 1.6 | - | - | - | - | No | Accepted to Connect | - | - | - | - | - | - | 1.6 | 1.52 | 1.6 | 0.475 | 0.5 | 24/10/2014 | To be Confirmed | To be confirmed | To be confirmed | -
WPD_ANYC_00024 | REDACTED INFORMATION | GRENDON 132kV S STN | CORBY No2 33kV S STN | To be confirmed | Western Power Distribution (East Midlands) | Solar | 5 | - | - | - | - | No | Accepted to Connect | - | - | - | - | - | - | 5 | 4.75 | 5 | 2.375 | 2.5 | 22/12/2014 | To be Confirmed | To be confirmed | To be confirmed | -
WPD_ANYC_00025 | REDACTED INFORMATION | Uskmouth | 132kV connection | 132kV connection | Western Power Distribution (South Wales) | Solar | 41 | - | - | - | - | No | Accepted to Connect | - | - | - | - | - | - | 41 | 38.95 | 41 | 0.00095 | 0.001 | 20/03/2015 | To be Confirmed | To be confirmed | To be confirmed | -
WPD_ANYC_00026 | REDACTED INFORMATION | BICKER FEN 132kV S STN | To be confirmed | To be confirmed | Western Power Distribution (East Midlands) | Wind onshore | 54 | - | - | - | - | No | Accepted to Connect | - | - | - | - | - | - | 54 | 51.3 | 54 | 1.2397 | 1.305 | 17/04/2015 | To be Confirmed | To be confirmed | To be confirmed | -
WPD_ANYC_00027 | REDACTED INFORMATION | GRENDON 132kV S STN | KETTERING 33kV S STN | 33kV or 66kV connection | Western Power Distribution (East Midlands) | Solar | 10 | - | - | - | - | Yes | Accepted to Connect | - | - | - | - | - | - | 10 | 9.5 | 10 | 0.00095 | 0.001 | 19/02/2015 | To be Confirmed | To be confirmed | To be confirmed | -
WPD_ANYC_00028 | REDACTED INFORMATION | GRENDON 132kV S STN | CORBY 132kV S STN | 33kV or 66kV connection | Western Power Distribution (East Midlands) | Other | 15 | - | - | - | - | Yes | Accepted to Connect | - | - | - | - | - | - | 15 | 14.25 | 15 | 0.95 | 1 | 20/01/2015 | To be Confirmed | To be confirmed | To be confirmed | -
WPD_ANYC_00029 | REDACTED INFORMATION | Swansea North Grid | Swansea North Bsp | To be confirmed | Western Power Distribution (South Wales) | Wind onshore | 20 | - | - | - | - | No | Accepted to Connect | - | - | - | - | - | - | 20 | 19 | 20 | 0.304 | 0.32 | 14/07/2015 | To be Confirmed | To be confirmed | To be confirmed | -
WPD_ANYC_00030 | REDACTED INFORMATION | Swansea North Grid | Llanelli Grid | Llanelli Primary | Western Power Distribution (South Wales) | Solar | 2.3 | - | - | - | - | No | Accepted to Connect | - | - | - | - | - | - | 2.3 | 2.185 | 2.3 | 0.019 | 0.02 | 30/04/2015 | To be Confirmed | To be confirmed | To be confirmed | -
WPD_ANYC_00031 | REDACTED INFORMATION | Indian Queens S.G.P. | To be confirmed | To be confirmed | Western Power Distribution (South West) | Other | 26.63 | - | - | - | - | No | Accepted to Connect | - | - | - | - | - | - | 26.63 | 25.2985 | 26.63 | 1.425 | 1.5 | 12/05/2015 | To be Confirmed | To be confirmed | To be confirmed | -
WPD_ANYC_00032 | REDACTED INFORMATION | PENN 132kV S STN | WOLVERHAMPTON WEST 132kV S STN | To be confirmed | Western Power Distribution (West Midlands) | Other | 20 | - | - | - | - | No | Accepted to Connect | - | - | - | - | - | - | 20 | 19 | 20 | 0.266 | 0.28 | 15/05/2015 | To be Confirmed | To be confirmed | To be confirmed | -
WPD_ANYC_00034 | REDACTED INFORMATION | WEST BURTON 132kV S STN | WORKSOP 33kV S STN | To be confirmed | Western Power Distribution (East Midlands) | Other | 18 | - | - | - | - | No | Accepted to Connect | - | - | - | - | - | - | 18 | 17.1 | 18 | 0.095 | 0.1 | 04/08/2015 | To be Confirmed | To be confirmed | To be confirmed | -
WPD_ANYC_00035 | REDACTED INFORMATION | Swansea North Grid | Hirwaun Grid | 33kV or 66kV connection | Western Power Distribution (South Wales) | Wind onshore | 9.9 | - | - | - | - | Yes | Accepted to Connect | - | - | - | - | - | - | 9.9 | 9.405 | 9.9 | 0.114 | 0.12 | 14/07/2015 | To be Confirmed | To be confirmed | To be confirmed | -
WPD_ANYC_00036 | REDACTED INFORMATION | COVENTRY 132kV S STN | RUGBY 33kV S STN | HILLMORTON 33 11kV S STN | Western Power Distribution (East Midlands) | Solar | 2.75 | - | - | - | - | No | Accepted to Connect | - | - | - | - | - | - | 2.75 | 2.6125 | 2.75 | 0 | 0 | 06/10/2015 | To be Confirmed | To be confirmed | To be confirmed | -
WPD_ANYC_00037 | REDACTED INFORMATION | CHESTERFIELD 132kV S STN | ALFRETON 33kV S STN | To be confirmed | Western Power Distribution (East Midlands) | Other | 20 | - | - | - | - | No | Accepted to Connect | - | - | - | - | - | - | 20 | 19 | 20 | 0.095 | 0.1 | 15/06/2015 | To be Confirmed | To be confirmed | To be confirmed | -
WPD_ANYC_00038 | REDACTED INFORMATION | Swansea North Grid | Rhos Grid | Rhos Primary | Western Power Distribution (South Wales) | Solar | 4 | - | - | - | - | No | Accepted to Connect | - | - | - | - | - | - | 4 | 3.8 | 4 | 0.0285 | 0.03 | 25/06/2015 | To be Confirmed | To be confirmed | To be confirmed | -
WPD_ANYC_00039 | REDACTED INFORMATION | COVENTRY 132kV S STN | HINCKLEY 33kV S STN | BARWELL 33 11kV S STN | Western Power Distribution (East Midlands) | Solar | 3 | - | - | - | - | No | Accepted to Connect | - | - | - | - | - | - | 3 | 2.85 | 3 | 0.095 | 0.1 | 27/08/2015 | To be Confirmed | To be confirmed | To be confirmed | -
WPD_ANYC_00040 | REDACTED INFORMATION | Swansea North Grid | Rhos Grid | To be confirmed | Western Power Distribution (South Wales) | Wind onshore | 18 | - | - | - | - | No | Accepted to Connect | - | - | - | - | - | - | 18 | 17.1 | 18 | 0.095 | 0.1 | 09/02/2016 | To be Confirmed | To be confirmed | To be confirmed | -
WPD_ANYC_00041 | REDACTED INFORMATION | Rassau G.S.P. | Ebbw Vale | 33kV or 66kV connection | Western Power Distribution (South Wales) | Solar | 30.612 | - | - | - | - | No | Accepted to Connect | - | - | - | - | - | - | 30.612 | 29.0814 | 30.612 | 0.0285 | 0.03 | 11/12/2015 | To be Confirmed | To be confirmed | To be confirmed | -
WPD_ANYC_00042 | REDACTED INFORMATION | DRAKELOW 132kV | BURTON SOUTH 33kV S STN | 33kV or 66kV connection | Western Power Distribution (East Midlands) | Waste | 18 | - | - | - | - | No | Accepted to Connect | - | - | - | - | - | - | 18 | 17.1 | 18 | 0.2375 | 0.25 | 09/02/2016 | To be Confirmed | To be confirmed | To be confirmed | -
WPD_ANYC_00043 | REDACTED INFORMATION | Pyle Grid | Bridgend Grid | Litchard | Western Power Distribution (South Wales) | Solar | 1 | - | - | - | - | No | Accepted to Connect | - | - | - | - | - | - | 1 | 0.95 | 1 | 0.038 | 0.04 | 29/02/2016 | To be Confirmed | To be confirmed | To be confirmed | -
WPD_ANYC_00046 | REDACTED INFORMATION | Grange | Grange Bsp | To be confirmed | Western Power Distribution (South Wales) | Wind onshore | 23.8 | - | - | - | - | No | Accepted to Connect | - | - | - | - | - | - | 23.8 | 22.61 | 23.8 | 0.095 | 0.1 | 11/01/2016 | To be Confirmed | To be confirmed | To be confirmed | -
WPD_ANYC_00047 | REDACTED INFORMATION | COVENTRY 132kV S STN | RUGBY 33kV S STN | LAWFORD 33 11kV S STN | Western Power Distribution (East Midlands) | Solar | 2 | - | - | - | - | No | Accepted to Connect | - | - | - | - | - | - | 2 | 1.9 | 2 | 0.057 | 0.06 | 24/03/2016 | To be Confirmed | To be confirmed | To be confirmed | -
WPD_ANYC_00048 | REDACTED INFORMATION | Cardiff East Grid | Trowbridge 132/11 Kv S/S | 33kV or 66kV connection | Western Power Distribution (South Wales) | Biomass | 15 | - | - | - | - | No | Accepted to Connect | - | - | - | - | - | - | 15 | 14.25 | 15 | 2.85 | 3 | 12/04/2016 | To be Confirmed | To be confirmed | To be confirmed | -
WPD_ANYC_00049 | REDACTED INFORMATION | COVENTRY 132kV S STN | HINCKLEY 132KV S STN | HINCKLEY 11kV S STN | Western Power Distribution (East Midlands) | Battery storage | 5 | - | - | - | - | No | Accepted to Connect | - | - | - | - | - | - | 5 | 4.75 | 5 | 4.75 | 5 | 04/05/2016 | To be Confirmed | To be confirmed | To be confirmed | -
WPD_ANYC_00050 | REDACTED INFORMATION | OCKER HILL C 132kV S STN | OCKER HILL B 132kV S STN | To be confirmed | Western Power Distribution (West Midlands) | Other | 21 | - | - | - | - | No | Accepted to Connect | - | - | - | - | - | - | 21 | 19.95 | 21 | 0.06365 | 0.067 | 08/04/2016 | To be Confirmed | To be confirmed | To be confirmed | -
WPD_ANYC_00051 | REDACTED INFORMATION | BISHOPS WOOD 132kV S STN | HEREFORD 66kV S STN | 33kV or 66kV connection | Western Power Distribution (West Midlands) | Battery storage | 28 | - | - | - | - | No | Accepted to Connect | - | - | - | - | - | - | 28 | 26.6 | 28 | 7.6 | 8 | 11/05/2016 | To be Confirmed | To be confirmed | To be confirmed | -
WPD_ANYC_00052 | REDACTED INFORMATION | Landulph S.G.P. | Ernesettle Bsp | 33kV or 66kV connection | Western Power Distribution (South West) | Battery storage | 20 | - | - | - | - | No | Accepted to Connect | - | - | - | - | - | - | 20 | 19 | 20 | 19 | 20 | 27/07/2016 | To be Confirmed | To be confirmed | To be confirmed | -
WPD_ANYC_00053 | REDACTED INFORMATION | WEST BURTON 132kV S STN | LINCOLN MAIN No 1 33kV S STN | To be confirmed | Western Power Distribution (East Midlands) | Other | 20 | - | - | - | - | No | Accepted to Connect | - | - | - | - | - | - | 20 | 19 | 20 | 0.2375 | 0.25 | 13/05/2016 | To be Confirmed | To be confirmed | To be confirmed | -
WPD_ANYC_00054 | REDACTED INFORMATION | Uskmouth | Sudbrook | 33kV or 66kV connection | Western Power Distribution (South Wales) | Biomass | 20 | - | - | - | - | No | Accepted to Connect | - | - | - | - | - | - | 20 | 19 | 20 | 0.0095 | 0.01 | 23/05/2016 | To be Confirmed | To be confirmed | To be confirmed | -
WPD_ANYC_00055 | REDACTED INFORMATION | WALPOLE 132kV S STN | To be confirmed | 33kV or 66kV connection | Western Power Distribution (East Midlands) | Biomass | 20 | - | - | - | - | No | Accepted to Connect | - | - | - | - | - | - | 20 | 76 | 80 | 4.8089 | 5.062 | 22/09/2016 | To be Confirmed | To be confirmed | To be confirmed | -
WPD_ANYC_00056 | REDACTED INFORMATION | Taunton S.G.P. | Taunton Main Bsp | 33kV or 66kV connection | Western Power Distribution (South West) | Battery storage | 30 | - | - | - | - | No | Accepted to Connect | - | - | - | - | - | - | 30 | 28.5 | 30 | 0.11875 | 0.125 | 06/06/2016 | To be Confirmed | To be confirmed | To be confirmed | -
WPD_ANYC_00057 | REDACTED INFORMATION | PORT HAM 132kV S STN | To be confirmed | 33kV or 66kV connection | Western Power Distribution (West Midlands) | Solar | 25 | - | - | - | - | No | Accepted to Connect | - | - | - | - | - | - | 25 | 23.75 | 25 | 0.0285 | 0.03 | 15/08/2016 | To be Confirmed | To be confirmed | To be confirmed | -
WPD_ANYC_00058 | REDACTED INFORMATION | Pyle Grid | Margam Grid | 33kV or 66kV connection | Western Power Distribution (South Wales) | Wind onshore | 30 | - | - | - | - | No | Accepted to Connect | - | - | - | - | - | - | 30 | 28.5 | 30 | 0.684 | 0.72 | 02/08/2016 | To be Confirmed | To be confirmed | To be confirmed | -
WPD_ANYC_00059 | REDACTED INFORMATION | Upper Boat | 132kV connection | 132kV connection | Western Power Distribution (South Wales) | Waste | 40 | - | - | - | - | No | Accepted to Connect | - | - | - | - | - | - | 40 | 38 | 40 | 0.095 | 0.1 | 13/07/2016 | To be Confirmed | To be confirmed | To be confirmed | -
WPD_ANYC_00060 | REDACTED INFORMATION | Cardiff East Grid | Cardiff Central Grid | To be confirmed | Western Power Distribution (South Wales) | Waste | 35 | - | - | - | - | No | Accepted to Connect | - | - | - | - | - | - | 35 | 33.25 | 35 | 4.75 | 5 | 08/09/2016 | To be Confirmed | To be confirmed | To be confirmed | -
WPD_ANYC_00061 | REDACTED INFORMATION | CHESTERFIELD 132kV S STN | MANSFIELD 33kV S STN | 33kV or 66kV connection | Western Power Distribution (East Midlands) | Other | 10 | - | - | - | - | No | Accepted to Connect | - | - | - | - | - | - | 10 | 9.5 | 10 | 0.0475 | 0.05 | 21/07/2016 | To be Confirmed | To be confirmed | To be confirmed | -
WPD_ANYC_00062 | REDACTED INFORMATION | ENDERBY 132kV S STN | To be confirmed | 33kV or 66kV connection | Western Power Distribution (East Midlands) | Solar | 49.9 | - | - | - | - | No | Accepted to Connect | - | - | - | - | - | - | 49.9 | 47.405 | 49.9 | 0.0855 | 0.09 | 18/10/2016 | To be Confirmed | To be confirmed | To be confirmed | -
WPD_ANYC_00063 | REDACTED INFORMATION | CHESTERFIELD 132kV S STN | STAVELEY 33kV S STN | To be confirmed | Western Power Distribution (East Midlands) | Other | 15 | - | - | - | - | No | Accepted to Connect | - | - | - | - | - | - | 15 | 14.25 | 15 | 0.0475 | 0.05 | 03/11/2016 | To be Confirmed | To be confirmed | To be confirmed | -
WPD_ANYC_00064 | REDACTED INFORMATION | DRAKELOW 132kV | GRESLEY 132kV S STN | 33kV or 66kV connection | Western Power Distribution (East Midlands) | Battery storage | 0.001 | - | - | - | - | No | Accepted to Connect | - | - | - | - | - | - | 0.001 | 38 | 40 | 38 | 40 | 04/08/2016 | To be Confirmed | To be confirmed | To be confirmed | -
WPD_ANYC_00065 | REDACTED INFORMATION | Uskmouth | Newport South | To be confirmed | Western Power Distribution (South Wales) | Other | 19.8 | - | - | - | - | No | Accepted to Connect | - | - | - | - | - | - | 19.8 | 18.81 | 19.8 | 0.114 | 0.12 | 18/08/2016 | To be Confirmed | To be confirmed | To be confirmed | -
WPD_ANYC_00066 | REDACTED INFORMATION | WEST BURTON 132kV S STN | 132kV connection | 132kV connection | Western Power Distribution (East Midlands) | Solar | 40 | - | - | - | - | No | Accepted to Connect | - | - | - | - | - | - | 40 | 38 | 40 | 0.095 | 0.1 | 07/11/2016 | To be Confirmed | To be confirmed | To be confirmed | -
WPD_ANYC_00067 | REDACTED INFORMATION | COVENTRY 132kV S STN | HINCKLEY 33kV S STN | 33kV or 66kV connection | Western Power Distribution (East Midlands) | Other | 12 | - | - | - | - | No | Accepted to Connect | - | - | - | - | - | - | 12 | 11.4 | 12 | 0.095 | 0.1 | 23/11/2016 | To be Confirmed | To be confirmed | To be confirmed | -
WPD_ANYC_00068 | REDACTED INFORMATION | CHESTERFIELD 132kV S STN | MANSFIELD 33kV S STN | SKEGBY LANE 33 11kV S STN | Western Power Distribution (East Midlands) | Other | 4 | - | - | - | - | No | Accepted to Connect | - | - | - | - | - | - | 4 | 3.8 | 4 | 0.1425 | 0.15 | 13/07/2016 | To be Confirmed | To be confirmed | To be confirmed | -
WPD_ANYC_00069 | REDACTED INFORMATION | PORT HAM 132kV S STN | LYDNEY 33kV S STN | 33kV or 66kV connection | Western Power Distribution (West Midlands) | Battery storage | 10 | - | - | - | - | No | Accepted to Connect | - | - | - | - | - | - | 10 | 9.5 | 10 | 9.5 | 10 | 02/09/2016 | To be Confirmed | To be confirmed | To be confirmed | -
WPD_ANYC_00070 | REDACTED INFORMATION | WEST BURTON 132kV S STN | 132kV connection | 132kV connection | Western Power Distribution (East Midlands) | Other | 60 | - | - | - | - | No | Accepted to Connect | - | - | - | - | - | - | 60 | 57 | 60 | 0.95 | 1 | 17/01/2017 | To be Confirmed | To be confirmed | To be confirmed | -
WPD_ANYC_00071 | REDACTED INFORMATION | WEST BURTON 132kV S STN | WORKSOP 33kV S STN | 33kV or 66kV connection | Western Power Distribution (East Midlands) | Other | 12.7 | - | - | - | - | No | Accepted to Connect | - | - | - | - | - | - | 12.7 | 9.5 | 10 | 0.0475 | 0.05 | 24/01/2017 | To be Confirmed | To be confirmed | To be confirmed | -
WPD_ANYC_00072 | REDACTED INFORMATION | Taunton S.G.P. | Bowhays Cross Bsp | 33kV or 66kV connection | Western Power Distribution (South West) | Solar | 25 | - | - | - | - | No | Accepted to Connect | - | - | - | - | - | - | 25 | 23.75 | 25 | 0.0285 | 0.03 | 02/02/2017 | To be Confirmed | To be confirmed | To be confirmed | -
WPD_ANYC_00073 | REDACTED INFORMATION | Iron Acton S.G.P. | To be confirmed | 33kV or 66kV connection | Western Power Distribution (South West) | Battery storage | 10 | - | - | - | - | No | Accepted to Connect | - | - | - | - | - | - | 10 | 9.5 | 10 | 9.5 | 10 | 10/02/2017 | To be Confirmed | To be confirmed | To be confirmed | -
WPD_ANYC_00074 | REDACTED INFORMATION | Axminster S.G.P. | Yeovil Bsp | 33kV or 66kV connection | Western Power Distribution (South West) | Other | 20 | - | - | - | - | No | Accepted to Connect | - | - | - | - | - | - | 20 | 19 | 20 | 0.0038 | 0.004 | 06/07/2017 | To be Confirmed | To be confirmed | To be confirmed | -
WPD_ANYC_00075 | REDACTED INFORMATION | To be confirmed | Ocker Hill C 132kVDUMMY | To be confirmed | Western Power Distribution (West Midlands) | Other | 20.44 | - | - | - | - | No | Accepted to Connect | - | - | - | - | - | - | 20.44 | 19.418 | 20.44 | 0.6365 | 0.67 | 01/11/2016 | To be Confirmed | To be confirmed | To be confirmed | -
WPD_ANYC_00076 | REDACTED INFORMATION | DRAKELOW 132kV | BURTON SOUTH 33kV S STN | To be confirmed | Western Power Distribution (East Midlands) | Other | 0.001 | - | - | - | - | No | Accepted to Connect | - | - | - | - | - | - | 0.001 | 19 | 20 | 0.95 | 1 | 31/03/2017 | To be Confirmed | To be confirmed | To be confirmed | -
WPD_ANYC_00077 | REDACTED INFORMATION | Cellarhead 132kV | BARLASTON 132kV S STN | 33kV or 66kV connection | Western Power Distribution (West Midlands) | Other renewable | 294 | - | - | - | - | No | Accepted to Connect | - | - | - | - | - | - | 294 | 279.3 | 294 | 5.7 | 6 | 05/06/2017 | To be Confirmed | To be confirmed | To be confirmed | -
WPD_ANYC_00078 | REDACTED INFORMATION | PORT HAM 132kV S STN | Tewkesbury Grid 132/11kV | Tewkesbury Grid 132/11kVDUMMY | Western Power Distribution (West Midlands) | Battery storage | 5 | - | - | - | - | No | Accepted to Connect | - | - | - | - | - | - | 5 | 4.75 | 5 | 4.75 | 5 | 24/03/2017 | To be Confirmed | To be confirmed | To be confirmed | -
WPD_ANYC_00079 | REDACTED INFORMATION | PORT HAM 132kV S STN | Tewkesbury Grid 132/11kV | Tewkesbury Grid 132/11kVDUMMY | Western Power Distribution (West Midlands) | Battery storage | 5 | - | - | - | - | No | Accepted to Connect | - | - | - | - | - | - | 5 | 4.75 | 5 | 4.75 | 5 | 23/03/2017 | To be Confirmed | To be confirmed | To be confirmed | -
WPD_ANYC_00080 | REDACTED INFORMATION | FECKENHAM 66 11kV S STN | Feckenham 66/11kVDUMMY | 33kV or 66kV connection | Western Power Distribution (West Midlands) | Solar | 25 | - | - | - | - | No | Accepted to Connect | - | - | - | - | - | - | 25 | 23.75 | 25 | 0.02375 | 0.025 | 30/03/2017 | To be Confirmed | To be confirmed | To be confirmed | -
WPD_ANYC_00081 | REDACTED INFORMATION | Exeter Main S.G.P. | Tiverton Bsp | 33kV or 66kV connection | Western Power Distribution (South West) | Solar | 6 | - | - | - | - | No | Accepted to Connect | - | - | - | - | - | - | 6 | 5.7 | 6 | 0.1881 | 0.198 | 07/04/2017 | To be Confirmed | To be confirmed | To be confirmed | -
WPD_ANYC_00082 | REDACTED INFORMATION | PORT HAM 132kV S STN | CHELTENHAM 66kV S STN | ALDERTON 66 11kV S STN | Western Power Distribution (West Midlands) | Battery storage | 5 | - | - | - | - | No | Accepted to Connect | - | - | - | - | - | - | 5 | 4.75 | 5 | 4.75 | 5 | 29/11/2016 | To be Confirmed | To be confirmed | To be confirmed | -
WPD_ANYC_00083 | REDACTED INFORMATION | Swansea North Grid | To be confirmed | To be confirmed | Western Power Distribution (South Wales) | Wind onshore | 31.579 | - | - | - | - | No | Accepted to Connect | - | - | - | - | - | - | 31.579 | 30 | 31.579 | 0.1425 | 0.15 | 06/12/2017 | To be Confirmed | To be confirmed | To be confirmed | -
WPD_ANYC_00084 | REDACTED INFORMATION | Exeter Main S.G.P. | To be confirmed | 33kV or 66kV connection | Western Power Distribution (South West) | Other | 40 | - | - | - | - | No | Accepted to Connect | - | - | - | - | - | - | 40 | 38 | 40 | 0.456 | 0.48 | 06/04/2017 | To be Confirmed | To be confirmed | To be confirmed | -
WPD_ANYC_00085 | REDACTED INFORMATION | Seabank Sgp | Portishead New Bsp | 33kV or 66kV connection | Western Power Distribution (South West) | Other | 20 | - | - | - | - | No | Accepted to Connect | - | - | - | - | - | - | 20 | 19 | 20 | 0.19 | 0.2 | 03/04/2017 | To be Confirmed | To be confirmed | To be confirmed | -
WPD_ANYC_00086 | REDACTED INFORMATION | GRENDON 132kV S STN | To be confirmed | 33kV or 66kV connection | Western Power Distribution (East Midlands) | Battery storage | 0.001 | - | - | - | - | No | Accepted to Connect | - | - | - | - | - | - | 0.001 | 47.405 | 49.9 | 47.405 | 49.9 | 28/06/2017 | To be Confirmed | To be confirmed | To be confirmed | -
WPD_ANYC_00087 | REDACTED INFORMATION | GRENDON 132kV S STN | CORBY No2 33kV S STN | 33kV or 66kV connection | Western Power Distribution (East Midlands) | Biomass | 9 | - | - | - | - | No | Accepted to Connect | - | - | - | - | - | - | 9 | 8.55 | 9 | 1.14 | 1.2 | 06/11/2017 | To be Confirmed | To be confirmed | To be confirmed | -
WPD_ANYC_00088 | REDACTED INFORMATION | Indian Queens S.G.P. | Camborne Bsp | 33kV or 66kV connection | Western Power Distribution (South West) | Other | 10 | - | - | - | - | Yes | Accepted to Connect | - | - | - | - | - | - | 10 | 9.5 | 10 | 0.285 | 0.3 | 24/08/2017 | To be Confirmed | To be confirmed | To be confirmed | -
WPD_ANYC_00089 | REDACTED INFORMATION | Iron Acton S.G.P. | Feeder Road 33kv | 33kV or 66kV connection | Western Power Distribution (South West) | Other | 7.5 | - | - | - | - | No | Accepted to Connect | - | - | - | - | - | - | 7.5 | 7.125 | 7.5 | 1.9 | 2 | 30/05/2017 | To be Confirmed | To be confirmed | To be confirmed | -
WPD_ANYC_00090 | REDACTED INFORMATION | BISHOPS WOOD 132kV S STN | To be confirmed | 33kV or 66kV connection | Western Power Distribution (West Midlands) | Battery storage | 40 | - | - | - | - | No | Accepted to Connect | - | - | - | - | - | - | 40 | 38 | 40 | 38 | 40 | 23/05/2017 | To be Confirmed | To be confirmed | To be confirmed | -
WPD_ANYC_00091 | REDACTED INFORMATION | To be confirmed | Radstock 33kv | 33kV or 66kV connection | Western Power Distribution (South West) | Other | 20 | - | - | - | - | No | Accepted to Connect | - | - | - | - | - | - | 20 | 19 | 20 | 0.38 | 0.4 | 07/06/2017 | To be Confirmed | To be confirmed | To be confirmed | -
WPD_ANYC_00092 | REDACTED INFORMATION | WEST BURTON 132kV S STN | WORKSOP 33kV S STN | WORKSOP WEST 33 11kV S STN | Western Power Distribution (East Midlands) | Waste | 6 | - | - | - | - | No | Accepted to Connect | - | - | - | - | - | - | 6 | 5.7 | 6 | 0.057 | 0.06 | 24/07/2017 | To be Confirmed | To be confirmed | To be confirmed | -
WPD_ANYC_00093 | REDACTED INFORMATION | IRON ACTON 132kV S STN | RYEFORD 132kV S STN | 33kV or 66kV connection | Western Power Distribution (West Midlands) | Battery storage | 24 | - | - | - | - | No | Accepted to Connect | - | - | - | - | - | - | 24 | 22.8 | 24 | 11.4 | 12 | 12/07/2017 | To be Confirmed | To be confirmed | To be confirmed | -
WPD_ANYC_00094 | REDACTED INFORMATION | Seabank Sgp | Portishead New Bsp | 33kV or 66kV connection | Western Power Distribution (South West) | Other | 20 | - | - | - | - | No | Accepted to Connect | - | - | - | - | - | - | 20 | 19 | 20 | 0.19 | 0.2 | 08/06/2017 | To be Confirmed | To be confirmed | To be confirmed | -
WPD_ANYC_00095 | REDACTED INFORMATION | COVENTRY 132kV S STN | RUGBY 33kV S STN | LAWFORD 33 11kV S STN | Western Power Distribution (East Midlands) | Solar | 1.155 | - | - | - | - | No | Accepted to Connect | - | - | - | - | - | - | 1.155 | 1.0973 | 1.155 | 0 | 0 | 01/08/2017 | To be Confirmed | To be confirmed | To be confirmed | -
WPD_ANYC_00096 | REDACTED INFORMATION | EAST CLAYDON 132KV S STN | To be confirmed | 33kV or 66kV connection | Western Power Distribution (East Midlands) | Battery storage | 49.99 | - | - | - | - | No | Accepted to Connect | - | - | - | - | - | - | 49.99 | 47.4905 | 49.99 | 47.4905 | 49.99 | 27/11/2017 | To be Confirmed | To be confirmed | To be confirmed | -
WPD_ANYC_00097 | REDACTED INFORMATION | GRENDON 132kV S STN | OAKHAM 33kV S STN | 33kV or 66kV connection | Western Power Distribution (East Midlands) | Solar | 0.04 | - | - | - | - | No | Accepted to Connect | - | - | - | - | - | - | 0.04 | 28.5 | 30 | 0.0285 | 0.03 | 28/09/2017 | To be Confirmed | To be confirmed | To be confirmed | -
WPD_ANYC_00099 | REDACTED INFORMATION | OCKER HILL C 132kV S STN | 132kV connection | 132kV connection | Western Power Distribution (West Midlands) | Other | 100 | - | - | - | - | No | Accepted to Connect | - | - | - | - | - | - | 100 | 95 | 100 | 95 | 100 | 25/09/2017 | To be Confirmed | To be confirmed | To be confirmed | -
WPD_ANYC_00100 | REDACTED INFORMATION | IRON ACTON 132kV S STN | To be confirmed | 33kV or 66kV connection | Western Power Distribution (West Midlands) | Battery storage | 49.9 | - | - | - | - | No | Accepted to Connect | - | - | - | - | - | - | 49.9 | 47.405 | 49.9 | 47.405 | 49.9 | 06/09/2017 | To be Confirmed | To be confirmed | To be confirmed | -
WPD_ANYC_00101 | REDACTED INFORMATION | OLDBURY 132kV | To be confirmed | To be confirmed | Western Power Distribution (West Midlands) | Other | 0.002 | - | - | - | - | No | Accepted to Connect | - | - | - | - | - | - | 0.002 | 36.1 | 38 | 4.75 | 5 | 18/09/2017 | To be Confirmed | To be confirmed | To be confirmed | -
WPD_ANYC_00103 | REDACTED INFORMATION | IRON ACTON 132kV S STN | RYEFORD 132kV S STN | BERKELEY 33 11kV S STN | Western Power Distribution (West Midlands) | Battery storage | 1 | - | - | - | - | No | Accepted to Connect | - | - | - | - | - | - | 1 | 0.95 | 1 | 1.9 | 2 | 19/09/2017 | To be Confirmed | To be confirmed | To be confirmed | -
WPD_ANYC_00104 | REDACTED INFORMATION | BICKER FEN 132kV S STN | SLEAFORD 33kV S STN | 33kV or 66kV connection | Western Power Distribution (East Midlands) | Solar | 20.23 | - | - | - | - | Yes | Accepted to Connect | - | - | - | - | - | - | 20.23 | 19 | 20 | 0.0285 | 0.03 | 17/11/2017 | To be Confirmed | To be confirmed | To be confirmed | -
WPD_ANYC_00105 | REDACTED INFORMATION | BICKER FEN 132kV S STN | SKEGNESS 33kV S STN | 33kV or 66kV connection | Western Power Distribution (East Midlands) | Other | 25 | - | - | - | - | Yes | Accepted to Connect | - | - | - | - | - | - | 25 | 19 | 20 | 0.1425 | 0.15 | 29/11/2017 | To be Confirmed | To be confirmed | To be confirmed | -
WPD_ANYC_00106 | REDACTED INFORMATION | BERKSWELL 132kV S STN | COVENTRY WEST 33kV S STN | 33kV or 66kV connection | Western Power Distribution (East Midlands) | Other | 20.481 | - | - | - | - | No | Accepted to Connect | - | - | - | - | - | - | 20.481 | 19 | 20 | 0.475 | 0.5 | 07/11/2017 | To be Confirmed | To be confirmed | To be confirmed | -
WPD_ANYC_00107 | REDACTED INFORMATION | WEST BURTON 132kV S STN | To be confirmed | 33kV or 66kV connection | Western Power Distribution (East Midlands) | Solar | 40.477 | - | - | - | - | No | Accepted to Connect | - | - | - | - | - | - | 40.477 | 38 | 40 | 0.0285 | 0.03 | 29/09/2017 | To be Confirmed | To be confirmed | To be confirmed | -
WPD_ANYC_00108 | REDACTED INFORMATION | Seabank Sgp | Weston Bsp 132kv | 33kV or 66kV connection | Western Power Distribution (South West) | Other | 20 | - | - | - | - | No | Accepted to Connect | - | - | - | - | - | - | 20 | 19 | 20 | 0.95 | 1 | 09/10/2017 | To be Confirmed | To be confirmed | To be confirmed | -
WPD_ANYC_00109 | REDACTED INFORMATION | RATCLIFFE ON SOAR 132kV S STN | NOTTINGHAM 33kV S STN | LENTON 33 11kV S STN | Western Power Distribution (East Midlands) | Other | 0.1825 | - | - | - | - | No | Accepted to Connect | - | - | - | - | - | - | 0.1825 | 0 | 0 | 6.175 | 6.5 | 30/06/2017 | To be Confirmed | To be confirmed | To be confirmed | -
WPD_ANYC_00110 | REDACTED INFORMATION | EAST CLAYDON 132KV S STN | BLETCHLEY 33KV S STN | To be confirmed | Western Power Distribution (East Midlands) | Other | 6 | - | - | - | - | No | Accepted to Connect | - | - | - | - | - | - | 6 | 5.7 | 6 | 0.057 | 0.06 | 21/08/2017 | To be Confirmed | To be confirmed | To be confirmed | -
WPD_ANYC_00111 | REDACTED INFORMATION | GRENDON 132kV S STN | CORBY No2 33kV S STN | 33kV or 66kV connection | Western Power Distribution (East Midlands) | Solar | 0.001 | - | - | - | - | Yes | Accepted to Connect | - | - | - | - | - | - | 0.001 | 38 | 40 | 0.0285 | 0.03 | 19/12/2017 | To be Confirmed | To be confirmed | To be confirmed | -
WPD_ANYC_00113 | REDACTED INFORMATION | Uskmouth | Magor Grid | Magor Primary | Western Power Distribution (South Wales) | Wind onshore | 3.5 | - | - | - | - | No | Accepted to Connect | - | - | - | - | - | - | 3.5 | 3.325 | 3.5 | 0.095 | 0.1 | 07/12/2017 | To be Confirmed | To be confirmed | To be confirmed | -
WPD_ANYC_00114 | REDACTED INFORMATION | Uskmouth | Newport South | 33kV or 66kV connection | Western Power Distribution (South Wales) | Battery storage | 20 | - | - | - | - | No | Accepted to Connect | - | - | - | - | - | - | 20 | 19 | 20 | 19 | 20 | 18/08/2017 | To be Confirmed | To be confirmed | To be confirmed | -
WPD_ANYC_00115 | REDACTED INFORMATION | PENN 132kV S STN | COSELEY 132kV S STN | 33kV or 66kV connection | Western Power Distribution (West Midlands) | Other | 24 | - | - | - | - | No | Accepted to Connect | - | - | - | - | - | - | 24 | 22.8 | 24 | 0.285 | 0.3 | 24/10/2017 | To be Confirmed | To be confirmed | To be confirmed | -
WPD_ANYC_00116 | REDACTED INFORMATION | GRENDON 132kV S STN | IRTHLINGBOROUGH 33kV S STN | To be confirmed | Western Power Distribution (East Midlands) | Battery storage | 0.001 | - | - | - | - | No | Accepted to Connect | - | - | - | - | - | - | 0.001 | 0.00095 | 0.001 | 4.75 | 5 | 04/09/2017 | To be Confirmed | To be confirmed | To be confirmed | -
WPD_ANYC_00117 | REDACTED INFORMATION | CHESTERFIELD 132kV S STN | To be confirmed | 33kV or 66kV connection | Western Power Distribution (East Midlands) | Battery storage | 50 | - | - | - | - | No | Accepted to Connect | - | - | - | - | - | - | 50 | 47.5 | 50 | 48.26 | 50.8 | 08/01/2018 | To be Confirmed | To be confirmed | To be confirmed | -
WPD_ANYC_00118 | REDACTED INFORMATION | BICKER FEN 132kV S STN | GRANTHAM 33kV S STN | To be confirmed | Western Power Distribution (East Midlands) | Battery storage | 25 | - | - | - | - | Yes | Accepted to Connect | - | - | - | - | - | - | 25 | 23.75 | 25 | 23.75 | 25 | 20/11/2017 | To be Confirmed | To be confirmed | To be confirmed | -
WPD_ANYC_00119 | REDACTED INFORMATION | FECKENHAM 66 11kV S STN | Feckenham 66/11kVDUMMY | REDDITCH NORTH 66 11kV S STN | Western Power Distribution (West Midlands) | Battery storage | 0 | - | - | - | - | No | Accepted to Connect | - | - | - | - | - | - | 0 | 2.375 | 2.5 | 2.375 | 2.5 | 27/10/2017 | To be Confirmed | To be confirmed | To be confirmed | -
WPD_ANYC_00120 | REDACTED INFORMATION | Seabank Sgp | Avonmouth Bsp | To be confirmed | Western Power Distribution (South West) | Other | 10 | - | - | - | - | No | Accepted to Connect | - | - | - | - | - | - | 10 | 9.5 | 10 | 4.75 | 5 | 09/10/2017 | To be Confirmed | To be confirmed | To be confirmed | -
WPD_ANYC_00121 | REDACTED INFORMATION | ENDERBY 132kV S STN | COALVILLE 33KV S STN | COALVILLE 11kV S STN | Western Power Distribution (East Midlands) | Solar | 4 | - | - | - | - | No | Accepted to Connect | - | - | - | - | - | - | 4 | 3.8 | 4 | 0 | 0 | 15/01/2018 | To be Confirmed | To be confirmed | To be confirmed | -
WPD_ANYC_00122 | REDACTED INFORMATION | RATCLIFFE ON SOAR 132kV S STN | LOUGHBOROUGH 33kV S STN | 33kV or 66kV connection | Western Power Distribution (East Midlands) | Other | 20 | - | - | - | - | No | Accepted to Connect | - | - | - | - | - | - | 20 | 19 | 20 | 0.475 | 0.5 | 14/03/2018 | To be Confirmed | To be confirmed | To be confirmed | -
WPD_ANYC_00123 | REDACTED INFORMATION | Rassau G.S.P. | Ebbw Vale | 33kV or 66kV connection | Western Power Distribution (South Wales) | Wind onshore | 10 | - | - | - | - | No | Accepted to Connect | - | - | - | - | - | - | 10 | 9.5 | 10 | 0.228 | 0.24 | 05/12/2017 | To be Confirmed | To be confirmed | To be confirmed | -
WPD_ANYC_00124 | REDACTED INFORMATION | ENDERBY 132kV S STN | To be confirmed | 33kV or 66kV connection | Western Power Distribution (East Midlands) | Solar | 40 | - | - | - | - | No | Accepted to Connect | - | - | - | - | - | - | 40 | 38 | 40 | 0.0855 | 0.09 | 06/11/2017 | To be Confirmed | To be confirmed | To be confirmed | -
WPD_ANYC_00125 | REDACTED INFORMATION | EAST CLAYDON 132KV S STN | To be confirmed | 33kV or 66kV connection | Western Power Distribution (East Midlands) | Solar | 25 | - | - | - | - | No | Accepted to Connect | - | - | - | - | - | - | 25 | 23.75 | 25 | 0.0855 | 0.09 | 12/01/2018 | To be Confirmed | To be confirmed | To be confirmed | -
WPD_ANYC_00126 | REDACTED INFORMATION | GRENDON 132kV S STN | To be confirmed | 33kV or 66kV connection | Western Power Distribution (East Midlands) | Solar | 40 | - | - | - | - | Yes | Accepted to Connect | - | - | - | - | - | - | 40 | 38 | 40 | 0.0855 | 0.09 | 02/02/2018 | To be Confirmed | To be confirmed | To be confirmed | -
WPD_ANYC_00127 | REDACTED INFORMATION | FECKENHAM 66 11kV S STN | Feckenham 66/11kVDUMMY | 33kV or 66kV connection | Western Power Distribution (West Midlands) | Other | 0.001 | - | - | - | - | No | Accepted to Connect | - | - | - | - | - | - | 0.001 | 39.178 | 41.24 | 1.1153 | 1.174 | 02/02/2018 | To be Confirmed | To be confirmed | To be confirmed | -
WPD_ANYC_00128 | REDACTED INFORMATION | Iron Acton S.G.P. | Seabank Bsp | 33kV or 66kV connection | Western Power Distribution (South West) | Battery storage | 33 | - | - | - | - | No | Accepted to Connect | - | - | - | - | - | - | 33 | 31.35 | 33 | 31.35 | 33 | 12/01/2018 | To be Confirmed | To be confirmed | To be confirmed | -
WPD_ANYC_00129 | REDACTED INFORMATION | IRONBRIDGE 132kV S STN | IRONBRIDGE 132 33kV S STN | HALESFIELD 33 11kV S STN | Western Power Distribution (West Midlands) | Battery storage | 5.263 | - | - | - | - | No | Accepted to Connect | - | - | - | - | - | - | 5.263 | 4.75 | 5 | 4.75 | 5 | 09/02/2018 | To be Confirmed | To be confirmed | To be confirmed | -
WPD_ANYC_00130 | REDACTED INFORMATION | DRAKELOW 132kV | Burton 33kV | BRETBY 33 11kV S STN | Western Power Distribution (East Midlands) | Other | 5 | - | - | - | - | No | Accepted to Connect | - | - | - | - | - | - | 5 | 4.75 | 5 | 0.38 | 0.4 | 17/04/2018 | To be Confirmed | To be confirmed | To be confirmed | -
WPD_ANYC_00131 | REDACTED INFORMATION | WEST BURTON 132kV S STN | WORKSOP 33kV S STN | 33kV or 66kV connection | Western Power Distribution (East Midlands) | Waste | 25 | - | - | - | - | No | Accepted to Connect | - | - | - | - | - | - | 25 | 19 | 20 | 1.14 | 1.2 | 20/10/2017 | To be Confirmed | To be confirmed | To be confirmed | -
WPD_ANYC_00132 | REDACTED INFORMATION | Alverdiscott S.G.P. | Barnstaple Bsp | 33kV or 66kV connection | Western Power Distribution (South West) | Wind onshore | 0 | - | - | - | - | No | Accepted to Connect | - | - | - | - | - | - | 0 | 1.14 | 1.2 | 0.19 | 0.2 | 12/03/2018 | To be Confirmed | To be confirmed | To be confirmed | -
WPD_ANYC_00134 | REDACTED INFORMATION | Pembroke Power Station | Haverfordwest Grid | Broadfield | Western Power Distribution (South Wales) | Waste | 1.12 | - | - | - | - | No | Accepted to Connect | - | - | - | - | - | - | 1.12 | 0.855 | 0.9 | 0.3325 | 0.35 | 15/10/2017 | To be Confirmed | To be confirmed | To be confirmed | -
WPD_ANYC_00135 | REDACTED INFORMATION | GRENDON 132kV S STN | To be confirmed | 33kV or 66kV connection | Western Power Distribution (East Midlands) | Battery storage | 49.9 | - | - | - | - | No | Accepted to Connect | - | - | - | - | - | - | 49.9 | 47.405 | 49.9 | 47.405 | 49.9 | 21/05/2018 | To be Confirmed | To be confirmed | To be confirmed | -
WPD_ANYC_00136 | REDACTED INFORMATION | Seabank Sgp | Avonmouth Bsp | 33kV or 66kV connection | Western Power Distribution (South West) | Other | 20 | - | - | - | - | No | Accepted to Connect | - | - | - | - | - | - | 20 | 19 | 20 | 0.5681 | 0.598 | 09/01/2018 | To be Confirmed | To be confirmed | To be confirmed | -
WPD_ANYC_00137 | REDACTED INFORMATION | Swansea North Grid | Ystradgynlais Grid | To be confirmed | Western Power Distribution (South Wales) | Solar | 4.7 | - | - | - | - | No | Accepted to Connect | - | - | - | - | - | - | 4.7 | 4.465 | 4.7 | 0.095 | 0.1 | 14/02/2018 | To be Confirmed | To be confirmed | To be confirmed | -
WPD_ANYC_00138 | REDACTED INFORMATION | COVENTRY 132kV S STN | HINCKLEY 33kV S STN | 33kV or 66kV connection | Western Power Distribution (East Midlands) | Solar | 20 | - | - | - | - | No | Accepted to Connect | - | - | - | - | - | - | 20 | 19 | 20 | 0.0285 | 0.03 | 27/02/2018 | To be Confirmed | To be confirmed | To be confirmed | -
WPD_ANYC_00139 | REDACTED INFORMATION | EAST CLAYDON 132KV S STN | To be confirmed | 33kV or 66kV connection | Western Power Distribution (East Midlands) | Solar | 40 | - | - | - | - | No | Accepted to Connect | - | - | - | - | - | - | 40 | 38 | 40 | 0.0855 | 0.09 | 20/04/2018 | To be Confirmed | To be confirmed | To be confirmed | -
WPD_ANYC_00140 | REDACTED INFORMATION | IRON ACTON 132kV S STN | Cambridge Arms 132kV | 33kV or 66kV connection | Western Power Distribution (West Midlands) | Battery storage | 36 | - | - | - | - | No | Accepted to Connect | - | - | - | - | - | - | 36 | 34.2 | 36 | 34.2 | 36 | 05/12/2017 | To be Confirmed | To be confirmed | To be confirmed | -
WPD_ANYC_00142 | REDACTED INFORMATION | EAST CLAYDON 132KV S STN | STONY STRATFORD 33kV S STN | WICKEN 33 11kV S STN | Western Power Distribution (East Midlands) | Battery storage | 5 | - | - | - | - | No | Accepted to Connect | - | - | - | - | - | - | 5 | 4.75 | 5 | 4.75 | 5 | 22/01/2018 | To be Confirmed | To be confirmed | To be confirmed | -
WPD_ANYC_00143 | REDACTED INFORMATION | KITWELL 132kV S STN | To be confirmed | 33kV or 66kV connection | Western Power Distribution (West Midlands) | Other | 50 | - | - | - | - | No | Accepted to Connect | - | - | - | - | - | - | 50 | 38 | 40 | 9.5 | 10 | 04/04/2018 | To be Confirmed | To be confirmed | To be confirmed | -
WPD_ANYC_00144 | REDACTED INFORMATION | Uskmouth | Newport West | Newport West Primary | Western Power Distribution (South Wales) | Solar | 0.72 | - | - | - | - | No | Accepted to Connect | - | - | - | - | - | - | 0.72 | 0.684 | 0.72 | 1.4725 | 1.55 | 22/02/2018 | To be Confirmed | To be confirmed | To be confirmed | -
WPD_ANYC_00145 | REDACTED INFORMATION | Uskmouth | Llantarnam | Llantarnam Primary | Western Power Distribution (South Wales) | Solar | 5 | - | - | - | - | No | Accepted to Connect | - | - | - | - | - | - | 5 | 4.75 | 5 | 0.0475 | 0.05 | 11/05/2018 | To be Confirmed | To be confirmed | To be confirmed | -
WPD_ANYC_00146 | REDACTED INFORMATION | Indian Queens S.G.P. | St Austell Bsp | Sawles Road | Western Power Distribution (South West) | Battery storage | 6 | - | - | - | - | No | Accepted to Connect | - | - | - | - | - | - | 6 | 5.7 | 6 | 5.7 | 6 | 20/02/2018 | To be Confirmed | To be confirmed | To be confirmed | -
WPD_ANYC_00147 | REDACTED INFORMATION | BICKER FEN 132kV S STN | SLEAFORD 33kV S STN | To be confirmed | Western Power Distribution (East Midlands) | Solar | 23 | - | - | - | - | Yes | Accepted to Connect | - | - | - | - | - | - | 23 | 21.85 | 23 | 0.0475 | 0.05 | 27/03/2018 | To be Confirmed | To be confirmed | To be confirmed | -
WPD_ANYC_00149 | REDACTED INFORMATION | CHESTERFIELD 132kV S STN | CLIPSTONE 33kV S STN | OLLERTON 33 11kV S STN | Western Power Distribution (East Midlands) | Waste | 6.5 | - | - | - | - | No | Accepted to Connect | - | - | - | - | - | - | 6.5 | 6.175 | 6.5 | 0.19 | 0.2 | 13/03/2018 | To be Confirmed | To be confirmed | To be confirmed | -
WPD_ANYC_00150 | REDACTED INFORMATION | PENN 132kV S STN | To be confirmed | 33kV or 66kV connection | Western Power Distribution (West Midlands) | Other | 24 | - | - | - | - | No | Accepted to Connect | - | - | - | - | - | - | 24 | 22.8 | 24 | 0.475 | 0.5 | 13/06/2018 | To be Confirmed | To be confirmed | To be confirmed | -
WPD_ANYC_00151 | REDACTED INFORMATION | PENN 132kV S STN | To be confirmed | 33kV or 66kV connection | Western Power Distribution (West Midlands) | Other | 24 | - | - | - | - | No | Accepted to Connect | - | - | - | - | - | - | 24 | 22.8 | 24 | 0 | 0 | 13/06/2018 | To be Confirmed | To be confirmed | To be confirmed | -
WPD_ANYC_00152 | REDACTED INFORMATION | PENN 132kV S STN | To be confirmed | 33kV or 66kV connection | Western Power Distribution (West Midlands) | Other | 25.263 | - | - | - | - | No | Accepted to Connect | - | - | - | - | - | - | 25.263 | 23.9999 | 25.263 | 0 | 0 | 13/06/2018 | To be Confirmed | To be confirmed | To be confirmed | -
WPD_ANYC_00153 | REDACTED INFORMATION | CHESTERFIELD 132kV S STN | GOITSIDE 132kV S STN | 33kV or 66kV connection | Western Power Distribution (East Midlands) | Battery storage | 20 | - | - | - | - | No | Accepted to Connect | - | - | - | - | - | - | 20 | 19 | 20 | 0.38 | 0.4 | 29/03/2018 | To be Confirmed | To be confirmed | To be confirmed | -
WPD_ANYC_00154 | REDACTED INFORMATION | NECHELLS EAST 132kV S STN | To be confirmed | To be confirmed | Western Power Distribution (West Midlands) | Other renewable | 0.001 | - | - | - | - | No | Accepted to Connect | - | - | - | - | - | - | 0.001 | 27.55 | 29 | 5.7 | 6 | 14/09/2018 | To be Confirmed | To be confirmed | To be confirmed | -
WPD_ANYC_00155 | REDACTED INFORMATION | WALPOLE 132kV S STN | BOSTON 33kV S STN | 33kV or 66kV connection | Western Power Distribution (East Midlands) | Battery storage | 10 | - | - | - | - | No | Accepted to Connect | - | - | - | - | - | - | 10 | 9.5 | 10 | 9.5 | 10 | 23/05/2018 | To be Confirmed | To be confirmed | To be confirmed | -
WPD_ANYC_00156 | REDACTED INFORMATION | Abham S.G.P. | Newton Abbot Bsp (Forde Road) | 33kV or 66kV connection | Western Power Distribution (South West) | Other | 9.9 | - | - | - | - | Yes | Accepted to Connect | - | - | - | - | - | - | 9.9 | 9.405 | 9.9 | 0.1083 | 0.114 | 25/06/2018 | To be Confirmed | To be confirmed | To be confirmed | -
WPD_ANYC_00157 | REDACTED INFORMATION | DRAKELOW 132kV | Burton 33kV | HATTON 33 11kV S STN | Western Power Distribution (East Midlands) | Biomass | 5 | - | - | - | - | No | Accepted to Connect | - | - | - | - | - | - | 5 | 4.75 | 5 | 0.0095 | 0.01 | 16/07/2018 | To be Confirmed | To be confirmed | To be confirmed | -
WPD_ANYC_00158 | REDACTED INFORMATION | Upper Boat | Upper Boat Bsp | Wattstown | Western Power Distribution (South Wales) | Wind onshore | 2.5 | - | - | - | - | No | Accepted to Connect | - | - | - | - | - | - | 2.5 | 2.375 | 2.5 | 0.0095 | 0.01 | 05/02/2018 | To be Confirmed | To be confirmed | To be confirmed | -
WPD_ANYC_00159 | REDACTED INFORMATION | Exeter Main S.G.P. | Sowton Bsp | To be confirmed | Western Power Distribution (South West) | Other renewable | 2.99 | - | - | - | - | No | Accepted to Connect | - | - | - | - | - | - | 2.99 | 2.8405 | 2.99 | 0.475 | 0.5 | 03/05/2018 | To be Confirmed | To be confirmed | To be confirmed | -
WPD_ANYC_00160 | REDACTED INFORMATION | WEST BURTON 132kV S STN | LINCOLN MAIN No 1 33kV S STN | To be confirmed | Western Power Distribution (East Midlands) | Solar | 20 | - | - | - | - | No | Accepted to Connect | - | - | - | - | - | - | 20 | 19 | 20 | 1.1875 | 1.25 | 15/06/2018 | To be Confirmed | To be confirmed | To be confirmed | -
WPD_ANYC_00161 | REDACTED INFORMATION | CHESTERFIELD 132kV S STN | PINXTON 132kV S STN | PINXTON 11kV S STN | Western Power Distribution (East Midlands) | Other | 6 | - | - | - | - | No | Accepted to Connect | - | - | - | - | - | - | 6 | 5.7 | 6 | 0.1425 | 0.15 | 02/05/2018 | To be Confirmed | To be confirmed | To be confirmed | -
WPD_ANYC_00162 | REDACTED INFORMATION | RATCLIFFE ON SOAR 132kV S STN | LOUGHBOROUGH 33kV S STN | 33kV or 66kV connection | Western Power Distribution (East Midlands) | Solar | 22 | - | - | - | - | No | Accepted to Connect | - | - | - | - | - | - | 22 | 20.9 | 22 | 0.0475 | 0.05 | 20/06/2018 | To be Confirmed | To be confirmed | To be confirmed | -
WPD_ANYC_00164 | REDACTED INFORMATION | DRAKELOW 132kV | GRESLEY 33kV S STN | GRESLEY 11kV S STN | Western Power Distribution (East Midlands) | Solar | 0.499 | - | - | - | - | No | Accepted to Connect | - | - | - | - | - | - | 0.499 | 0.47405 | 0.499 | 2.85 | 3 | 22/03/2018 | To be Confirmed | To be confirmed | To be confirmed | -
WPD_ANYC_00165 | REDACTED INFORMATION | Rassau G.S.P. | Abergavenny | Builth Wells | Western Power Distribution (South Wales) | Wind onshore | 16.1 | - | - | - | - | No | Accepted to Connect | - | - | - | - | - | - | 16.1 | 12.7252 | 13.395 | 0.171 | 0.18 | 09/03/2018 | To be Confirmed | To be confirmed | To be confirmed | -
WPD_ANYC_00166 | REDACTED INFORMATION | Cardiff East Grid | Trowbridge 132/11 Kv S/S | Trowbridge Primary | Western Power Distribution (South Wales) | Solar | 5 | - | - | - | - | No | Accepted to Connect | - | - | - | - | - | - | 5 | 4.75 | 5 | 0.0475 | 0.05 | 21/06/2018 | To be Confirmed | To be confirmed | To be confirmed | -
WPD_ANYC_00167 | REDACTED INFORMATION | EAST CLAYDON 132KV S STN | STONY STRATFORD 33kV S STN | 33kV or 66kV connection | Western Power Distribution (East Midlands) | Battery storage | 30 | - | - | - | - | No | Accepted to Connect | - | - | - | - | - | - | 30 | 28.5 | 30 | 28.5 | 30 | 22/06/2018 | To be Confirmed | To be confirmed | To be confirmed | -
WPD_ANYC_00168 | REDACTED INFORMATION | Swansea North Grid | Swansea North Bsp | To be confirmed | Western Power Distribution (South Wales) | Wind onshore | 13.7 | - | - | - | - | Yes | Accepted to Connect | - | - | - | - | - | - | 13.7 | 13.015 | 13.7 | 0.171 | 0.18 | 30/05/2018 | To be Confirmed | To be confirmed | To be confirmed | -
WPD_ANYC_00169 | REDACTED INFORMATION | WILLENHALL 132 25kV S STN | WOLVERHAMPTON 132kV S STN | Wolverhampton 132/33/11kV DUMMY | Western Power Distribution (West Midlands) | Other renewable | 4.5 | - | - | - | - | No | Accepted to Connect | - | - | - | - | - | - | 4.5 | 4.275 | 4.5 | 0.038 | 0.04 | 29/03/2018 | To be Confirmed | To be confirmed | To be confirmed | -
WPD_ANYC_00170 | REDACTED INFORMATION | Uskmouth | Newport West | Newport West Primary | Western Power Distribution (South Wales) | Solar | 2 | - | - | - | - | No | Accepted to Connect | - | - | - | - | - | - | 2 | 1.9 | 2 | 0.0475 | 0.05 | 14/06/2018 | To be Confirmed | To be confirmed | To be confirmed | -
WPD_ANYC_00172 | REDACTED INFORMATION | COVENTRY 132kV S STN | PAILTON 33KV S STN | 33kV or 66kV connection | Western Power Distribution (East Midlands) | Other | 24.8 | - | - | - | - | No | Accepted to Connect | - | - | - | - | - | - | 24.8 | 18.62 | 19.6 | 0.475 | 0.5 | 26/09/2018 | To be Confirmed | To be confirmed | To be confirmed | -
WPD_ANYC_00173 | REDACTED INFORMATION | IRON ACTON 132kV S STN | CHIPPING SODBURY 132kV S STN | 33kV or 66kV connection | Western Power Distribution (West Midlands) | Solar | 30 | - | - | - | - | No | Accepted to Connect | - | - | - | - | - | - | 30 | 28.5 | 30 | 0.19 | 0.2 | 05/09/2018 | To be Confirmed | To be confirmed | To be confirmed | -
WPD_ANYC_00174 | REDACTED INFORMATION | Indian Queens S.G.P. | Hayle Bsp | To be confirmed | Western Power Distribution (South West) | Other | 0.008 | - | - | - | - | No | Accepted to Connect | - | - | - | - | - | - | 0.008 | 0.0076 | 0.008 | 0.95 | 1 | 30/10/2018 | To be Confirmed | To be confirmed | To be confirmed | -
WPD_ANYC_00175 | REDACTED INFORMATION | RATCLIFFE ON SOAR 132kV S STN | LOUGHBOROUGH 33kV S STN | 33kV or 66kV connection | Western Power Distribution (East Midlands) | Solar | 10 | - | - | - | - | No | Accepted to Connect | - | - | - | - | - | - | 10 | 9.5 | 10 | 0.0475 | 0.05 | 22/06/2018 | To be Confirmed | To be confirmed | To be confirmed | -
WPD_ANYC_00176 | REDACTED INFORMATION | Indian Queens S.G.P. | Truro Bsp | 33kV or 66kV connection | Western Power Distribution (South West) | Wind onshore | 2.3 | - | - | - | - | Yes | Accepted to Connect | - | - | - | - | - | - | 2.3 | 2.185 | 2.3 | 0.0228 | 0.024 | 16/07/2018 | To be Confirmed | To be confirmed | To be confirmed | -
WPD_ANYC_00177 | REDACTED INFORMATION | Uskmouth | Llantarnam | Llantarnam Primary | Western Power Distribution (South Wales) | Solar | 1.233 | - | - | - | - | No | Accepted to Connect | - | - | - | - | - | - | 1.233 | 0.19 | 0.2 | 1.1714 | 1.233 | 12/07/2018 | To be Confirmed | To be confirmed | To be confirmed | -
WPD_ANYC_00178 | REDACTED INFORMATION | CHESTERFIELD 132kV S STN | CHESTERFIELD 33kV S STN | To be confirmed | Western Power Distribution (East Midlands) | Other | 16.8 | - | - | - | - | No | Accepted to Connect | - | - | - | - | - | - | 16.8 | 15.96 | 16.8 | 0.0285 | 0.03 | 16/08/2018 | To be Confirmed | To be confirmed | To be confirmed | -
WPD_ANYC_00179 | REDACTED INFORMATION | CHESTERFIELD 132kV S STN | CHESTERFIELD 33kV S STN | 33kV or 66kV connection | Western Power Distribution (East Midlands) | Battery storage | 20 | - | - | - | - | No | Accepted to Connect | - | - | - | - | - | - | 20 | 19 | 20 | 19 | 20 | 20/07/2018 | To be Confirmed | To be confirmed | To be confirmed | -
WPD_ANYC_00180 | REDACTED INFORMATION | Indian Queens S.G.P. | Hayle Bsp | 33kV or 66kV connection | Western Power Distribution (South West) | Solar | 30 | - | - | - | - | No | Accepted to Connect | - | - | - | - | - | - | 30 | 28.5 | 30 | 0 | 0 | 08/08/2018 | To be Confirmed | To be confirmed | To be confirmed | -
WPD_ANYC_00183 | REDACTED INFORMATION | Iron Acton S.G.P. | Lockleaze Bsp 132kv | Emersons Green | Western Power Distribution (South West) | Other | 2 | - | - | - | - | No | Accepted to Connect | - | - | - | - | - | - | 2 | 1.9 | 2 | 5.7 | 6 | 29/05/2018 | To be Confirmed | To be confirmed | To be confirmed | -
WPD_ANYC_00184 | REDACTED INFORMATION | Exeter Main S.G.P. | To be confirmed | 33kV or 66kV connection | Western Power Distribution (South West) | Solar | 50 | - | - | - | - | No | Accepted to Connect | - | - | - | - | - | - | 50 | 47.5 | 50 | 0.285 | 0.3 | 08/08/2018 | To be Confirmed | To be confirmed | To be confirmed | -
WPD_ANYC_00185 | REDACTED INFORMATION | LEA MARSTON 132kV S STN | To be confirmed | 33kV or 66kV connection | Western Power Distribution (East Midlands) | Solar | 49.99 | - | - | - | - | No | Accepted to Connect | - | - | - | - | - | - | 49.99 | 47.4905 | 49.99 | 0.285 | 0.3 | 31/10/2018 | To be Confirmed | To be confirmed | To be confirmed | -
WPD_ANYC_00186 | REDACTED INFORMATION | Seabank Sgp | Radstock Bsp 132kv | Evercreech | Western Power Distribution (South West) | Other | 3 | - | - | - | - | No | Accepted to Connect | - | - | - | - | - | - | 3 | 2.85 | 3 | 0.475 | 0.5 | 28/08/2018 | To be Confirmed | To be confirmed | To be confirmed | -
WPD_ANYC_00188 | REDACTED INFORMATION | FECKENHAM 66 11kV S STN | Feckenham 66/11kVDUMMY | BROTHERIDGE GRN 66 11kV S STN | Western Power Distribution (West Midlands) | Other | 1 | - | - | - | - | No | Accepted to Connect | - | - | - | - | - | - | 1 | 0.95 | 1 | 0.95 | 1 | 03/07/2018 | To be Confirmed | To be confirmed | To be confirmed | -
WPD_ANYC_00191 | REDACTED INFORMATION | CHESTERFIELD 132kV S STN | CHESTERFIELD 33kV S STN | GRASSMOOR 33 11kV S STN | Western Power Distribution (East Midlands) | Solar | 3.75 | - | - | - | - | No | Accepted to Connect | - | - | - | - | - | - | 3.75 | 3.5625 | 3.75 | 0.0475 | 0.05 | 18/09/2018 | To be Confirmed | To be confirmed | To be confirmed | -
WPD_ANYC_00192 | REDACTED INFORMATION | Uskmouth | Llantarnam | Llantarnam Primary | Western Power Distribution (South Wales) | Solar | 0.5 | - | - | - | - | No | Accepted to Connect | - | - | - | - | - | - | 0.5 | 0.475 | 0.5 | 2.1375 | 2.25 | 14/09/2018 | To be Confirmed | To be confirmed | To be confirmed | -
WPD_ANYC_00193 | REDACTED INFORMATION | Aberthaw Power Station | Sully Grid | Sully Grid Primary | Western Power Distribution (South Wales) | Other renewable | 3.8 | - | - | - | - | No | Accepted to Connect | - | - | - | - | - | - | 3.8 | 3.61 | 3.8 | 2.375 | 2.5 | 06/09/2018 | To be Confirmed | To be confirmed | To be confirmed | -
WPD_ANYC_00196 | REDACTED INFORMATION | GRENDON 132kV S STN | KETTERING 33kV S STN | FARNDON ROAD 33 11kV S STN | Western Power Distribution (East Midlands) | Waste | 10 | - | - | - | - | No | Accepted to Connect | - | - | - | - | - | - | 10 | 9.5 | 10 | 0.19 | 0.2 | 10/08/2018 | To be Confirmed | To be confirmed | To be confirmed | -
WPD_ANYC_00197 | REDACTED INFORMATION | Uskmouth | 132kV connection | 132kV connection | Western Power Distribution (South Wales) | Solar | 49.99 | - | - | - | - | No | Accepted to Connect | - | - | - | - | - | - | 49.99 | 47.4905 | 49.99 | 0.475 | 0.5 | 24/07/2018 | To be Confirmed | To be confirmed | To be confirmed | -
WPD_ANYC_00198 | REDACTED INFORMATION | ENDERBY 132kV S STN | LEICESTER 33kV S STN | 33kV or 66kV connection | Western Power Distribution (East Midlands) | Battery storage | 50 | - | - | - | - | No | Accepted to Connect | - | - | - | - | - | - | 50 | 47.5 | 50 | 47.5 | 50 | 23/11/2018 | To be Confirmed | To be confirmed | To be confirmed | -
WPD_ANYC_00199 | REDACTED INFORMATION | STAYTHORPE C 132kV S STN | HAWTON 33kV S STN | SWINDERBY 33 11kV S STN | Western Power Distribution (East Midlands) | Hydro water reservoir | 1 | - | - | - | - | No | Accepted to Connect | - | - | - | - | - | - | 1 | 0.95 | 1 | 0.04275 | 0.045 | 11/02/2019 | To be Confirmed | To be confirmed | To be confirmed | -
WPD_ANYC_00200 | REDACTED INFORMATION | Exeter Main S.G.P. | To be confirmed | 33kV or 66kV connection | Western Power Distribution (South West) | Solar | 75 | - | - | - | - | No | Accepted to Connect | - | - | - | - | - | - | 75 | 71.25 | 75 | 0.57 | 0.6 | 08/08/2018 | To be Confirmed | To be confirmed | To be confirmed | -
WPD_ANYC_00201 | REDACTED INFORMATION | Bridgwater S.G.P. | Bridgwater Grid Bsp | 33kV or 66kV connection | Western Power Distribution (South West) | Solar | 10 | - | - | - | - | Yes | Accepted to Connect | - | - | - | - | - | - | 10 | 9.5 | 10 | 0.1425 | 0.15 | 17/09/2018 | To be Confirmed | To be confirmed | To be confirmed | -
WPD_ANYC_00202 | REDACTED INFORMATION | BISHOPS WOOD 132kV S STN | STOURPORT 132 66 33kV S STN | QUATT 33 11kV S STN | Western Power Distribution (West Midlands) | Other renewable | 5.61 | - | - | - | - | No | Accepted to Connect | - | - | - | - | - | - | 5.61 | 5.3295 | 5.61 | 0.095 | 0.1 | 03/12/2018 | To be Confirmed | To be confirmed | To be confirmed | -
WPD_ANYC_00203 | REDACTED INFORMATION | Alverdiscott S.G.P. | To be confirmed | 33kV or 66kV connection | Western Power Distribution (South West) | Solar | 49.9 | - | - | - | - | Yes | Accepted to Connect | - | - | - | - | - | - | 49.9 | 47.4905 | 49.99 | 19 | 20 | 03/09/2018 | To be Confirmed | To be confirmed | To be confirmed | -
WPD_ANYC_00204 | REDACTED INFORMATION | GRENDON 132kV S STN | KIBWORTH 33KV S STN | KIBWORTH 11kV S STN | Western Power Distribution (East Midlands) | Battery storage | 4.23 | - | - | - | - | No | Accepted to Connect | - | - | - | - | - | - | 4.23 | 4.0185 | 4.23 | 4.0185 | 4.23 | 21/08/2018 | To be Confirmed | To be confirmed | To be confirmed | -
WPD_ANYC_00206 | REDACTED INFORMATION | EAST CLAYDON 132KV S STN | STONY STRATFORD 33kV S STN | 33kV or 66kV connection | Western Power Distribution (East Midlands) | Solar | 20 | - | - | - | - | No | Accepted to Connect | - | - | - | - | - | - | 20 | 19 | 20 | 0.0475 | 0.05 | 08/12/2018 | To be Confirmed | To be confirmed | To be confirmed | -
WPD_ANYC_00207 | REDACTED INFORMATION | Iron Acton S.G.P. | Feeder Road 132kv | 33kV or 66kV connection | Western Power Distribution (South West) | Battery storage | 20 | - | - | - | - | No | Accepted to Connect | - | - | - | - | - | - | 20 | 19 | 20 | 19 | 20 | 19/10/2018 | To be Confirmed | To be confirmed | To be confirmed | -
WPD_ANYC_00209 | REDACTED INFORMATION | COVENTRY 132kV S STN | HINCKLEY 33kV S STN | 33kV or 66kV connection | Western Power Distribution (East Midlands) | Solar | 15 | - | - | - | - | No | Accepted to Connect | - | - | - | - | - | - | 15 | 14.25 | 15 | 0.0475 | 0.05 | 22/11/2018 | To be Confirmed | To be confirmed | To be confirmed | -
WPD_ANYC_00210 | REDACTED INFORMATION | RATCLIFFE ON SOAR 132kV S STN | To be confirmed | To be confirmed | Western Power Distribution (East Midlands) | Other | 43 | - | - | - | - | No | Accepted to Connect | - | - | - | - | - | - | 43 | 40.85 | 43 | 6.1275 | 6.45 | 21/12/2018 | To be Confirmed | To be confirmed | To be confirmed | -
WPD_ANYC_00211 | REDACTED INFORMATION | COVENTRY 132kV S STN | PAILTON 33KV S STN | 33kV or 66kV connection | Western Power Distribution (East Midlands) | Other | 15 | - | - | - | - | No | Accepted to Connect | - | - | - | - | - | - | 15 | 9.5 | 10 | 0 | 0 | 30/10/2018 | To be Confirmed | To be confirmed | To be confirmed | -
WPD_ANYC_00212 | REDACTED INFORMATION | RATCLIFFE ON SOAR 132kV S STN | To be confirmed | NOTTINGHAM NORTH 11kV S STN | Western Power Distribution (East Midlands) | Other renewable | 3 | - | - | - | - | No | Accepted to Connect | - | - | - | - | - | - | 3 | 2.85 | 3 | 0 | 0 | 17/07/2018 | To be Confirmed | To be confirmed | To be confirmed | -
WPD_ANYC_00213 | REDACTED INFORMATION | Swansea North Grid | Briton Ferry Grid | 33kV or 66kV connection | Western Power Distribution (South Wales) | Other | 27 | - | - | - | - | No | Accepted to Connect | - | - | - | - | - | - | 27 | 25.9996 | 27.368 | 0.2375 | 0.25 | 01/10/2018 | To be Confirmed | To be confirmed | To be confirmed | -
WPD_ANYC_00214 | REDACTED INFORMATION | Abham S.G.P. | Plympton Bsp | Linketty Lane | Western Power Distribution (South West) | Waste | 5 | - | - | - | - | Yes | Accepted to Connect | - | - | - | - | - | - | 5 | 4.75 | 5 | 0.19 | 0.2 | 05/12/2018 | To be Confirmed | To be confirmed | To be confirmed | -
WPD_ANYC_00215 | REDACTED INFORMATION | Alverdiscott S.G.P. | North Tawton Bsp | 33kV or 66kV connection | Western Power Distribution (South West) | Solar | 49.99 | - | - | - | - | Yes | Accepted to Connect | - | - | - | - | - | - | 49.99 | 47.4905 | 49.99 | 0.475 | 0.5 | 30/11/2018 | To be Confirmed | To be confirmed | To be confirmed | -
WPD_ANYC_00216 | REDACTED INFORMATION | RATCLIFFE ON SOAR 132kV S STN | WILLOUGHBY 33kV S STN | 33kV or 66kV connection | Western Power Distribution (East Midlands) | Solar | 30 | - | - | - | - | No | Accepted to Connect | - | - | - | - | - | - | 30 | 28.5 | 30 | 0.285 | 0.3 | 23/01/2019 | To be Confirmed | To be confirmed | To be confirmed | -
WPD_ANYC_00217 | REDACTED INFORMATION | COVENTRY 132kV S STN | COVENTRY NORTH 33kV S STN | COVENTRY ARENA 33 11kV S STN | Western Power Distribution (East Midlands) | Other renewable | 0.355 | - | - | - | - | No | Accepted to Connect | - | - | - | - | - | - | 0.355 | 0 | 0 | 2.09 | 2.2 | 26/03/2019 | To be Confirmed | To be confirmed | To be confirmed | -
WPD_ANYC_00218 | REDACTED INFORMATION | DRAKELOW 132kV | GRESLEY 33kV S STN | GRESLEY 11kV S STN | Western Power Distribution (East Midlands) | Other | 7.6 | - | - | - | - | No | Accepted to Connect | - | - | - | - | - | - | 7.6 | 6.859 | 7.22 | 0.2375 | 0.25 | 18/01/2019 | To be Confirmed | To be confirmed | To be confirmed | -
WPD_ANYC_00220 | REDACTED INFORMATION | Seabank Sgp | Radstock Bsp 132kv | Midsomer Norton | Western Power Distribution (South West) | Other | 6 | - | - | - | - | No | Accepted to Connect | - | - | - | - | - | - | 6 | 5.7 | 6 | 0.19 | 0.2 | 02/01/2019 | To be Confirmed | To be confirmed | To be confirmed | -
WPD_ANYC_00221 | REDACTED INFORMATION | CHESTERFIELD 132kV S STN | CHESTERFIELD 33kV S STN | Bolsover 11kV S Stn | Western Power Distribution (East Midlands) | Other | 5 | - | - | - | - | No | Accepted to Connect | - | - | - | - | - | - | 5 | 4.75 | 5 | 0.2375 | 0.25 | 30/11/2018 | To be Confirmed | To be confirmed | To be confirmed | -
WPD_ANYC_00222 | REDACTED INFORMATION | RUGELEY 132kV S STN | 132kV connection | 132kV connection | Western Power Distribution (West Midlands) | Solar | 0.001 | - | - | - | - | No | Accepted to Connect | - | - | - | - | - | - | 0.001 | 94.9905 | 99.99 | 0.00095 | 0.001 | 18/09/2018 | To be Confirmed | To be confirmed | To be confirmed | -
WPD_ANYC_00223 | REDACTED INFORMATION | Indian Queens S.G.P. | St Tudy Bsp | 33kV or 66kV connection | Western Power Distribution (South West) | Other | 1 | - | - | - | - | No | Accepted to Connect | - | - | - | - | - | - | 1 | 0.95 | 1 | 0.019 | 0.02 | 28/02/2019 | To be Confirmed | To be confirmed | To be confirmed | -
WPD_ANYC_00224 | REDACTED INFORMATION | GRENDON 132kV S STN | CORBY No2 33kV S STN | CORBY No2 11kV S STN | Western Power Distribution (East Midlands) | Other renewable | 6 | - | - | - | - | No | Accepted to Connect | - | - | - | - | - | - | 6 | 4.75 | 5 | 0.1425 | 0.15 | 15/01/2019 | To be Confirmed | To be confirmed | To be confirmed | -
WPD_ANYC_00225 | REDACTED INFORMATION | WEST BURTON 132kV S STN | To be confirmed | 33kV or 66kV connection | Western Power Distribution (East Midlands) | Solar | 49.9 | - | - | - | - | No | Accepted to Connect | - | - | - | - | - | - | 49.9 | 47.405 | 49.9 | 23.75 | 25 | 02/01/2019 | To be Confirmed | To be confirmed | To be confirmed | -
WPD_ANYC_00226 | REDACTED INFORMATION | Bridgwater S.G.P. | Churchill Bsp 132kv | 33kV or 66kV connection | Western Power Distribution (South West) | Other | 7 | - | - | - | - | Yes | Accepted to Connect | - | - | - | - | - | - | 7 | 6.65 | 7 | 0.2375 | 0.25 | 04/01/2019 | To be Confirmed | To be confirmed | To be confirmed | -
WPD_ANYC_00228 | REDACTED INFORMATION | Iron Acton S.G.P. | Lockleaze Bsp 132kv | Eastville | Western Power Distribution (South West) | Waste | 8 | - | - | - | - | No | Accepted to Connect | - | - | - | - | - | - | 8 | 7.6 | 8 | 0.19 | 0.2 | 10/01/2019 | To be Confirmed | To be confirmed | To be confirmed | -
WPD_ANYC_00229 | REDACTED INFORMATION | Indian Queens S.G.P. | Fraddon Bsp | 33kV or 66kV connection | Western Power Distribution (South West) | Solar | 49.9 | - | - | - | - | Yes | Accepted to Connect | - | - | - | - | - | - | 49.9 | 47.405 | 49.9 | 0.02375 | 0.025 | 28/11/2018 | To be Confirmed | To be confirmed | To be confirmed | -
WPD_ANYC_00230 | REDACTED INFORMATION | STAYTHORPE C 132kV S STN | To be confirmed | 33kV or 66kV connection | Western Power Distribution (East Midlands) | Solar | 59.92 | - | - | - | - | No | Accepted to Connect | - | - | - | - | - | - | 59.92 | 47.405 | 49.9 | 0.2375 | 0.25 | 15/02/2019 | To be Confirmed | To be confirmed | To be confirmed | -
WPD_ANYC_00231 | REDACTED INFORMATION | Iron Acton S.G.P. | Feeder Road 33kv | Feeder Rd 11kv | Western Power Distribution (South West) | Other | 7 | - | - | - | - | No | Accepted to Connect | - | - | - | - | - | - | 7 | 6.65 | 7 | 0.19 | 0.2 | 25/01/2019 | To be Confirmed | To be confirmed | To be confirmed | -
WPD_ANYC_00232 | REDACTED INFORMATION | Upper Boat | Talbot Green Grid | Talbot Green Primary | Western Power Distribution (South Wales) | Wind onshore | 2.5 | - | - | - | - | No | Accepted to Connect | - | - | - | - | - | - | 2.5 | 2.375 | 2.5 | 0.0475 | 0.05 | 08/03/2019 | To be Confirmed | To be confirmed | To be confirmed | -
WPD_ANYC_00233 | REDACTED INFORMATION | RATCLIFFE ON SOAR 132kV S STN | NOTTINGHAM 33kV S STN | SNEINTON 33 11kV S STN | Western Power Distribution (East Midlands) | Battery storage | 0.92 | - | - | - | - | No | Accepted to Connect | - | - | - | - | - | - | 0.92 | 0.874 | 0.92 | 1.8193 | 1.915 | 12/02/2019 | To be Confirmed | To be confirmed | To be confirmed | -
WPD_ANYC_00234 | REDACTED INFORMATION | COVENTRY 132kV S STN | COVENTRY NORTH 33kV S STN | WALSGRAVE 33 11kV S STN | Western Power Distribution (East Midlands) | Other renewable | 3.36 | - | - | - | - | No | Accepted to Connect | - | - | - | - | - | - | 3.36 | 0.94905 | 0.999 | 7.6 | 8 | 03/12/2018 | To be Confirmed | To be confirmed | To be confirmed | -
WPD_ANYC_00235 | REDACTED INFORMATION | To be confirmed | To be confirmed | 33kV or 66kV connection | Western Power Distribution (West Midlands) | Solar | 40 | - | - | - | - | No | Accepted to Connect | - | - | - | - | - | - | 40 | 38 | 40 | 0.09405 | 0.099 | 04/02/2019 | To be Confirmed | To be confirmed | To be confirmed | -
WPD_ANYC_00236 | REDACTED INFORMATION | DRAKELOW 132kV | BURTON SOUTH 33kV S STN | WELLINGTON ST 33 11kV S STN | Western Power Distribution (East Midlands) | Other | 4.5 | - | - | - | - | No | Accepted to Connect | - | - | - | - | - | - | 4.5 | 4.275 | 4.5 | 0.1425 | 0.15 | 08/11/2018 | To be Confirmed | To be confirmed | To be confirmed | -
WPD_ANYC_00237 | REDACTED INFORMATION | DRAKELOW 132kV | BURTON SOUTH 33kV S STN | WELLINGTON ST 33 11kV S STN | Western Power Distribution (East Midlands) | Other | 4.5 | - | - | - | - | No | Accepted to Connect | - | - | - | - | - | - | 4.5 | 4.275 | 4.5 | 0.1425 | 0.15 | 08/11/2018 | To be Confirmed | To be confirmed | To be confirmed | -
WPD_ANYC_00238 | REDACTED INFORMATION | Pembroke Power Station | Haverfordwest Grid | Penblewin | Western Power Distribution (South Wales) | Other | 2.4 | - | - | - | - | No | Accepted to Connect | - | - | - | - | - | - | 2.4 | 0 | 0 | 1.9 | 2 | 04/02/2019 | To be Confirmed | To be confirmed | To be confirmed | -
WPD_ANYC_00239 | REDACTED INFORMATION | Alverdiscott S.G.P. | East Yelland Bsp | Ilfracombe | Western Power Distribution (South West) | Solar | 0.545 | - | - | - | - | Yes | Accepted to Connect | - | - | - | - | - | - | 0.545 | 0.51775 | 0.545 | 2.1375 | 2.25 | 12/02/2019 | To be Confirmed | To be confirmed | To be confirmed | -
WPD_ANYC_00241 | REDACTED INFORMATION | Exeter Main S.G.P. | Tiverton Bsp | Dunkeswell 33/11kv | Western Power Distribution (South West) | Battery storage | 6.5 | - | - | - | - | No | Accepted to Connect | - | - | - | - | - | - | 6.5 | 6.175 | 6.5 | 3.8 | 4 | 10/01/2019 | To be Confirmed | To be confirmed | To be confirmed | -
WPD_ANYC_00244 | REDACTED INFORMATION | CHESTERFIELD 132kV S STN | To be confirmed | 33kV or 66kV connection | Western Power Distribution (East Midlands) | Solar | 49.99 | - | - | - | - | No | Accepted to Connect | - | - | - | - | - | - | 49.99 | 47.4905 | 49.99 | 0.95 | 1 | 08/01/2019 | To be Confirmed | To be confirmed | To be confirmed | -
WPD_ANYC_00245 | REDACTED INFORMATION | KITWELL 132kV S STN | HALESOWEN 132kV S STN | Halesowen 132/11kVDUMMY | Western Power Distribution (West Midlands) | Waste | 5 | - | - | - | - | No | Accepted to Connect | - | - | - | - | - | - | 5 | 4.75 | 5 | 0.057 | 0.06 | 11/01/2019 | To be Confirmed | To be confirmed | To be confirmed | -
WPD_ANYC_00246 | REDACTED INFORMATION | Uskmouth | Llantarnam | 33kV or 66kV connection | Western Power Distribution (South Wales) | Solar | 20 | - | - | - | - | No | Accepted to Connect | - | - | - | - | - | - | 20 | 19 | 20 | 0.855 | 0.9 | 01/03/2019 | To be Confirmed | To be confirmed | To be confirmed | -
WPD_ANYC_00247 | REDACTED INFORMATION | STAYTHORPE C 132kV S STN | To be confirmed | 33kV or 66kV connection | Western Power Distribution (East Midlands) | Solar | 47.658 | - | - | - | - | No | Accepted to Connect | - | - | - | - | - | - | 47.658 | 39.9 | 42 | 0.399 | 0.42 | 17/04/2019 | To be Confirmed | To be confirmed | To be confirmed | -
WPD_ANYC_00248 | REDACTED INFORMATION | Swansea North Grid | Trostre Grid | Maesarddafen | Western Power Distribution (South Wales) | Solar | 1.299 | - | - | - | - | No | Accepted to Connect | - | - | - | - | - | - | 1.299 | 0.09405 | 0.099 | 1.1837 | 1.246 | 19/11/2018 | To be Confirmed | To be confirmed | To be confirmed | -
WPD_ANYC_00249 | REDACTED INFORMATION | Pyle Grid | Pyle Bsp | To be confirmed | Western Power Distribution (South Wales) | Wind onshore | 3.45 | - | - | - | - | No | Accepted to Connect | - | - | - | - | - | - | 3.45 | 11.7325 | 12.35 | 6.65 | 7 | 29/04/2019 | To be Confirmed | To be confirmed | To be confirmed | -
WPD_ANYC_00250 | REDACTED INFORMATION | Indian Queens S.G.P. | St Tudy Bsp | 33kV or 66kV connection | Western Power Distribution (South West) | Wind offshore | 20 | - | - | - | - | No | Accepted to Connect | - | - | - | - | - | - | 20 | 19 | 20 | 0.2375 | 0.25 | 11/04/2019 | To be Confirmed | To be confirmed | To be confirmed | -
WPD_ANYC_00251 | REDACTED INFORMATION | RATCLIFFE ON SOAR 132kV S STN | NOTTINGHAM 33kV S STN | LENTON 33 11kV S STN | Western Power Distribution (East Midlands) | Solar | 0.6 | - | - | - | - | No | Accepted to Connect | - | - | - | - | - | - | 0.6 | 2.85 | 3 | 6.175 | 6.5 | 24/01/2019 | To be Confirmed | To be confirmed | To be confirmed | -
WPD_ANYC_00252 | REDACTED INFORMATION | WILLINGTON 132kV S STN | SPONDON B 33kV S STN | TRENT LANE 33 11kV S STN | Western Power Distribution (East Midlands) | Solar | 2 | - | - | - | - | No | Accepted to Connect | - | - | - | - | - | - | 2 | 0.9025 | 0.95 | 0 | 0 | 29/03/2019 | To be Confirmed | To be confirmed | To be confirmed | -
WPD_ANYC_00253 | REDACTED INFORMATION | Alverdiscott S.G.P. | Barnstaple Bsp | 33kV or 66kV connection | Western Power Distribution (South West) | Solar | 49.9 | - | - | - | - | Yes | Accepted to Connect | - | - | - | - | - | - | 49.9 | 47.405 | 49.9 | 0.475 | 0.5 | 21/01/2019 | To be Confirmed | To be confirmed | To be confirmed | -
WPD_ANYC_00254 | REDACTED INFORMATION | IRON ACTON 132kV S STN | To be confirmed | 33kV or 66kV connection | Western Power Distribution (West Midlands) | Solar | 50 | - | - | - | - | No | Accepted to Connect | - | - | - | - | - | - | 50 | 47.5 | 50 | 0.285 | 0.3 | 31/01/2019 | To be Confirmed | To be confirmed | To be confirmed | -
WPD_ANYC_00255 | REDACTED INFORMATION | Uskmouth | Llantarnam | Llantarnam Primary | Western Power Distribution (South Wales) | Solar | 3.3 | - | - | - | - | No | Accepted to Connect | - | - | - | - | - | - | 3.3 | 3.135 | 3.3 | 0.095 | 0.1 | 26/11/2018 | To be Confirmed | To be confirmed | To be confirmed | -
WPD_ANYC_00256 | REDACTED INFORMATION | OLDBURY 132kV | BIRCHFIELD LANE 132kV S STN | Birchfield Lane 132/11kVDUMMY | Western Power Distribution (West Midlands) | Other renewable | 0.42 | - | - | - | - | No | Accepted to Connect | - | - | - | - | - | - | 0.42 | 0.266 | 0.28 | 1.52 | 1.6 | 29/01/2019 | To be Confirmed | To be confirmed | To be confirmed | -
WPD_ANYC_00257 | REDACTED INFORMATION | COVENTRY 132kV S STN | DAVENTRY 33KV S STN | 33kV or 66kV connection | Western Power Distribution (East Midlands) | Solar | 19.8 | - | - | - | - | No | Accepted to Connect | - | - | - | - | - | - | 19.8 | 18.05 | 19 | 0.0855 | 0.09 | 18/04/2019 | To be Confirmed | To be confirmed | To be confirmed | -
WPD_ANYC_00258 | REDACTED INFORMATION | BISHOPS WOOD 132kV S STN | To be confirmed | 33kV or 66kV connection | Western Power Distribution (West Midlands) | Solar | 49.9 | - | - | - | - | No | Accepted to Connect | - | - | - | - | - | - | 49.9 | 47.405 | 49.9 | 0.2375 | 0.25 | 06/02/2019 | To be Confirmed | To be confirmed | To be confirmed | -
WPD_ANYC_00260 | REDACTED INFORMATION | Alverdiscott S.G.P. | East Yelland Bsp | Ilfracombe | Western Power Distribution (South West) | Solar | 0.545 | - | - | - | - | No | Accepted to Connect | - | - | - | - | - | - | 0.545 | 0 | 0 | 2.47 | 2.6 | 21/02/2019 | To be Confirmed | To be confirmed | To be confirmed | -
WPD_ANYC_00261 | REDACTED INFORMATION | Taunton S.G.P. | Bowhays Cross Bsp | Alcombe | Western Power Distribution (South West) | Battery storage | 3 | - | - | - | - | No | Accepted to Connect | - | - | - | - | - | - | 3 | 2.85 | 3 | 0.04275 | 0.045 | 07/03/2019 | To be Confirmed | To be confirmed | To be confirmed | -
WPD_ANYC_00263 | REDACTED INFORMATION | LEA MARSTON 132kV S STN | To be confirmed | 33kV or 66kV connection | Western Power Distribution (East Midlands) | Solar | 40 | - | - | - | - | No | Accepted to Connect | - | - | - | - | - | - | 40 | 38 | 40 | 0.0855 | 0.09 | 05/03/2019 | To be Confirmed | To be confirmed | To be confirmed | -
WPD_ANYC_00265 | REDACTED INFORMATION | Upper Boat | Upper Boat Bsp | 33kV or 66kV connection | Western Power Distribution (South Wales) | Solar | 15 | - | - | - | - | No | Accepted to Connect | - | - | - | - | - | - | 15 | 14.25 | 15 | 0.0475 | 0.05 | 14/01/2019 | To be Confirmed | To be confirmed | To be confirmed | -
WPD_ANYC_00266 | REDACTED INFORMATION | CHESTERFIELD 132kV S STN | To be confirmed | To be confirmed | Western Power Distribution (East Midlands) | Solar | 40 | - | - | - | - | No | Accepted to Connect | - | - | - | - | - | - | 40 | 38 | 40 | 0.19 | 0.2 | 07/05/2019 | To be Confirmed | To be confirmed | To be confirmed | -
WPD_ANYC_00267 | REDACTED INFORMATION | Cellarhead 132kV | To be confirmed | 33kV or 66kV connection | Western Power Distribution (West Midlands) | Solar | 13.4 | - | - | - | - | Yes | Accepted to Connect | - | - | - | - | - | - | 13.4 | 12.73 | 13.4 | 5.7 | 6 | 19/02/2019 | To be Confirmed | To be confirmed | To be confirmed | -
WPD_ANYC_00270 | REDACTED INFORMATION | Bridgwater S.G.P. | Bridgwater Grid Bsp | 33kV or 66kV connection | Western Power Distribution (South West) | Solar | 40 | - | - | - | - | No | Accepted to Connect | - | - | - | - | - | - | 40 | 38 | 40 | 0.0855 | 0.09 | 02/04/2019 | To be Confirmed | To be confirmed | To be confirmed | -
WPD_ANYC_00275 | REDACTED INFORMATION | BUSTLEHOLM 132kV S STN | Walsall 132kV/33kV | 33kV or 66kV connection | Western Power Distribution (West Midlands) | Battery storage | 43.2 | - | - | - | - | No | Accepted to Connect | - | - | - | - | - | - | 43.2 | 41.04 | 43.2 | 41.04 | 43.2 | 21/05/2019 | To be Confirmed | To be confirmed | To be confirmed | -
WPD_ANYC_00276 | REDACTED INFORMATION | BISHOPS WOOD 132kV S STN | STOURPORT 132 66 33kV S STN | Stourport 132/66/33/11kV | Western Power Distribution (West Midlands) | Other renewable | 5.5 | - | - | - | - | No | Accepted to Connect | - | - | - | - | - | - | 5.5 | 5.225 | 5.5 | 0.475 | 0.5 | 21/02/2019 | To be Confirmed | To be confirmed | To be confirmed | -
WPD_ANYC_00278 | REDACTED INFORMATION | Rassau G.S.P. | Crumlin | To be confirmed | Western Power Distribution (South Wales) | Other | 74 | - | - | - | - | No | Accepted to Connect | - | - | - | - | - | - | 74 | 74.0002 | 77.895 | 9.5 | 10 | 11/06/2019 | To be Confirmed | To be confirmed | To be confirmed | -
WPD_ANYC_00279 | REDACTED INFORMATION | LEA MARSTON 132kV S STN | HAMS HALL SOUTH 132kV S STN | Hams Hall South 132/11kVDUMMY | Western Power Distribution (West Midlands) | Other renewable | 1.5 | - | - | - | - | No | Accepted to Connect | - | - | - | - | - | - | 1.5 | 0.4275 | 0.45 | 1.9 | 2 | 15/02/2019 | To be Confirmed | To be confirmed | To be confirmed | -
WPD_ANYC_00280 | REDACTED INFORMATION | CHESTERFIELD 132kV S STN | STAVELEY 33kV S STN | 33kV or 66kV connection | Western Power Distribution (East Midlands) | Other | 6 | - | - | - | - | No | Accepted to Connect | - | - | - | - | - | - | 6 | 5.7 | 6 | 5.7 | 6 | 02/04/2019 | To be Confirmed | To be confirmed | To be confirmed | -
WPD_ANYC_00281 | REDACTED INFORMATION | Cellarhead 132kV | WHITFIELD 132 33kV S STN | CHEDDLETON 33 11kV S STN | Western Power Distribution (West Midlands) | Other | 2.026 | - | - | - | - | No | Accepted to Connect | - | - | - | - | - | - | 2.026 | 0 | 0 | 3.515 | 3.7 | 14/03/2019 | To be Confirmed | To be confirmed | To be confirmed | -
WPD_ANYC_00282 | REDACTED INFORMATION | Swansea North Grid | Ystradgynlais Grid | To be confirmed | Western Power Distribution (South Wales) | Solar | 25 | - | - | - | - | No | Accepted to Connect | - | - | - | - | - | - | 25 | 23.75 | 25 | 0.095 | 0.1 | 10/04/2019 | To be Confirmed | To be confirmed | To be confirmed | -
WPD_ANYC_00283 | REDACTED INFORMATION | FECKENHAM 66 11kV S STN | Feckenham 66/11kVDUMMY | 33kV or 66kV connection | Western Power Distribution (West Midlands) | Solar | 49 | - | - | - | - | Yes | Accepted to Connect | - | - | - | - | - | - | 49 | 46.55 | 49 | 0.285 | 0.3 | 07/01/2019 | To be Confirmed | To be confirmed | To be confirmed | -
WPD_ANYC_00285 | REDACTED INFORMATION | WEST BURTON 132kV S STN | LINCOLN MAIN No 1 33kV S STN | DODDINGTON PARK 33 11kV S STN | Western Power Distribution (East Midlands) | Hydro pumped storage | 5 | - | - | - | - | No | Accepted to Connect | - | - | - | - | - | - | 5 | 4.75 | 5 | 0.095 | 0.1 | 21/12/2018 | To be Confirmed | To be confirmed | To be confirmed | -
WPD_ANYC_00287 | REDACTED INFORMATION | BERKSWELL 132kV S STN | WARWICK 33kV S STN | 33kV or 66kV connection | Western Power Distribution (East Midlands) | Battery storage | 12.73 | - | - | - | - | No | Accepted to Connect | - | - | - | - | - | - | 12.73 | 5.7 | 6 | 5.7 | 6 | 27/06/2019 | To be Confirmed | To be confirmed | To be confirmed | -
WPD_ANYC_00288 | REDACTED INFORMATION | Swansea North Grid | Ammanford Grid | 33kV or 66kV connection | Western Power Distribution (South Wales) | Solar | 30 | - | - | - | - | No | Accepted to Connect | - | - | - | - | - | - | 30 | 28.5 | 30 | 0.0475 | 0.05 | 15/03/2019 | To be Confirmed | To be confirmed | To be confirmed | -
WPD_ANYC_00289 | REDACTED INFORMATION | Pyle Grid | Pyle Bsp | 33kV or 66kV connection | Western Power Distribution (South Wales) | Solar | 75 | - | - | - | - | No | Accepted to Connect | - | - | - | - | - | - | 75 | 71.25 | 75 | 0.285 | 0.3 | 20/05/2019 | To be Confirmed | To be confirmed | To be confirmed | -
WPD_ANYC_00292 | REDACTED INFORMATION | WILLENHALL 132 25kV S STN | Willenhall 132/25/11kVDUMMY | Willenhall 132/25/11kVDUMMY | Western Power Distribution (West Midlands) | Solar | 0.124 | - | - | - | - | No | Accepted to Connect | - | - | - | - | - | - | 0.124 | 0.1178 | 0.124 | 1.235 | 1.3 | 15/04/2019 | To be Confirmed | To be confirmed | To be confirmed | -
WPD_ANYC_00293 | REDACTED INFORMATION | Exeter Main S.G.P. | Exeter Main Bsp | 33kV or 66kV connection | Western Power Distribution (South West) | Solar | 10 | - | - | - | - | No | Accepted to Connect | - | - | - | - | - | - | 10 | 9.5 | 10 | 0.2185 | 0.23 | 09/05/2019 | To be Confirmed | To be confirmed | To be confirmed | -
WPD_ANYC_00294 | REDACTED INFORMATION | GRENDON 132kV S STN | To be confirmed | To be confirmed | Western Power Distribution (East Midlands) | Solar | 40 | - | - | - | - | No | Accepted to Connect | - | - | - | - | - | - | 40 | 38 | 40 | 0.38 | 0.4 | 03/10/2019 | To be Confirmed | To be confirmed | To be confirmed | -
WPD_ANYC_00295 | REDACTED INFORMATION | CHESTERFIELD 132kV S STN | MANSFIELD 33kV S STN | ACREAGE LANE 33 11kV S STN | Western Power Distribution (East Midlands) | Other | 4 | - | - | - | - | No | Accepted to Connect | - | - | - | - | - | - | 4 | 0.475 | 0.5 | 6.6975 | 7.05 | 07/03/2019 | To be Confirmed | To be confirmed | To be confirmed | -
WPD_ANYC_00296 | REDACTED INFORMATION | WALPOLE 132kV S STN | BOSTON 33kV S STN | MARSH LANE 33 11kV S STN | Western Power Distribution (East Midlands) | Other renewable | 3 | - | - | - | - | No | Accepted to Connect | - | - | - | - | - | - | 3 | 2.85 | 3 | 0.095 | 0.1 | 25/02/2019 | To be Confirmed | To be confirmed | To be confirmed | -
WPD_ANYC_00297 | REDACTED INFORMATION | GRENDON 132kV S STN | KETTERING 33kV S STN | 33kV or 66kV connection | Western Power Distribution (East Midlands) | Other | 10 | - | - | - | - | No | Accepted to Connect | - | - | - | - | - | - | 10 | 9.5 | 10 | 0.1425 | 0.15 | 29/08/2018 | To be Confirmed | To be confirmed | To be confirmed | -
WPD_ANYC_00300 | REDACTED INFORMATION | Axminster S.G.P. | Woodcote Bsp | Crewkerne | Western Power Distribution (South West) | Other | 7.5 | - | - | - | - | No | Accepted to Connect | - | - | - | - | - | - | 7.5 | 7.125 | 7.5 | 0.19 | 0.2 | 22/05/2019 | To be Confirmed | To be confirmed | To be confirmed | -
WPD_ANYC_00302 | REDACTED INFORMATION | Exeter Main S.G.P. | Exmouth Bsp | To be confirmed | Western Power Distribution (South West) | Other | 6 | - | - | - | - | No | Accepted to Connect | - | - | - | - | - | - | 6 | 5.7 | 6 | 0.0684 | 0.072 | 26/03/2019 | To be Confirmed | To be confirmed | To be confirmed | -
WPD_ANYC_00303 | REDACTED INFORMATION | GRENDON 132kV S STN | IRTHLINGBOROUGH 33kV S STN | 33kV or 66kV connection | Western Power Distribution (East Midlands) | Battery storage | 4 | - | - | - | - | No | Accepted to Connect | - | - | - | - | - | - | 4 | 3.8 | 4 | 0 | 0 | 13/05/2019 | To be Confirmed | To be confirmed | To be confirmed | -
WPD_ANYC_00304 | REDACTED INFORMATION | BISHOPS WOOD 132kV S STN | To be confirmed | 33kV or 66kV connection | Western Power Distribution (West Midlands) | Other | 0.001 | - | - | - | - | No | Accepted to Connect | - | - | - | - | - | - | 0.001 | 7.125 | 7.5 | 0.21375 | 0.225 | 18/03/2019 | To be Confirmed | To be confirmed | To be confirmed | -
WPD_ANYC_00306 | REDACTED INFORMATION | PORT HAM 132kV S STN | To be confirmed | 33kV or 66kV connection | Western Power Distribution (West Midlands) | Solar | 49.9 | - | - | - | - | No | Accepted to Connect | - | - | - | - | - | - | 49.9 | 47.405 | 49.9 | 0.38 | 0.4 | 24/06/2019 | To be Confirmed | To be confirmed | To be confirmed | -
WPD_ANYC_00307 | REDACTED INFORMATION | FECKENHAM 66 11kV S STN | Feckenham 66/11kVDUMMY | 33kV or 66kV connection | Western Power Distribution (West Midlands) | Solar | 32 | - | - | - | - | Yes | Accepted to Connect | - | - | - | - | - | - | 32 | 30.4 | 32 | 0.304 | 0.32 | 27/06/2019 | To be Confirmed | To be confirmed | To be confirmed | -
WPD_ANYC_00308 | REDACTED INFORMATION | Iron Acton S.G.P. | Feeder Road 33kv | Bower Ashton | Western Power Distribution (South West) | Solar | 0.047 | - | - | - | - | No | Accepted to Connect | - | - | - | - | - | - | 0.047 | 0.04465 | 0.047 | 0.95 | 1 | 04/03/2019 | To be Confirmed | To be confirmed | To be confirmed | -
WPD_ANYC_00309 | REDACTED INFORMATION | WALPOLE 132kV S STN | BOSTON 33kV S STN | MARSH LANE 33 11kV S STN | Western Power Distribution (East Midlands) | Hydro pumped storage | 6 | - | - | - | - | No | Accepted to Connect | - | - | - | - | - | - | 6 | 5.7 | 6 | 0.095 | 0.1 | 21/02/2019 | To be Confirmed | To be confirmed | To be confirmed | -
WPD_ANYC_00310 | REDACTED INFORMATION | CHESTERFIELD 132kV S STN | MANSFIELD 33kV S STN | 33kV or 66kV connection | Western Power Distribution (East Midlands) | Other | 20 | - | - | - | - | No | Accepted to Connect | - | - | - | - | - | - | 20 | 19 | 20 | 0.19 | 0.2 | 06/08/2019 | To be Confirmed | To be confirmed | To be confirmed | -
WPD_ANYC_00311 | REDACTED INFORMATION | FECKENHAM 66 11kV S STN | Feckenham 66/11kVDUMMY | 33kV or 66kV connection | Western Power Distribution (West Midlands) | Solar | 30 | - | - | - | - | Yes | Accepted to Connect | - | - | - | - | - | - | 30 | 28.5 | 30 | 0.475 | 0.5 | 20/06/2019 | To be Confirmed | To be confirmed | To be confirmed | -
WPD_ANYC_00313 | REDACTED INFORMATION | CHESTERFIELD 132kV S STN | PINXTON 132kV S STN | PINXTON 11kV S STN | Western Power Distribution (East Midlands) | Other | 4.5 | - | - | - | - | No | Accepted to Connect | - | - | - | - | - | - | 4.5 | 4.275 | 4.5 | 0.1425 | 0.15 | 25/02/2019 | To be Confirmed | To be confirmed | To be confirmed | -
WPD_ANYC_00314 | REDACTED INFORMATION | BICKER FEN 132kV S STN | SLEAFORD 33kV S STN | 33kV or 66kV connection | Western Power Distribution (East Midlands) | Solar | 20 | - | - | - | - | No | Accepted to Connect | - | - | - | - | - | - | 20 | 19 | 20 | 0.0285 | 0.03 | 21/06/2019 | To be Confirmed | To be confirmed | To be confirmed | -
WPD_ANYC_00316 | REDACTED INFORMATION | Indian Queens S.G.P. | Camborne Bsp | 33kV or 66kV connection | Western Power Distribution (South West) | Battery storage | 9 | - | - | - | - | Yes | Accepted to Connect | - | - | - | - | - | - | 9 | 8.55 | 9 | 8.55 | 9 | 08/08/2019 | To be Confirmed | To be confirmed | To be confirmed | -
WPD_ANYC_00317 | REDACTED INFORMATION | Seabank Sgp | Radstock Bsp 132kv | Midsomer Norton | Western Power Distribution (South West) | Other | 7.605 | - | - | - | - | No | Accepted to Connect | - | - | - | - | - | - | 7.605 | 6.65 | 7 | 0.19 | 0.2 | 22/03/2019 | To be Confirmed | To be confirmed | To be confirmed | -
WPD_ANYC_00318 | REDACTED INFORMATION | Alverdiscott S.G.P. | East Yelland Bsp | 33kV or 66kV connection | Western Power Distribution (South West) | Solar | 35 | - | - | - | - | No | Accepted to Connect | - | - | - | - | - | - | 35 | 33.25 | 35 | 0.3325 | 0.35 | 25/07/2019 | To be Confirmed | To be confirmed | To be confirmed | -
WPD_ANYC_00319 | REDACTED INFORMATION | Iron Acton S.G.P. | Bradley Stoke Bsp | Almondsbury | Western Power Distribution (South West) | Waste | 9 | - | - | - | - | No | Accepted to Connect | - | - | - | - | - | - | 9 | 8.55 | 9 | 0.19 | 0.2 | 29/01/2019 | To be Confirmed | To be confirmed | To be confirmed | -
WPD_ANYC_00320 | REDACTED INFORMATION | BISHOPS WOOD 132kV S STN | HEREFORD 66kV S STN | 33kV or 66kV connection | Western Power Distribution (West Midlands) | Other | 49 | - | - | - | - | No | Accepted to Connect | - | - | - | - | - | - | 49 | 46.55 | 49 | 0.95 | 1 | 28/06/2019 | To be Confirmed | To be confirmed | To be confirmed | -
WPD_ANYC_00321 | REDACTED INFORMATION | Uskmouth | Llantarnam | To be confirmed | Western Power Distribution (South Wales) | Solar | 0.6 | - | - | - | - | No | Accepted to Connect | - | - | - | - | - | - | 0.6 | 0.57 | 0.6 | 0.95 | 1 | 15/03/2019 | To be Confirmed | To be confirmed | To be confirmed | -
WPD_ANYC_00325 | REDACTED INFORMATION | Aberthaw Power Station | East Aberthaw | East Aberthaw Primary | Western Power Distribution (South Wales) | Solar | 1 | - | - | - | - | No | Accepted to Connect | - | - | - | - | - | - | 1 | 0.95 | 1 | 0.95 | 1 | 05/06/2019 | To be Confirmed | To be confirmed | To be confirmed | -
WPD_ANYC_00326 | REDACTED INFORMATION | Exeter Main S.G.P. | Sowton Bsp | Sowton | Western Power Distribution (South West) | Solar | 1.287 | - | - | - | - | No | Accepted to Connect | - | - | - | - | - | - | 1.287 | 0.855 | 0.9 | 1.425 | 1.5 | 20/03/2019 | To be Confirmed | To be confirmed | To be confirmed | -
WPD_ANYC_00330 | REDACTED INFORMATION | Bushbury D 132kV | BUSHBURY C 132kV S STN | 33kV or 66kV connection | Western Power Distribution (West Midlands) | Solar | 0.3 | - | - | - | - | No | Accepted to Connect | - | - | - | - | - | - | 0.3 | 28.5 | 30 | 0.285 | 0.3 | 24/07/2019 | To be Confirmed | To be confirmed | To be confirmed | -
WPD_ANYC_00331 | REDACTED INFORMATION | SHREWSBURY 132kV S STN | Shrewsbury 132/33kVDUMMY | DOTHILL 33 11kV S STN | Western Power Distribution (West Midlands) | Other | 2.085 | - | - | - | - | No | Accepted to Connect | - | - | - | - | - | - | 2.085 | 1.14 | 1.2 | 1.52 | 1.6 | 12/04/2019 | To be Confirmed | To be confirmed | To be confirmed | -
WPD_ANYC_00332 | REDACTED INFORMATION | EAST CLAYDON 132KV S STN | STONY STRATFORD 33kV S STN | 33kV or 66kV connection | Western Power Distribution (East Midlands) | Other | 10 | - | - | - | - | No | Accepted to Connect | - | - | - | - | - | - | 10 | 9.5 | 10 | 0.095 | 0.1 | 24/05/2019 | To be Confirmed | To be confirmed | To be confirmed | -
WPD_ANYC_00336 | REDACTED INFORMATION | IRON ACTON 132kV S STN | To be confirmed | 33kV or 66kV connection | Western Power Distribution (West Midlands) | Solar | 40 | - | - | - | - | No | Accepted to Connect | - | - | - | - | - | - | 40 | 38 | 40 | 0.1425 | 0.15 | 03/07/2019 | To be Confirmed | To be confirmed | To be confirmed | -
WPD_ANYC_00337 | REDACTED INFORMATION | EAST CLAYDON 132KV S STN | BRACKLEY 132kV S STN | 33kV or 66kV connection | Western Power Distribution (East Midlands) | Solar | 20 | - | - | - | - | No | Accepted to Connect | - | - | - | - | - | - | 20 | 19 | 20 | 0.0475 | 0.05 | 11/06/2019 | To be Confirmed | To be confirmed | To be confirmed | -
WPD_ANYC_00338 | REDACTED INFORMATION | Exeter Main S.G.P. | Exeter Main Bsp | 33kV or 66kV connection | Western Power Distribution (South West) | Solar | 35 | - | - | - | - | No | Accepted to Connect | - | - | - | - | - | - | 35 | 33.25 | 35 | 0.285 | 0.3 | 16/07/2019 | To be Confirmed | To be confirmed | To be confirmed | -
WPD_ANYC_00339 | REDACTED INFORMATION | IRONBRIDGE 132kV S STN | To be confirmed | To be confirmed | Western Power Distribution (West Midlands) | Other | 0.001 | - | - | - | - | No | Accepted to Connect | - | - | - | - | - | - | 0.001 | 18.867 | 19.86 | 0.00095 | 0.001 | 27/06/2019 | To be Confirmed | To be confirmed | To be confirmed | -
WPD_ANYC_00341 | REDACTED INFORMATION | Alverdiscott S.G.P. | North Tawton Bsp | 33kV or 66kV connection | Western Power Distribution (South West) | Solar | 8.5 | - | - | - | - | Yes | Accepted to Connect | - | - | - | - | - | - | 8.5 | 8.075 | 8.5 | 0.95 | 1 | 30/07/2019 | To be Confirmed | To be confirmed | To be confirmed | -
WPD_ANYC_00345 | REDACTED INFORMATION | Rassau G.S.P. | Abergavenny | Crickhowell | Western Power Distribution (East Midlands) | Other | 0.656 | - | - | - | - | No | Accepted to Connect | - | - | - | - | - | - | 0.656 | 0 | 0 | 0.95 | 1 | 15/04/2019 | To be Confirmed | To be confirmed | To be confirmed | -
WPD_ANYC_00352 | REDACTED INFORMATION | Pyle Grid | Margam Grid | To be confirmed | Western Power Distribution (South Wales) | Other | 117 | - | - | - | - | No | Accepted to Connect | - | - | - | - | - | - | 117 | 18.05 | 19 | 117.8 | 124 | 16/12/2019 | To be Confirmed | To be confirmed | To be confirmed | -
WPD_ANYC_00353 | REDACTED INFORMATION | COVENTRY 132kV S STN | To be confirmed | 33kV or 66kV connection | Western Power Distribution (East Midlands) | Solar | 49.99 | - | - | - | - | No | Accepted to Connect | - | - | - | - | - | - | 49.99 | 47.4905 | 49.99 | 0.475 | 0.5 | 13/09/2019 | To be Confirmed | To be confirmed | To be confirmed | -
WPD_ANYC_00354 | REDACTED INFORMATION | Swansea North Grid | Briton Ferry Grid | Victoria Road | Western Power Distribution (South Wales) | Solar | 0.23 | - | - | - | - | No | Accepted to Connect | - | - | - | - | - | - | 0.23 | 0.23275 | 0.245 | 1.425 | 1.5 | 17/06/2019 | To be Confirmed | To be confirmed | To be confirmed | -
WPD_ANYC_00355 | REDACTED INFORMATION | Axminster S.G.P. | Woodcote Bsp | Crewkerne | Western Power Distribution (South West) | Solar | 1.56 | - | - | - | - | No | Accepted to Connect | - | - | - | - | - | - | 1.56 | 1.482 | 1.56 | 1.14 | 1.2 | 19/08/2019 | To be Confirmed | To be confirmed | To be confirmed | -
WPD_ANYC_00356 | REDACTED INFORMATION | RUGELEY 132kV S STN | LICHFIELD 132kV S STN | Lichfield 132/11kVDUMMY | Western Power Distribution (West Midlands) | Other | 0.52 | - | - | - | - | No | Accepted to Connect | - | - | - | - | - | - | 0.52 | 0 | 0 | 1.2825 | 1.35 | 17/04/2019 | To be Confirmed | To be confirmed | To be confirmed | -
WPD_ANYC_00357 | REDACTED INFORMATION | Exeter Main S.G.P. | Exmouth Bsp | Withycombe Raleigh | Western Power Distribution (South West) | Other | 1.966 | - | - | - | - | No | Accepted to Connect | - | - | - | - | - | - | 1.966 | 0.9177 | 0.966 | 0.04275 | 0.045 | 26/03/2019 | To be Confirmed | To be confirmed | To be confirmed | -
WPD_ANYC_00358 | REDACTED INFORMATION | RATCLIFFE ON SOAR 132kV S STN | WILLOUGHBY 33kV S STN | 33kV or 66kV connection | Western Power Distribution (East Midlands) | Other | 12.65 | - | - | - | - | No | Accepted to Connect | - | - | - | - | - | - | 12.65 | 7.2675 | 7.65 | 0.475 | 0.5 | 18/04/2019 | To be Confirmed | To be confirmed | To be confirmed | -
WPD_ANYC_00360 | REDACTED INFORMATION | Alverdiscott S.G.P. | To be confirmed | To be confirmed | Western Power Distribution (South West) | Solar | 5 | - | - | - | - | No | Accepted to Connect | - | - | - | - | - | - | 5 | 4.75 | 5 | 0 | 0 | 26/09/2019 | To be Confirmed | To be confirmed | To be confirmed | -
WPD_ANYC_00365 | REDACTED INFORMATION | To be confirmed | To be confirmed | 33kV or 66kV connection | Western Power Distribution (West Midlands) | Solar | 0.001 | - | - | - | - | No | Accepted to Connect | - | - | - | - | - | - | 0.001 | 33.25 | 35 | 0.00095 | 0.001 | 23/07/2019 | To be Confirmed | To be confirmed | To be confirmed | -
WPD_ANYC_00367 | REDACTED INFORMATION | Swansea North Grid | Ammanford Grid | To be confirmed | Western Power Distribution (South Wales) | Solar | 31 | - | - | - | - | No | Accepted to Connect | - | - | - | - | - | - | 31 | 28.5 | 30 | 0.19 | 0.2 | 14/11/2019 | To be Confirmed | To be confirmed | To be confirmed | -
WPD_ANYC_00368 | REDACTED INFORMATION | Indian Queens S.G.P. | Truro Bsp | To be confirmed | Western Power Distribution (South West) | Battery storage | 1 | - | - | - | - | No | Accepted to Connect | - | - | - | - | - | - | 1 | 0.95 | 1 | 0.95 | 1 | 31/05/2019 | To be Confirmed | To be confirmed | To be confirmed | -
WPD_ANYC_00370 | REDACTED INFORMATION | STAYTHORPE C 132kV S STN | To be confirmed | 33kV or 66kV connection | Western Power Distribution (East Midlands) | Solar | 33.7 | - | - | - | - | No | Accepted to Connect | - | - | - | - | - | - | 33.7 | 30.4 | 32 | 0.304 | 0.32 | 11/09/2019 | To be Confirmed | To be confirmed | To be confirmed | -
WPD_ANYC_00372 | REDACTED INFORMATION | Swansea North Grid | Swansea North Bsp | 33kV or 66kV connection | Western Power Distribution (South Wales) | Solar | 30 | - | - | - | - | No | Accepted to Connect | - | - | - | - | - | - | 30 | 28.5 | 30 | 0.285 | 0.3 | 06/09/2019 | To be Confirmed | To be confirmed | To be confirmed | -
WPD_ANYC_00373 | REDACTED INFORMATION | Abham S.G.P. | Plympton Bsp | Langage | Western Power Distribution (South West) | Waste | 4.25 | - | - | - | - | Yes | Accepted to Connect | - | - | - | - | - | - | 4.25 | 4.0375 | 4.25 | 0.19 | 0.2 | 19/06/2019 | To be Confirmed | To be confirmed | To be confirmed | -
WPD_ANYC_00374 | REDACTED INFORMATION | SHREWSBURY 132kV S STN | Shrewsbury 132/33kVDUMMY | MALEHURST 33 11kV S STN | Western Power Distribution (West Midlands) | Other renewable | 1.5 | - | - | - | - | No | Accepted to Connect | - | - | - | - | - | - | 1.5 | 0 | 0 | 2.28 | 2.4 | 09/08/2019 | To be Confirmed | To be confirmed | To be confirmed | -
WPD_ANYC_00375 | REDACTED INFORMATION | Exeter Main S.G.P. | Exeter City Bsp | Crediton | Western Power Distribution (South West) | Other renewable | 0.499 | - | - | - | - | No | Accepted to Connect | - | - | - | - | - | - | 0.499 | 0.47405 | 0.499 | 0.95 | 1 | 15/05/2019 | To be Confirmed | To be confirmed | To be confirmed | -
WPD_ANYC_00377 | REDACTED INFORMATION | COVENTRY 132kV S STN | RUGBY 33kV S STN | 33kV or 66kV connection | Western Power Distribution (East Midlands) | Solar | 21.8 | - | - | - | - | No | Accepted to Connect | - | - | - | - | - | - | 21.8 | 20.71 | 21.8 | 0.247 | 0.26 | 19/08/2019 | To be Confirmed | To be confirmed | To be confirmed | -
WPD_ANYC_00378 | REDACTED INFORMATION | COVENTRY 132kV S STN | PAILTON 33KV S STN | MAGNA PARK 33 11kV S STN | Western Power Distribution (East Midlands) | Solar | 0.75 | - | - | - | - | No | Accepted to Connect | - | - | - | - | - | - | 0.75 | 0.7125 | 0.75 | 2.85 | 3 | 30/07/2019 | To be Confirmed | To be confirmed | To be confirmed | -
WPD_ANYC_00379 | REDACTED INFORMATION | PORT HAM 132kV S STN | CASTLE MEADS 33kV S STN | ROTOL 33 11kV S STN | Western Power Distribution (West Midlands) | Solar | 1.625 | - | - | - | - | No | Accepted to Connect | - | - | - | - | - | - | 1.625 | 0.532 | 0.56 | 0.95 | 1 | 03/05/2019 | To be Confirmed | To be confirmed | To be confirmed | -
WPD_ANYC_00381 | REDACTED INFORMATION | LEA MARSTON 132kV S STN | TAMWORTH 33kV S STN | BIRCH COPPICE 33 11kV S STN | Western Power Distribution (East Midlands) | Solar | 4.875 | - | - | - | - | No | Accepted to Connect | - | - | - | - | - | - | 4.875 | 4.6312 | 4.875 | 0.095 | 0.1 | 29/08/2019 | To be Confirmed | To be confirmed | To be confirmed | -
WPD_ANYC_00382 | REDACTED INFORMATION | CHESTERFIELD 132kV S STN | PINXTON 132kV S STN | PINXTON 11kV S STN | Western Power Distribution (East Midlands) | Other | 7.3 | - | - | - | - | No | Accepted to Connect | - | - | - | - | - | - | 7.3 | 6.935 | 7.3 | 0.21375 | 0.225 | 19/09/2019 | To be Confirmed | To be confirmed | To be confirmed | -
WPD_ANYC_00385 | REDACTED INFORMATION | CHESTERFIELD 132kV S STN | STAVELEY 33kV S STN | 33kV or 66kV connection | Western Power Distribution (East Midlands) | Solar | 20 | - | - | - | - | No | Accepted to Connect | - | - | - | - | - | - | 20 | 19 | 20 | 0.0475 | 0.05 | 24/05/2019 | To be Confirmed | To be confirmed | To be confirmed | -
WPD_ANYC_00386 | REDACTED INFORMATION | PORT HAM 132kV S STN | To be confirmed | 33kV or 66kV connection | Western Power Distribution (West Midlands) | Solar | 20 | - | - | - | - | No | Accepted to Connect | - | - | - | - | - | - | 20 | 19 | 20 | 0.095 | 0.1 | 20/09/2019 | To be Confirmed | To be confirmed | To be confirmed | -
WPD_ANYC_00387 | REDACTED INFORMATION | Taunton S.G.P. | Bowhays Cross Bsp | Alcombe | Western Power Distribution (South West) | Other | 7.2 | - | - | - | - | No | Accepted to Connect | - | - | - | - | - | - | 7.2 | 6.84 | 7.2 | 0.19 | 0.2 | 09/09/2019 | To be Confirmed | To be confirmed | To be confirmed | -
WPD_ANYC_00388 | REDACTED INFORMATION | CHESTERFIELD 132kV S STN | ANNESLEY 33kV S STN | SUTTON JUNCTION 33 11kV S STN | Western Power Distribution (East Midlands) | Solar | 7 | - | - | - | - | No | Accepted to Connect | - | - | - | - | - | - | 7 | 6.65 | 7 | 0.0475 | 0.05 | 25/09/2019 | To be Confirmed | To be confirmed | To be confirmed | -
WPD_ANYC_00389 | REDACTED INFORMATION | NECHELLS EAST 132kV S STN | NECHELLS WEST 132 25kV S STN | Nechells West 132/25/11kVDUMMY | Western Power Distribution (West Midlands) | Other renewable | 7 | - | - | - | - | No | Accepted to Connect | - | - | - | - | - | - | 7 | 6.65 | 7 | 0.1425 | 0.15 | 09/07/2019 | To be Confirmed | To be confirmed | To be confirmed | -
WPD_ANYC_00391 | REDACTED INFORMATION | FECKENHAM 66 11kV S STN | Feckenham 66/11kVDUMMY | 33kV or 66kV connection | Western Power Distribution (West Midlands) | Solar | 40 | - | - | - | - | Yes | Accepted to Connect | - | - | - | - | - | - | 40 | 38 | 40 | 2.85 | 3 | 28/10/2019 | To be Confirmed | To be confirmed | To be confirmed | -
WPD_ANYC_00392 | REDACTED INFORMATION | IRONBRIDGE 132kV S STN | To be confirmed | 33kV or 66kV connection | Western Power Distribution (West Midlands) | Solar | 100 | - | - | - | - | Yes | Accepted to Connect | - | - | - | - | - | - | 100 | 95 | 100 | 0.9405 | 0.99 | 04/09/2019 | To be Confirmed | To be confirmed | To be confirmed | -
WPD_ANYC_00394 | REDACTED INFORMATION | Pyle Grid | Bridgend Grid | Bridgend Trading Estate | Western Power Distribution (South Wales) | Solar | 0.099 | - | - | - | - | No | Accepted to Connect | - | - | - | - | - | - | 0.099 | 0.09405 | 0.099 | 0.95 | 1 | 26/06/2019 | To be Confirmed | To be confirmed | To be confirmed | -
WPD_ANYC_00398 | REDACTED INFORMATION | GRENDON 132kV S STN | IRTHLINGBOROUGH 33kV S STN | THRAPSTON 33 11kV S STN | Western Power Distribution (East Midlands) | Other renewable | 10 | - | - | - | - | No | Accepted to Connect | - | - | - | - | - | - | 10 | 9.5 | 10 | 0.095 | 0.1 | 29/10/2019 | To be Confirmed | To be confirmed | To be confirmed | -
WPD_ANYC_00399 | REDACTED INFORMATION | STAYTHORPE C 132kV S STN | 132kV connection | 132kV connection | Western Power Distribution (East Midlands) | Solar | 38 | - | - | - | - | No | Accepted to Connect | - | - | - | - | - | - | 38 | 36.1 | 38 | 0.3325 | 0.35 | 08/10/2019 | To be Confirmed | To be confirmed | To be confirmed | -
WPD_ANYC_00402 | REDACTED INFORMATION | Upper Boat | Upper Boat Bsp | 33kV or 66kV connection | Western Power Distribution (South Wales) | Wind onshore | 29.4 | - | - | - | - | No | Accepted to Connect | - | - | - | - | - | - | 29.4 | 27.93 | 29.4 | 0.665 | 0.7 | 23/09/2019 | To be Confirmed | To be confirmed | To be confirmed | -
WPD_ANYC_00403 | REDACTED INFORMATION | Cellarhead 132kV | To be confirmed | 33kV or 66kV connection | Western Power Distribution (West Midlands) | Other | 299 | - | - | - | - | Yes | Accepted to Connect | - | - | - | - | - | - | 299 | 284.05 | 299 | 5.7 | 6 | 22/10/2019 | To be Confirmed | To be confirmed | To be confirmed | -
WPD_ANYC_00404 | REDACTED INFORMATION | ENDERBY 132kV S STN | WIGSTON 33KV S STN | ALLIANCE AND LEICESTER 33 11kV S STN | Western Power Distribution (East Midlands) | Other renewable | 5.56 | - | - | - | - | No | Accepted to Connect | - | - | - | - | - | - | 5.56 | 5.282 | 5.56 | 0.095 | 0.1 | 22/05/2019 | To be Confirmed | To be confirmed | To be confirmed | -
WPD_ANYC_00407 | REDACTED INFORMATION | LEA MARSTON 132kV S STN | TAMWORTH 33kV S STN | 33kV or 66kV connection | Western Power Distribution (East Midlands) | Other | 11.384 | - | - | - | - | No | Accepted to Connect | - | - | - | - | - | - | 11.384 | 10.8148 | 11.384 | 2.375 | 2.5 | 21/06/2019 | To be Confirmed | To be confirmed | To be confirmed | -
WPD_ANYC_00409 | REDACTED INFORMATION | IRONBRIDGE 132kV S STN | KETLEY 132kV S STN | DONNINGTON 33 11kV S STN | Western Power Distribution (West Midlands) | Other renewable | 1.516 | - | - | - | - | No | Accepted to Connect | - | - | - | - | - | - | 1.516 | 0 | 0 | 3.325 | 3.5 | 07/08/2019 | To be Confirmed | To be confirmed | To be confirmed | -
WPD_ANYC_00410 | REDACTED INFORMATION | RATCLIFFE ON SOAR 132kV S STN | TOTON 3 33kV S STN | 33kV or 66kV connection | Western Power Distribution (East Midlands) | Other | 3.2 | - | - | - | - | No | Accepted to Connect | - | - | - | - | - | - | 3.2 | 3.04 | 3.2 | 2.85 | 3 | 11/07/2019 | To be Confirmed | To be confirmed | To be confirmed | -
WPD_ANYC_00411 | REDACTED INFORMATION | NECHELLS EAST 132kV S STN | To be confirmed | 33kV or 66kV connection | Western Power Distribution (West Midlands) | Other | 12.7 | - | - | - | - | No | Accepted to Connect | - | - | - | - | - | - | 12.7 | 12.065 | 12.7 | 0.285 | 0.3 | 24/10/2019 | To be Confirmed | To be confirmed | To be confirmed | -
WPD_ANYC_00412 | REDACTED INFORMATION | WEST BURTON 132kV S STN | To be confirmed | 33kV or 66kV connection | Western Power Distribution (East Midlands) | Solar | 0.001 | - | - | - | - | No | Accepted to Connect | - | - | - | - | - | - | 0.001 | 47.405 | 49.9 | 0 | 0 | 02/10/2019 | To be Confirmed | To be confirmed | To be confirmed | -
WPD_ANYC_00413 | REDACTED INFORMATION | Pyle Grid | To be confirmed | 33kV or 66kV connection | Western Power Distribution (South Wales) | Solar | 49.9 | - | - | - | - | No | Accepted to Connect | - | - | - | - | - | - | 49.9 | 47.405 | 49.9 | 0.095 | 0.1 | 19/09/2019 | To be Confirmed | To be confirmed | To be confirmed | -
WPD_ANYC_00417 | REDACTED INFORMATION | Iron Acton S.G.P. | Bradley Stoke Bsp | Almondsbury | Western Power Distribution (South West) | Solar | 4 | - | - | - | - | No | Accepted to Connect | - | - | - | - | - | - | 4 | 3.8 | 4 | 0 | 0 | 04/12/2019 | To be Confirmed | To be confirmed | To be confirmed | -
WPD_ANYC_00419 | REDACTED INFORMATION | RATCLIFFE ON SOAR 132kV S STN | NOTTINGHAM 33kV S STN | LENTON 33 11kV S STN | Western Power Distribution (East Midlands) | To be confirmed | 0 | - | - | - | - | No | Accepted to Connect | - | - | - | - | - | - | 0 | 2.85 | 3 | 9.5 | 10 | 10/09/2019 | To be Confirmed | To be confirmed | To be confirmed | -
WPD_ANYC_00428 | REDACTED INFORMATION | Upper Boat | Upper Boat Bsp | 33kV or 66kV connection | Western Power Distribution (South Wales) | Solar | 50 | - | - | - | - | No | Accepted to Connect | - | - | - | - | - | - | 50 | 47.5 | 50 | 0.095 | 0.1 | 09/10/2019 | To be Confirmed | To be confirmed | To be confirmed | -
WPD_ANYC_00429 | REDACTED INFORMATION | STAYTHORPE C 132kV S STN | HAWTON 33kV S STN | HAWTON 11kV S STN | Western Power Distribution (East Midlands) | Hydro pumped storage | 7 | - | - | - | - | No | Accepted to Connect | - | - | - | - | - | - | 7 | 6.65 | 7 | 0.095 | 0.1 | 08/10/2019 | To be Confirmed | To be confirmed | To be confirmed | -
WPD_ANYC_00431 | REDACTED INFORMATION | Seabank Sgp | Portishead New Bsp | To be confirmed | Western Power Distribution (South West) | Other | 9.9 | - | - | - | - | No | Accepted to Connect | - | - | - | - | - | - | 9.9 | 9.405 | 9.9 | 4.37 | 4.6 | 19/07/2019 | To be Confirmed | To be confirmed | To be confirmed | -
WPD_ANYC_00433 | REDACTED INFORMATION | WEST BURTON 132kV S STN | WORKSOP 33kV S STN | WORKSOP WEST 33 11kV S STN | Western Power Distribution (East Midlands) | Other | 3.2 | - | - | - | - | No | Accepted to Connect | - | - | - | - | - | - | 3.2 | 0 | 0 | 3.04 | 3.2 | 04/12/2019 | To be Confirmed | To be confirmed | To be confirmed | -
WPD_ANYC_00434 | REDACTED INFORMATION | STAYTHORPE C 132kV S STN | 132kV connection | 132kV connection | Western Power Distribution (East Midlands) | Solar | 0.001 | - | - | - | - | No | Accepted to Connect | - | - | - | - | - | - | 0.001 | 9.5 | 10 | 0.00095 | 0.001 | 23/09/2019 | To be Confirmed | To be confirmed | To be confirmed | -
WPD_ANYC_00436 | REDACTED INFORMATION | FECKENHAM 66 11kV S STN | To be confirmed | 33kV or 66kV connection | Western Power Distribution (West Midlands) | Solar | 49.9 | - | - | - | - | No | Accepted to Connect | - | - | - | - | - | - | 49.9 | 47.405 | 49.9 | 0.00095 | 0.001 | 20/11/2019 | To be Confirmed | To be confirmed | To be confirmed | -
WPD_ANYC_00438 | REDACTED INFORMATION | Uskmouth | Newport East | 33kV or 66kV connection | Western Power Distribution (South Wales) | Solar | 36 | - | - | - | - | No | Accepted to Connect | - | - | - | - | - | - | 36 | 34.2 | 36 | 0.095 | 0.1 | 04/09/2019 | To be Confirmed | To be confirmed | To be confirmed | -
WPD_ANYC_00439 | REDACTED INFORMATION | STAYTHORPE C 132kV S STN | To be confirmed | 33kV or 66kV connection | Western Power Distribution (East Midlands) | Solar | 49.99 | - | - | - | - | No | Accepted to Connect | - | - | - | - | - | - | 49.99 | 47.4905 | 49.99 | 0.00095 | 0.001 | 27/11/2019 | To be Confirmed | To be confirmed | To be confirmed | -
WPD_ANYC_00440 | REDACTED INFORMATION | PORT HAM 132kV S STN | LYDNEY 33kV S STN | STOWFIELD 33 11kV S STN | Western Power Distribution (West Midlands) | Solar | 1 | - | - | - | - | No | Accepted to Connect | - | - | - | - | - | - | 1 | 0.95 | 1 | 0.38 | 0.4 | 01/10/2019 | To be Confirmed | To be confirmed | To be confirmed | -
WPD_ANYC_00441 | REDACTED INFORMATION | PORT HAM 132kV S STN | CASTLE MEADS 33kV S STN | ROTOL 33 11kV S STN | Western Power Distribution (West Midlands) | Battery storage | 5 | - | - | - | - | No | Accepted to Connect | - | - | - | - | - | - | 5 | 4.75 | 5 | 4.75 | 5 | 19/07/2019 | To be Confirmed | To be confirmed | To be confirmed | -
WPD_ANYC_00443 | REDACTED INFORMATION | STAYTHORPE C 132kV S STN | HAWTON 33kV S STN | FERNWOOD 33 11kV S STN | Western Power Distribution (East Midlands) | Battery storage | 6 | - | - | - | - | No | Accepted to Connect | - | - | - | - | - | - | 6 | 5.7 | 6 | 5.7 | 6 | 16/08/2019 | To be Confirmed | To be confirmed | To be confirmed | -
WPD_ANYC_00444 | REDACTED INFORMATION | Upper Boat | Upper Boat Bsp | Caerphilly | Western Power Distribution (South Wales) | Solar | 0.099 | - | - | - | - | No | Accepted to Connect | - | - | - | - | - | - | 0.099 | 0.09405 | 0.099 | 1.1875 | 1.25 | 09/10/2019 | To be Confirmed | To be confirmed | To be confirmed | -
WPD_ANYC_00445 | REDACTED INFORMATION | CHESTERFIELD 132kV S STN | ANNESLEY 33kV S STN | SHERWOOD PARK 33 11kV S STN | Western Power Distribution (East Midlands) | Other | 8 | - | - | - | - | No | Accepted to Connect | - | - | - | - | - | - | 8 | 7.6 | 8 | 0.1425 | 0.15 | 02/09/2019 | To be Confirmed | To be confirmed | To be confirmed | -
WPD_ANYC_00446 | REDACTED INFORMATION | Pembroke Power Station | Haverfordwest Grid | Merlins Bridge | Western Power Distribution (South Wales) | Other renewable | 1.067 | - | - | - | - | No | Accepted to Connect | - | - | - | - | - | - | 1.067 | 0 | 0 | 1.71 | 1.8 | 17/12/2019 | To be Confirmed | To be confirmed | To be confirmed | -
WPD_ANYC_00447 | REDACTED INFORMATION | BICKER FEN 132kV S STN | To be confirmed | 33kV or 66kV connection | Western Power Distribution (East Midlands) | Solar | 20 | - | - | - | - | Yes | Accepted to Connect | - | - | - | - | - | - | 20 | 19 | 20 | 0.0285 | 0.03 | 17/12/2019 | To be Confirmed | To be confirmed | To be confirmed | -
WPD_ANYC_00451 | REDACTED INFORMATION | COVENTRY 132kV S STN | HINCKLEY 33kV S STN | 33kV or 66kV connection | Western Power Distribution (East Midlands) | Other | 8 | - | - | - | - | No | Accepted to Connect | - | - | - | - | - | - | 8 | 7.6 | 8 | 17.1 | 18 | 23/12/2019 | To be Confirmed | To be confirmed | To be confirmed | -
WPD_ANYC_00453 | REDACTED INFORMATION | Seabank Sgp | Radstock Bsp 132kv | Chewton Mendip | Western Power Distribution (South West) | Other | 5 | - | - | - | - | No | Accepted to Connect | - | - | - | - | - | - | 5 | 4.75 | 5 | 0.1425 | 0.15 | 17/09/2019 | To be Confirmed | To be confirmed | To be confirmed | -
WPD_ANYC_00455 | REDACTED INFORMATION | BERKSWELL 132kV S STN | HARBURY 33kV S STN | 33kV or 66kV connection | Western Power Distribution (East Midlands) | Solar | 40 | - | - | - | - | No | Accepted to Connect | - | - | - | - | - | - | 40 | 38 | 40 | 0.0475 | 0.05 | 02/10/2019 | To be Confirmed | To be confirmed | To be confirmed | -
WPD_ANYC_00456 | REDACTED INFORMATION | BUSTLEHOLM 132kV S STN | Walsall 132kV/33kV | To be confirmed | Western Power Distribution (West Midlands) | Waste | 50 | - | - | - | - | No | Accepted to Connect | - | - | - | - | - | - | 50 | 47.5 | 50 | 6.65 | 7 | 13/11/2019 | To be Confirmed | To be confirmed | To be confirmed | -
WPD_ANYC_00457 | REDACTED INFORMATION | BISHOPS WOOD 132kV S STN | To be confirmed | 33kV or 66kV connection | Western Power Distribution (West Midlands) | Solar | 49.9 | - | - | - | - | No | Accepted to Connect | - | - | - | - | - | - | 49.9 | 47.405 | 49.9 | 0.2375 | 0.25 | 11/12/2019 | To be Confirmed | To be confirmed | To be confirmed | -
WPD_ANYC_00458 | REDACTED INFORMATION | IRON ACTON 132kV S STN | To be confirmed | 33kV or 66kV connection | Western Power Distribution (West Midlands) | Solar | 49.99 | - | - | - | - | Yes | Accepted to Connect | - | - | - | - | - | - | 49.99 | 47.4905 | 49.99 | 0.475 | 0.5 | 22/10/2019 | To be Confirmed | To be confirmed | To be confirmed | -
WPD_ANYC_00459 | REDACTED INFORMATION | WEST BURTON 132kV S STN | To be confirmed | 33kV or 66kV connection | Western Power Distribution (East Midlands) | Solar | 40 | - | - | - | - | No | Accepted to Connect | - | - | - | - | - | - | 40 | 38 | 40 | 0.0855 | 0.09 | 23/12/2019 | To be Confirmed | To be confirmed | To be confirmed | -
WPD_ANYC_00460 | REDACTED INFORMATION | Uskmouth | Newport West | Newport West Primary | Western Power Distribution (South Wales) | Other renewable | 4.5 | - | - | - | - | No | Accepted to Connect | - | - | - | - | - | - | 4.5 | 4.275 | 4.5 | 0 | 0 | 06/09/2019 | To be Confirmed | To be confirmed | To be confirmed | -
WPD_ANYC_00462 | REDACTED INFORMATION | Taunton S.G.P. | Taunton Main Bsp | 33kV or 66kV connection | Western Power Distribution (South West) | Solar | 7 | - | - | - | - | No | Accepted to Connect | - | - | - | - | - | - | 7 | 11.4998 | 12.105 | 0.9025 | 0.95 | 31/10/2019 | To be Confirmed | To be confirmed | To be confirmed | -
WPD_ANYC_00465 | REDACTED INFORMATION | BUSTLEHOLM 132kV S STN | SMETHWICK 132 25kV S STN | Smethwick 132/11kVDUMMY | Western Power Distribution (West Midlands) | Other | 6 | - | - | - | - | No | Accepted to Connect | - | - | - | - | - | - | 6 | 5.7 | 6 | 0.29925 | 0.315 | 26/11/2019 | To be Confirmed | To be confirmed | To be confirmed | -
WPD_ANYC_00466 | REDACTED INFORMATION | CHESTERFIELD 132kV S STN | MANSFIELD 33kV S STN | MANSFIELD 11kV S STN | Western Power Distribution (East Midlands) | Other | 4 | - | - | - | - | No | Accepted to Connect | - | - | - | - | - | - | 4 | 3.8 | 4 | 0.1425 | 0.15 | 03/10/2019 | To be Confirmed | To be confirmed | To be confirmed | -
WPD_ANYC_00469 | REDACTED INFORMATION | CHESTERFIELD 132kV S STN | ALFRETON 33kV S STN | WESSINGTON 33 11kV S STN | Western Power Distribution (East Midlands) | Other renewable | 8 | - | - | - | - | No | Accepted to Connect | - | - | - | - | - | - | 8 | 7.6 | 8 | 7.6 | 8 | 03/09/2019 | To be Confirmed | To be confirmed | To be confirmed | -
WPD_ANYC_00480 | REDACTED INFORMATION | Swansea North Grid | Swansea West Grid | Sketty Park | Western Power Distribution (South Wales) | Other | 1.152 | - | - | - | - | No | Accepted to Connect | - | - | - | - | - | - | 1.152 | 0.95 | 1 | 0.2375 | 0.25 | 02/09/2019 | To be Confirmed | To be confirmed | To be confirmed | -
WPD_ANYC_00481 | REDACTED INFORMATION | NECHELLS EAST 132kV S STN | CHESTER ST 132kV S STN | Chester Street 132/11kVDUMMY | Western Power Distribution (West Midlands) | Other renewable | 6 | - | - | - | - | No | Accepted to Connect | - | - | - | - | - | - | 6 | 5.7 | 6 | 0.114 | 0.12 | 02/09/2019 | To be Confirmed | To be confirmed | To be confirmed | -
WPD_ANYC_00494 | REDACTED INFORMATION | Iron Acton S.G.P. | Lockleaze Bsp 132kv | Filton Dc | Western Power Distribution (South West) | Solar | 1 | - | - | - | - | No | Accepted to Connect | - | - | - | - | - | - | 1 | 0.47405 | 0.499 | 0 | 0 | 22/10/2019 | To be Confirmed | To be confirmed | To be confirmed | -
WPD_ANYC_00504 | REDACTED INFORMATION | RATCLIFFE ON SOAR 132kV S STN | To be confirmed | 33kV or 66kV connection | Western Power Distribution (East Midlands) | Solar | 49.9 | - | - | - | - | No | Accepted to Connect | - | - | - | - | - | - | 49.9 | 47.405 | 49.9 | 0.475 | 0.5 | 20/12/2019 | To be Confirmed | To be confirmed | To be confirmed | -
WPD_ANYC_00514 | REDACTED INFORMATION | BERKSWELL 132kV S STN | COVENTRY WEST 33kV S STN | To be confirmed | Western Power Distribution (East Midlands) | Other | 40 | - | - | - | - | No | Accepted to Connect | - | - | - | - | - | - | 40 | 38 | 40 | 0.475 | 0.5 | 20/12/2019 | To be Confirmed | To be confirmed | To be confirmed | -
WPD_ANYC_00515 | REDACTED INFORMATION | WEST BURTON 132kV S STN | LINCOLN LOCAL 132kV S STN | LINCOLN No 2 11kV S STN | Western Power Distribution (East Midlands) | Other renewable | 1.5 | - | - | - | - | No | Accepted to Connect | - | - | - | - | - | - | 1.5 | 1.425 | 1.5 | 0 | 0 | 13/12/2019 | To be Confirmed | To be confirmed | To be confirmed | -
WPD_ANYC_00518 | REDACTED INFORMATION | Seabank Sgp | Avonmouth Bsp | Kingsweston | Western Power Distribution (South West) | Wind onshore | 4.2 | - | - | - | - | Yes | Accepted to Connect | - | - | - | - | - | - | 4.2 | 3.99 | 4.2 | 0.057 | 0.06 | 05/11/2019 | To be Confirmed | To be confirmed | To be confirmed | -
WPD_ANYC_00522 | REDACTED INFORMATION | Iron Acton S.G.P. | Lockleaze Bsp 132kv | Cotham Primary | Western Power Distribution (South West) | Other | 5.65 | - | - | - | - | No | Accepted to Connect | - | - | - | - | - | - | 5.65 | 8.664 | 9.12 | 7.03 | 7.4 | 30/10/2019 | To be Confirmed | To be confirmed | To be confirmed | -
WPD_ANYC_00526 | REDACTED INFORMATION | BUSTLEHOLM 132kV S STN | LADYWOOD 132 11kV S STN | Ladywood 132/11kVDUMMY | Western Power Distribution (West Midlands) | To be confirmed | 0 | - | - | - | - | No | Accepted to Connect | - | - | - | - | - | - | 0 | 1.425 | 1.5 | 0 | 0 | 14/08/2019 | To be Confirmed | To be confirmed | To be confirmed | -
WPD_ANYC_00535 | REDACTED INFORMATION | Alverdiscott S.G.P. | 132kV connection | 132kV connection | Western Power Distribution (South West) | Solar | 28 | - | - | - | - | No | Accepted to Connect | - | - | - | - | - | - | 28 | 37.0405 | 38.99 | 0.3705 | 0.39 | 18/12/2019 | To be Confirmed | To be confirmed | To be confirmed | -
WPD_ANYC_00540 | REDACTED INFORMATION | CHESTERFIELD 132kV S STN | WHITWELL 33kV S STN | SHIREBROOK 33 11kV S STN | Western Power Distribution (East Midlands) | Other | 6 | - | - | - | - | No | Accepted to Connect | - | - | - | - | - | - | 6 | 5.7 | 6 | 0.1425 | 0.15 | 05/11/2019 | To be Confirmed | To be confirmed | To be confirmed | -
WPD_ANYC_00561 | REDACTED INFORMATION | CHESTERFIELD 132kV S STN | ANNESLEY 33kV S STN | SUTTON JUNCTION 33 11kV S STN | Western Power Distribution (East Midlands) | Other | 6 | - | - | - | - | No | Accepted to Connect | - | - | - | - | - | - | 6 | 5.7 | 6 | 0.1425 | 0.15 | 25/11/2019 | To be Confirmed | To be confirmed | To be confirmed | -
WPD_ANYC_00567 | REDACTED INFORMATION | RATCLIFFE ON SOAR 132kV S STN | NOTTINGHAM 33kV S STN | LENTON 33 11kV S STN | Western Power Distribution (East Midlands) | Battery storage | 0.006 | - | - | - | - | No | Accepted to Connect | - | - | - | - | - | - | 0.006 | 2.85 | 3 | 6.175 | 6.5 | 16/09/2019 | To be Confirmed | To be confirmed | To be confirmed | -
WPD_ANYC_00569 | REDACTED INFORMATION | COVENTRY 132kV S STN | PAILTON 33KV S STN | 33kV or 66kV connection | Western Power Distribution (East Midlands) | Solar | 38 | - | - | - | - | No | Accepted to Connect | - | - | - | - | - | - | 38 | 36.1 | 38 | 0.38 | 0.4 | 12/11/2019 | To be Confirmed | To be confirmed | To be confirmed | -
WPD_ANYC_00579 | REDACTED INFORMATION | Grange | Grange Bsp | 33kV or 66kV connection | Western Power Distribution (South Wales) | Other renewable | 4 | - | - | - | - | No | Accepted to Connect | - | - | - | - | - | - | 4 | 3.8 | 4 | 23.75 | 25 | 08/11/2019 | To be Confirmed | To be confirmed | To be confirmed | -
WPD_ANYC_00583 | REDACTED INFORMATION | Upper Boat | Upper Boat Bsp | Upper Boat Primary | Western Power Distribution (South Wales) | Solar | 0.08 | - | - | - | - | No | Accepted to Connect | - | - | - | - | - | - | 0.08 | 0.076 | 0.08 | 1.52 | 1.6 | 11/09/2019 | To be Confirmed | To be confirmed | To be confirmed | -
WPD_ANYC_00588 | REDACTED INFORMATION | Aberthaw Power Station | East Aberthaw | 33kV or 66kV connection | Western Power Distribution (South Wales) | Solar | 20 | - | - | - | - | No | Accepted to Connect | - | - | - | - | - | - | 20 | 19 | 20 | 0.0475 | 0.05 | 18/12/2019 | To be Confirmed | To be confirmed | To be confirmed | -
WPD_ANYC_00592 | REDACTED INFORMATION | IRON ACTON 132kV S STN | CHIPPING SODBURY 132kV S STN | 33kV or 66kV connection | Western Power Distribution (West Midlands) | Solar | 40 | - | - | - | - | No | Accepted to Connect | - | - | - | - | - | - | 40 | 38 | 40 | 0.00095 | 0.001 | 11/11/2019 | To be Confirmed | To be confirmed | To be confirmed | -
WPD_ANYC_00596 | REDACTED INFORMATION | WILLENHALL 132 25kV S STN | Willenhall 132/25/11kVDUMMY | Willenhall 132/25/11kVDUMMY | Western Power Distribution (West Midlands) | Other | 2.7 | - | - | - | - | No | Accepted to Connect | - | - | - | - | - | - | 2.7 | 2.565 | 2.7 | 1.995 | 2.1 | 25/11/2019 | To be Confirmed | To be confirmed | To be confirmed | -
WPD_ANYC_00600 | REDACTED INFORMATION | FECKENHAM 66 11kV S STN | Feckenham 66/11kVDUMMY | IPSLEY 66 11kV S STN | Western Power Distribution (West Midlands) | Battery storage | 5 | - | - | - | - | No | Accepted to Connect | - | - | - | - | - | - | 5 | 4.75 | 5 | 4.75 | 5 | 24/09/2019 | To be Confirmed | To be confirmed | To be confirmed | -
WPD_ANYC_00614 | REDACTED INFORMATION | OCKER HILL C 132kV S STN | To be confirmed | To be confirmed | Western Power Distribution (West Midlands) | Battery storage | 100 | - | - | - | - | No | Accepted to Connect | - | - | - | - | - | - | 100 | 95 | 100 | 95 | 100 | 20/12/2019 | To be Confirmed | To be confirmed | To be confirmed | -
WPD_ANYC_00621 | REDACTED INFORMATION | Seabank Sgp | Portishead New Bsp | To be confirmed | Western Power Distribution (South West) | Other | 15 | - | - | - | - | No | Accepted to Connect | - | - | - | - | - | - | 15 | 14.25 | 15 | 0.475 | 0.5 | 17/12/2019 | To be Confirmed | To be confirmed | To be confirmed | -
WPD_ANYC_00631 | REDACTED INFORMATION | WEST BURTON 132kV S STN | To be confirmed | 33kV or 66kV connection | Western Power Distribution (East Midlands) | Solar | 35 | - | - | - | - | No | Accepted to Connect | - | - | - | - | - | - | 35 | 33.25 | 35 | 0.475 | 0.5 | 23/12/2019 | To be Confirmed | To be confirmed | To be confirmed | -
WPD_ANYC_00661 | REDACTED INFORMATION | BUSTLEHOLM 132kV S STN | WINSON GREEN 132 25 11kV S STN | Winson Green 132/11kVDUMMY | Western Power Distribution (West Midlands) | Other | 7.1 | - | - | - | - | No | Accepted to Connect | - | - | - | - | - | - | 7.1 | 6.65 | 7 | 0.475 | 0.5 | 05/11/2019 | To be Confirmed | To be confirmed | To be confirmed | -
WPD_ANYC_00679 | REDACTED INFORMATION | Bridgwater S.G.P. | Churchill Bsp 132kv | 33kV or 66kV connection | Western Power Distribution (South West) | Solar | 15.25 | - | - | - | - | No | Accepted to Connect | - | - | - | - | - | - | 15.25 | 14.4875 | 15.25 | 0 | 0 | 20/12/2019 | To be Confirmed | To be confirmed | To be confirmed | -
WPD_ANYC_00686 | REDACTED INFORMATION | FECKENHAM 66 11kV S STN | Feckenham 66/11kVDUMMY | 33kV or 66kV connection | Western Power Distribution (West Midlands) | Solar | 22 | - | - | - | - | Yes | Accepted to Connect | - | - | - | - | - | - | 22 | 20.9 | 22 | 0.00095 | 0.001 | 10/12/2019 | To be Confirmed | To be confirmed | To be confirmed | -

## DNO_SERVICES
DISTRIBUTION SERVICES
Asset Reference | Aggregated Service? | Service Reference | Grid Supply Point | Type of Service | MW Provided | Contract End Date | Exclusivity?
WPD_SRVC_00001 | NO | CMZ_T2A_SWE_0001 | Abham S.G.P. | Dynamic & Restore | 1.8 | 2020-09-30 | No
WPD_SRVC_00002 | NO | CMZ_T2A_SWE_0002 | Exeter Main S.G.P. | Dynamic & Restore | 40 | 2020-09-30 | No
WPD_SRVC_00003 | NO | CMZ_T3B_EM_0007 | EAST CLAYDON 132KV S STN | Dynamic & Restore | 3.2 | 2020-09-30 | No
WPD_SRVC_00004 | NO | CMZ_T2A_SWE_0002 | Exeter Main S.G.P. | Dynamic & Restore | 20 | 2023-09-30 | No
WPD_SRVC_00005 | NO | CMZ_T2A_WM_0001 | RUGELEY 132kV S STN | Dynamic & Restore | 2 | 2023-09-30 | No
WPD_SRVC_00006 | NO | CMZ_T3A_SWE_0005 | Bridgwater S.G.P. | Dynamic & Restore | 1 | 2023-09-30 | No
WPD_SRVC_00007 | NO | CMZ_T3B_EM_0007 | EAST CLAYDON 132KV S STN | Dynamic & Restore | 2 | 2023-09-30 | No
WPD_SRVC_00008 | NO | CMZ_T3B_EM_0008 | BERKSWELL 132kV S STN | Secure & Restore | 1.5 | 2023-09-30 | No
WPD_SRVC_00094 | NO | CMZ_T2A_SWE_0001 | Abham S.G.P. | Dynamic & Restore | 5 | 2023-09-30 | No
WPD_SRVC_00095 | NO | CMZ_T2A_SWE_0001 | Abham S.G.P. | Dynamic & Restore | 4.25 | 2023-09-30 | No
WPD_SRVC_00096 | NO | CMZ_T2A_SWE_0001 | Abham S.G.P. | Dynamic & Restore | 6 | 2023-09-30 | No
WPD_SRVC_00097 | NO | CMZ_T3A_WM_0002 | EAST CLAYDON 132KV S STN | Dynamic & Restore | 6 | 2020-09-30 | No
WPD_AGG_SRVC_00018 | YES | CMZ_T3B_SWE_0008 | Indian Queens S.G.P. | Secure & Restore | 0.47065 | N/A | N/A
WPD_AGG_SRVC_00025 | YES | CMZ_T2A_SWE_0001 | Abham S.G.P. | Dynamic & Restore | 0.22712 | N/A | N/A
WPD_AGG_SRVC_00034 | YES | CMZ_T3B_EM_0008 | BERKSWELL 132kV S STN | Secure & Restore | 0.102 | N/A | N/A
WPD_AGG_SRVC_00035 | YES | CMZ_T2A_WM_0001 | RUGELEY 132kV S STN | Dynamic & Restore | 0.24456 | N/A | N/A

## DESCRIPTION_OF_FIELDS
DNO_RESOURCES | GENERAL DATA | This section is completed for all customers of 1MW or more in capacity. Includes generators, storage but only those demand sites that are providing services.
Column | Field Tag | Field Descriptor
A | Customer Name | Name of party that is connected or contracted to connect.
B | Customer Site | Name of customer site/project name.
C | Grid Supply Point (GSP) | This is the point of delivery from the transmission system to a distribution system that is linked with the Customer Site.
D | Bulk Supply Point | This is the supply point on the DNO system (representing an EHV/EHV transformation level) linked with the Customer Site.
E | Primary | This is the relevant primary substation on the DNO system linked with the Customer Site.
F | Licence Area | Licence area customer site is connected within
G | Primary Resource Type | Fields 7 to 12 indicate the type(s) and capacities of plant connected at the site (wind/solar/etc). Where there is only a single plant type at the site, this is shown in "Primary Resource Type" field 7. Where there is more than one plant type at a site, ideally the different plant types are shown in fields 9 and 11.
H | Primary Resource Type - Installed Capacity (MVA) | This is the installed capacity of the "Primary Resource Type" expressed in MVA.
I | Resource Type 2 | Where there is more than one plant type at a site, the "Resource Type 2" and "Resource Type 3" fields are used to used to show the resource types additional to the "Primary Resource Type".
J | Resource Type 2 - Installed Capacity (MVA) | This is the installed capacity of the "Resource Type 2" expressed in MVA.
K | Resource Type 3 | Where there is more than one plant type at a site, the "Resource Type 2" and "Resource Type 3" fields are used to used to show the resource types additional to the "Primary Resource Type".
L | Primary Type 3 - Installed Capacity (MVA) | This is the installed capacity of the "Resource Type 3" expressed in MVA.
M | ANM Connection | Is the connection contingent on an Active Network Management (ANM) arrangement (including timed connections)?
N | Connection Status | "Connected" or "Accepted to Connect"?
DNO_RESOURCES | ALREADY CONNECTED | This section should be completed for all customers of 1MW or more in size that are already connected to the network. Includes generators, storage but only those demand sites that are providing services.
Column | Field Tag | Field Descriptor
O | Installed Generation Capacity (MVA) | This is the total generation connected at the site expressed in MVA.
P | Export Capacity (MW) | This is the total MW export capacity permitted as per the connection agreement.
Q | Export Capacity (MVA) | This is the total MVA export capacity permitted as per the connection agreement.
R | Import Capacity (MW) | This is the total MW import capacity permitted as per the connection agreement.
S | Import Capacity (MVA) | This is the total MVA export capacity permitted as per the connection agreement.
T | Date Connected | Date Project connected to network and energised.
DNO_RESOURCES | ACCEPTED TO CONNECT | This section should be completed for all customers of 1MW or more in size that have agreements in place to connect to the network. Includes generators, storage but only those demand sites that are providing services.
Column | Field Tag | Field Descriptor
U | Accepted to Connect Generation Capacity (MVA) | This is the total additional generation that is accepted to connect at the site expressed in MVA.
V | Export Capacity (MW) | This is the total additional MW export capacity permitted as per the connection agreement.
W | Export Capacity (MVA) | This is the total additional MVA export capacity permitted as per the connection agreement.
X | Import Capacity (MW) | This is the total additional MW import capacity permitted as per the connection agreement.
Y | Import Capacity (MVA) | This is the total additional MVA import capacity permitted as per the connection agreement.
Z | Date Accepted | Date customer contracted with GBSO/DNO/IDNO.
AA | Target Energisation Date | Estimated date of energisation. This date is likely to change to reflect the latest date notified by customers.
DNO_RESOURCES | PROVIDING SERVICES | This section should include all assets of 1MW or greater that are providing services to network companies including the ESO.
Column | Field Tag | Field Descriptor
AB | Distribution Service Provider (Y/N) | Does the resource provide services to a DNO?
AC | Transmission Service Provider (Y/N) | Does the resource provide services to the ESO or a TO?
AD | Reference | A unique reference to link to the Providing Services tab.
DNO_SERVICES | DISTRIBUTION SERVICES | This section should include all assets of 1MW or greater that are providing services to Distrinution Network Operators. Information should also be provided for assets of less than 1MW by aggregating those assets that are providing a particular service.
Column | Field Tag | Field Descriptor
A | Asset Reference | This is a cross-reference from field Ref 33 on the DER Template. This indicates particular assets of 1MW or greater that are providing services.
B | Aggregated Service | Are resources being aggregated to provide this part of the service?
C | Service Identifier | This field identifies the particular network company service area.
D | Grid Supply Point | This is the GSP linked to resource (or to the aggregated group of resources).
E | Type of Service | The type of service being provided.
F | MW Provided | This is the MW amount of service provided.
G | Contract End Date | End-date of ongoing contract.
H | Exclusivity | Does contract require customer site to limit provision of services to other parties?